## INDEX
Rail Facilities - Asset Information and Data Dictionary
MX-ALM-DIC-006
Version | 1
Revision Date | 2024-12-16
This document accompanies the Metrolinx Asset Information Standard (MX-ALM-STD-001). Contact the Manager of Functional Applications, Asset Lifecycle Management for requests to change any of the information within this Data Dictionary.
Index | Description | Status
1 | Change Log
2 | PROD Change Log
3 | Org & Department Codes
4 | Hierarchies (3 Tabs)
4 | Functional Asset Hierarchy
4.1 | Location Hierarchy
4.2 | Functional Hierarchy Mnemonics
5 | Asset Attributes (2 tabs)
5 | Asset Class
5.1 | List of Manufacturers
6 | Asset Attributes - Custom Fields (1 tab)
6 | Custom Fields - Overview
7 | Asset Parts (1 Tab)
7 | Parts
9 | Preventive Maintenance (PM) Schedules
10 | Routes
8 | Work Orders (WO) (1 Tab)
8 | Work Order Closing Codes

## 1.0 Change Log (hidden)
Version | Change by | Date | Description of Change | Reviewed by | INDEX | Column1
0 | Sohail Mohammed | 2023-12-22 | Initial published version - Data Dictionary reflects existing as is state of RS org assets in HxGN - Closing Codes will need updates, as changes in progress to codes
0 | Sohail Mohammed | 2024-01-11 | Update of File name. Change from MX-ALM-STD-004 to MX-ALM-STD-007, due to conflict with CADD/BIM Standard | Evelyn, Sohail
1 | Stenil Poovan Sabu | 2024-11-06 | Updated file name from MX-ALM-STD-007 to MX-ALM-DIC-006. | Taniya

## 2.0-Prod Change Log (hidden)
Item# | Tab Affected | Description | Severity of Change | Date in UAT | Follow up POC | Target Date for completion | Approved in Prod | Additional Docs affected | INDEX
1
2
3 | [8 empty] | DO NOT DELETE THIS HIDDEN TAB IT IS NEEDED TO TRACK CHANGES FROM THE SYSTEM TO THIS DOCUMENT
4
5
6
7
8
9
10
11
12
13
14
15
16
17
18
19
20
21
22
23
24
25
26
27
28
29
30
31
32
33
34
35
36
37
38
39
40
41
42
43
44
45
46
47
48
49
50
51
52
53
54
55
56
57
58
59
60
61
62
63
64
65
66
67
68
69
70
71
72
73
74
75
76
77
78
79
80
81

## 3.0 Org & Department Codes (hidden)
Organization and Department Code Standards |  |  |  | INDEX
DEPARMENT
Organization | Description | Department | Department Description
RS | Rail Services | RFA | Rail Facilities
RS | Rail Services | RFA-LOC | Rail Facilities Locations
RS | Rail Services | RFAE | Rail Facilities East
RS | Rail Services | RFAW | Rail Facilities West
Context & Considerations
- The Metrolinx organisation structure is represented in Infor EAM to segregate ownership, cost, and maintainence history of assets
- All assets within Metrolinx EAM will be assigned to (1) Organisation and (1) Department
- The table below highlights the approved list of Organizations and Departments with their associated code
- When providing data sheets, please use the Code in the corresponding columns

## 4.0 Functional Hierarchy
Functional Asset Hierarchy | [5 empty] | INDEX
|  |  | Facility | System | Sub System | Sub System/Position | Position/Asset | Position/Asset | Sub-Asset
| Level 1 | Level 2 | Level 3 | Level 4 | Level 5 | Level 6 | Level 7 | Level 8 | Level 9
| RFA | RFAE | Barrie Layover (Allandale Layover) | Crew Center | Grounds | Signs - Facility ID | Signs - Facility ID
|  | RFAW | Bradford Layover
|  |  | Bathurst North Layover |  | Grounds Utilities | Sanitary Sewer | Waste Water Collection System | Waste Water Collection System
Don Yard Layover
|  |  | Georgetown Station Layover |  |  | Water Supply | Utility Meters | Utility Meters
Hamilton Layover
|  |  | Kitchener Layover |  | Process Systems | Fuel Distribution System | Gas Dist - Main Valve | Gas Distribution - Main Valve | (blank)
Lincolnville Layover
|  |  | Lewis Road Layover |  |  |  | Utility Meters | Utility Meters
Mimico Layover
|  |  | Milton Layover |  | Room Interior | Access Ladder | Access Ladder
Richmond Hill Layover
|  |  | Shirley Layover |  |  | Bollard | Bollard
Whitby Layover
|  |  | Willowbrook Maintenance Facility |  |  | Door | Door
[6 empty] | Overhead Door | Overhead Door
[6 empty] | Room Interior | Room Interior
[6 empty] | Window System | Window System
[6 empty] | Door Air Curtain | Door Air Curtain | (blank) | (blank)
[5 empty] | Services | Electrical | Battery Powered Emergency Lighting and Exit Lighting | Battery Powered Emergency Lighting and Exit Lighting
[7 empty] | Circuit Breaker Enclosure | Circuit Breaker Enclosure
[7 empty] | Emergency Generator | Emergency Generator
[7 empty] | Emergency Stop Button | Emergency Stop Button
[7 empty] | Fuse Disconnect | Fuse Disconnect
[7 empty] | Grounding and Lightning PS | Grounding and Lightning Protection System
[7 empty] | Hand Dryer | Hand Dryer
[7 empty] | Lighting | Lighting
[7 empty] | Low Voltage Dist. System | Low Voltage Distribution System
[7 empty] | Low Voltage Panel | Low Voltage Panel
[7 empty] | Low Voltage Transformer | Low Voltage Transformer
[7 empty] | Refrigerant Branch Circuit Controller | Refrigerant Branch Circuit Controller | (blank)
[7 empty] | Switchboard | Switchboard
[7 empty] | Switchgear | Switchgear
[7 empty] | Transfer Switch | Transfer Switch
[7 empty] | UPS | Uninterruptable Power Supply
[6 empty] | Fire Detection | Fire Detection System | Fire Detection System
[6 empty] | Fire Protection | Control Panel | Control Panel
[7 empty] | Fire Detection System | Fire Detection System
[7 empty] | Fire Extinguisher | Fire Extinguisher
[7 empty] | Fire Hose and Cabinet | Fire Hose and Cabinet
[7 empty] | Fire Protection System | Fire Protection System
[7 empty] | Fire Pump | Fire Pump | (blank)
[7 empty] | Fire Suppression Units | Fire Suppression Units
[7 empty] | Sprinkler System | Sprinkler System | (blank)
[7 empty] | Standpipe System | Standpipe System | (blank)
[6 empty] | Health and Safety | Emergency Defibrillator | Emergency Defibrillator
[7 empty] | Emergency Plumbing Fixture | Emergency Plumbing Fixture
[7 empty] | First Aid Kit | First Aid Kit
[7 empty] | Portable Emergency Eyewash | Portable Emergency Eyewash
[6 empty] | HVAC | AC - Condenser | AC - Condenser
[7 empty] | AC - Indoor Evaporator | AC - Indoor Evaporator
[7 empty] | Air Handling Unit | Air Handling Unit
[7 empty] | Boiler | Boiler | (blank)
[7 empty] | Building Automation Controls | Building Automation Controls
[7 empty] | Chemical Distribution System | Hydronic System | Hydronic System Water Treatment
[7 empty] | Chiller System | Chiller | Chiller
[8 empty] | Chiller - Condenser | Chiller - Condenser
[8 empty] | Chiller - Cooling Tower | Chiller - Cooling Tower
[8 empty] | AC - Condenser | AC - Condenser
[8 empty] | AC - Indoor Evaporator | AC - Indoor Evaporator
[7 empty] | Control Panel | Control Panel
[7 empty] | Duct Heater | Duct Heater
[7 empty] | Fan | Fan
[7 empty] | Fan Coil | Fan Coil | (blank)
[7 empty] | Furnace | Furnace
[7 empty] | Gas Detection System | Gas Detection System
[7 empty] | Gas Dist. Piping System | Gas Distribution Piping System | (blank)
[7 empty] | Gas Dist. System | Gas Distribution System | (blank)
[7 empty] | HVAC Air Dist. System | HVAC Air Distribution System
[7 empty] | Hydrocarbon Leak Detection System | Hydrocarbon Leak Detection System | (blank)
[7 empty] | Terminal Heater | Terminal Heater
[6 empty] | Plumbing | Backflow Prevention | Backflow Prevention
[7 empty] | Control Panel | Control Panel
[7 empty] | Domestic Water Dist. System | Domestic Water Distribution System
[7 empty] | Expansion Tank | Expansion Tank
[7 empty] | Filter | Filter
[7 empty] | Gauge | Gauge | (blank)
[7 empty] | Hot Water Heater | Hot Water Heater
[7 empty] | Manual Valve | Manual Valve
[7 empty] | Plumbing Fixture | Plumbing Fixture
[7 empty] | Plumbing Fixture - Fountains | Plumbing Fixture - Fountains | (blank)
[7 empty] | Pressure Reducing Valve | Pressure Reducing Valve
[7 empty] | Pressure Relief Valve | Pressure Relief Valve
[7 empty] | Pump | Pump
[7 empty] | Strainer | Strainer
[7 empty] | Sump Pit | Sump Pit
[7 empty] | Utility Meters | Utility Meters
[7 empty] | Waste Water Collection System | Waste Water Collection System
[5 empty] | Shell | Door | Door
[6 empty] | Exterior Wall | Exterior Wall
[6 empty] | Flat Roof | Flat Roof
[6 empty] | Hand Rail | Hand Rail
[6 empty] | Overhead Door | Overhead Door
[6 empty] | Signs - Facility ID | Signs - Facility ID
[6 empty] | Sloped Roof | Sloped Roof
[6 empty] | Superstructure | Superstructure
[6 empty] | Window System | Window System
[6 empty] | Access Platform | Access Platform
[6 empty] | Door Air Curtain | Door Air Curtain | (blank) | (blank)
[5 empty] | Substructure | Substructure | Substructure
[6 empty] | Superstructure | Superstructure
[5 empty] | Walkway | Pedestrian walk way | Pedestrian walk way
[6 empty] | Stairway | Stairway
[6 empty] | Guard Rail | Guard Rail
|  |  |  | Diesel Exhaust Fluid (DEF) System | Process Systems | Fuel Distribution System | Access Platform | Access Platform
[7 empty] | Control Panel | Control Panel
[7 empty] | Emergency Stop Button | Emergency Stop Button
[7 empty] | Filter | Filter
[7 empty] | Fuel Air Release Valve | Fuel Air Release Valve | (blank)
[7 empty] | Fuel Dist. System - DEF | Fuel Distribution System - DEF
[7 empty] | Fuel Emergency Shutoff Valve | Fuel Emergency Shutoff Valve | (blank)
[7 empty] | Fuel Off-loading Ground Clamp | Fuel Off-loading Ground Clamp | (blank)
[7 empty] | Fuel Off-loading Hose Connection | Fuel Off-loading Hose Connection | (blank)
[7 empty] | Fuel Sump | Fuel Sump | (blank)
[7 empty] | Fuel System Pump Motor | Fuel System Pump Motor | (blank)
[7 empty] | Gas Dist - Main Valve | Gas Distribution - Main Valve | (blank)
[7 empty] | Manual Valve | Manual Valve
[7 empty] | Motor Operated Valve and Actuator | Motor Operated Valve and Actuator
[7 empty] | Pump | Pump
[7 empty] | Shear Valve | Shear Valve | (blank)
[7 empty] | Storage Tank | Storage Tank
[5 empty] | Room Interior | Room Interior | Room Interior
[5 empty] | Services | Electrical | Battery Powered Emergency Lighting and Exit Lighting | Battery Powered Emergency Lighting and Exit Lighting
[7 empty] | Emergency Generator | Emergency Generator
[7 empty] | Lighting | Lighting
[7 empty] | Low Voltage Transformer | Low Voltage Transformer
[7 empty] | Medium/High Voltage Transformer | Medium/High Voltage Transformer
[7 empty] | UPS | Uninterruptable Power Supply
[6 empty] | Fire Protection | Fire Extinguisher | Fire Extinguisher
[7 empty] | Fire Pump | Fire Pump | (blank)
[7 empty] | Sprinkler System | Sprinkler System | (blank)
[6 empty] | Health and Safety | Emergency Plumbing Fixture | Emergency Plumbing Fixture
[6 empty] | HVAC | AC - Condenser | AC - Condenser
[7 empty] | AC - Indoor Evaporator | AC - Indoor Evaporator
[7 empty] | Air Handling Unit | Air Handling Unit
[7 empty] | Fan | Fan
[7 empty] | Fan Coil | Fan Coil | (blank)
[7 empty] | Gas Dist. Piping System | Gas Distribution Piping System | (blank)
[7 empty] | Gas Dist. System | Gas Distribution System
[7 empty] | HVAC Air Dist. System | HVAC Air Distribution System
[7 empty] | Terminal Heater | Terminal Heater
[6 empty] | Plumbing | Gauge | Gauge | (blank)
[7 empty] | Pressure Reducing Valve | Pressure Reducing Valve
[7 empty] | Waste Water Collection System | Waste Water Collection System
[5 empty] | Shell | Door | Door
[6 empty] | Exterior Wall | Exterior Wall
[6 empty] | Overhead Door | Overhead Door
[6 empty] | Sloped Roof | Sloped Roof
[6 empty] | Window System | Window System
[6 empty] | Door Air Curtain | Door Air Curtain | (blank) | (blank)
[5 empty] | Substructure | Substructure | Substructure
[6 empty] | Superstructure | Superstructure
|  |  |  | Electrical and Comm. Building | Grounds Electrical | Electrical Distribution | Photovoltaic System | Photovoltaic System | (blank)
[7 empty] | Switchyard Service Entrance | Switchyard Service Entrance
[5 empty] | Process Systems | Site Electrical Utilities | Utility Meters | Utility Meters
[5 empty] | Room Interior | Bollard | Bollard
[6 empty] | Door | Door
[6 empty] | Room Interior | Room Interior
[6 empty] | Door Air Curtain | Door Air Curtain | (blank) | (blank)
[5 empty] | Services | Electrical | Battery Powered Emergency Lighting and Exit Lighting | Battery Powered Emergency Lighting and Exit Lighting
[7 empty] | Control Panel | Control Panel
[7 empty] | Draw-Out breaker | Draw-Out breaker
[7 empty] | Emergency Stop Button | Emergency Stop Button
[7 empty] | Fuse Disconnect | Fuse Disconnect
[7 empty] | Grounding and Lightning PS | Grounding and Lightning Protection System
[7 empty] | Lighting | Lighting
[7 empty] | Lighting Control System | Lighting Control System
[7 empty] | Low Voltage Dist. System | Low Voltage Distribution System
[7 empty] | Low Voltage Electrical Testing Equipment | Low Voltage Electrical Testing Equipment | (blank)
[7 empty] | Low Voltage Panel | Low Voltage Panel
[7 empty] | Low Voltage Transformer | Low Voltage Transformer
[7 empty] | Medium/High Voltage Transformer | Medium/High Voltage Transformer
[7 empty] | Motor Control Centers | Motor Control Centers (MCC)
[7 empty] | Rectifier | Rectifier | Battery
[7 empty] | Suspended Utilities | Suspended Utilities | (blank)
[7 empty] | Switchboard | Switchboard
[7 empty] | Switchgear | Switchgear
[7 empty] | Transfer Switch | Transfer Switch
[7 empty] | Transmitter - Level | Transmitter - Level | (blank)
[7 empty] | Transmitter - Pressure | Transmitter - Pressure | (blank)
[7 empty] | Transmitter - Temperature | Transmitter - Temperature | (blank)
[7 empty] | UPS | Uninterruptable Power Supply
[6 empty] | Fire Detection | Fire Detection System | Fire Detection System
[6 empty] | Fire Protection | Fire Extinguisher | Fire Extinguisher
[7 empty] | Fire Pump | Fire Pump | (blank)
[7 empty] | Sprinkler System | Sprinkler System | (blank)
[6 empty] | HVAC | AC - Condenser | AC - Condenser
[7 empty] | AC - Indoor Evaporator | AC - Indoor Evaporator
[7 empty] | Air Handling Unit | Air Handling Unit
[7 empty] | Balancing Valve | Balancing Valve | (blank)
[7 empty] | Control Panel | Control Panel
[7 empty] | Fan | Fan
[7 empty] | Fan Coil | Fan Coil | (blank)
[7 empty] | Gas Detection System | Gas Detection System
[7 empty] | Gas Dist. Piping System | Gas Distribution Piping System | (blank)
[7 empty] | Gas Dist. System | Gas Distribution System | (blank)
[7 empty] | HVAC Air Dist. System | HVAC Air Distribution System
[7 empty] | Hydrocarbon Leak Detection System | Hydrocarbon Leak Detection System | (blank)
[7 empty] | Terminal Heater | Terminal Heater
[5 empty] | Shell | Access Ladder | Access Ladder
[6 empty] | Door | Door
[6 empty] | Exterior Wall | Exterior Wall
[6 empty] | Flat Roof | Flat Roof
[6 empty] | Overhead Door | Overhead Door
[6 empty] | Door Air Curtain | Door Air Curtain | (blank) | (blank)
[6 empty] | Parapet Wall | Parapet Wall | (blank) | (blank)
[5 empty] | Substructure | Substructure | Substructure
[6 empty] | Superstructure | Superstructure
[5 empty] | Walkway | Hand Rail | Hand Rail
[6 empty] | Stairway | Stairway
|  |  |  | Electrical Building | Process Systems | Wayside | Control Panel | Control Panel
[5 empty] | Room Interior | Access Ladder | Access Ladder
[6 empty] | Door | Door
[6 empty] | Room Interior | Room Interior
[6 empty] | Door Air Curtain | Door Air Curtain | (blank) | (blank)
[5 empty] | Services | Electrical | Battery Powered Emergency Lighting and Exit Lighting | Battery Powered Emergency Lighting and Exit Lighting
[7 empty] | Control Panel | Control Panel
[7 empty] | Draw-Out breaker | Draw-Out breaker
[7 empty] | Emergency Stop Button | Emergency Stop Button
[7 empty] | Grounding and Lightning PS | Grounding and Lightning Protection System
[7 empty] | Lighting | Lighting
[7 empty] | Low Voltage Dist. System | Low Voltage Distribution System
[7 empty] | Low Voltage Electrical Testing Equipment | Low Voltage Electrical Testing Equipment | (blank)
[7 empty] | Low Voltage Panel | Low Voltage Panel
[7 empty] | Low Voltage Transformer | Low Voltage Transformer
[7 empty] | Motor Control Centers | Motor Control Centers (MCC)
[7 empty] | Rectifier | Rectifier | Battery
[7 empty] | Suspended Utilities | Suspended Utilities | (blank)
[7 empty] | Switchboard | Switchboard
[7 empty] | Switchgear | Switchgear
[7 empty] | Transmitter - Level | Transmitter - Level | (blank)
[7 empty] | Transmitter - Pressure | Transmitter - Pressure | (blank)
[7 empty] | Transmitter - Temperature | Transmitter - Temperature | (blank)
[7 empty] | UPS | Uninterruptable Power Supply
[6 empty] | Fire Detection | Fire Detection System | Fire Detection System
[6 empty] | Fire Protection | Fire Extinguisher | Fire Extinguisher
[7 empty] | Fire Pump | Fire Pump | (blank)
[7 empty] | Sprinkler System | Sprinkler System | (blank)
[6 empty] | Health and Safety | Portable Emergency Eyewash | Portable Emergency Eyewash
[6 empty] | HVAC | AC - Condenser | AC - Condenser
[7 empty] | AC - Indoor Evaporator | AC - Indoor Evaporator
[7 empty] | Balancing Valve | Balancing Valve | (blank)
[7 empty] | Building Automation Controls | Building Automation Controls
[7 empty] | Fan | Fan
[7 empty] | Fan Coil | Fan Coil | (blank)
[7 empty] | Gas Detection System | Gas Detection System
[7 empty] | Hydrocarbon Leak Detection System | Hydrocarbon Leak Detection System | (blank)
[7 empty] | Terminal Heater | Terminal Heater
[6 empty] | Plumbing | Control Panel | Control Panel
[7 empty] | Hot Water Heater | Hot Water Heater
[7 empty] | Plumbing Fixture | Plumbing Fixture
[7 empty] | Plumbing Fixture - Fountains | Plumbing Fixture - Fountains | (blank)
[7 empty] | Waste Water Lift Station | Waste Water Lift Station
[7 empty] | Water Softener | Water Softener
[5 empty] | Shell | Door | Door
[6 empty] | Exterior Wall | Exterior Wall
[6 empty] | Flat Roof | Flat Roof
[6 empty] | Door Air Curtain | Door Air Curtain | (blank) | (blank)
[6 empty] | Parapet Wall | Parapet Wall | (blank) | (blank)
[5 empty] | Substructure | Substructure | Substructure
[6 empty] | Superstructure | Superstructure
|  |  |  | Pump House | Process Systems | Compressed Air | Air Compressor | Air Compressor
[7 empty] | Dryer - Air Compressor | Dryer - Air Compressor
[7 empty] | Filter | Filter
[7 empty] | Pressure Tank - Air Compressor | Pressure Tank - Air Compressor
[6 empty] | Fuel Distribution System | Check Valve | Check Valve
[7 empty] | Control Panel | Control Panel
[7 empty] | Emergency Stop Button | Emergency Stop Button
[7 empty] | Filter | Filter
[7 empty] | Fuel Air Release Valve | Fuel Air Release Valve | (blank)
[7 empty] | Fuel Emergency Shutoff Valve | Fuel Emergency Shutoff Valve | (blank)
[7 empty] | Fuel Flow Meter | Fuel Flow Meter
[7 empty] | Fuel Off-loading Ground Clamp | Fuel Off-loading Ground Clamp | (blank)
[7 empty] | Fuel Off-loading Hose Connection | Fuel Off-loading Hose Connection | (blank)
[7 empty] | Fuel Relief/ Slop Tank | Fuel Relief/ Slop Tank
[7 empty] | Fuel Sump | Fuel Sump | (blank)
[7 empty] | Fuel System Pump Motor | Fuel System Pump Motor | (blank)
[7 empty] | Gas Dist - Main Valve | Gas Distribution - Main Valve | (blank)
[7 empty] | Gas Dist. System | Gas Distribution System | (blank)
[7 empty] | Manual Valve | Manual Valve
[7 empty] | Motor Operated Valve and Actuator | Motor Operated Valve and Actuator
[7 empty] | Pressure Regulating Valve | Pressure Regulating Valve
[7 empty] | Pump | Pump
[7 empty] | Shear Valve | Shear Valve | (blank)
[7 empty] | Solenoid Valve | Solenoid Valve
[7 empty] | Storage Tank | Storage Tank
[7 empty] | Strainer | Strainer
[7 empty] | Train Waste Oil Recovery System | Train Waste Oil Recovery System
[6 empty] | Sand Loading System | Dryer - Air Compressor | Dryer - Air Compressor
[7 empty] | Sand Blower | Sand Blower
[7 empty] | Sand Pod | Sand Pod
[7 empty] | Sand Silo | Sand Silo
[7 empty] | Solenoid Valve | Solenoid Valve
[5 empty] | Room Interior | Door | Door
[6 empty] | Room Interior | Room Interior
[6 empty] | Door Air Curtain | Door Air Curtain | (blank) | (blank)
[5 empty] | Services | Electrical | Battery Powered Emergency Lighting and Exit Lighting | Battery Powered Emergency Lighting and Exit Lighting
[7 empty] | Emergency Stop Button | Emergency Stop Button
[7 empty] | Fuse Disconnect | Fuse Disconnect
[7 empty] | Grounding and Lightning PS | Grounding and Lightning Protection System
[7 empty] | Lighting | Lighting
[7 empty] | Lighting Control System | Lighting Control System
[7 empty] | Low Voltage Dist. System | Low Voltage Distribution System
[7 empty] | Low Voltage Panel | Low Voltage Panel
[7 empty] | Low Voltage Transformer | Low Voltage Transformer
[7 empty] | Motor Control Centers | Motor Control Centers (MCC)
[7 empty] | Transfer Switch | Transfer Switch
[7 empty] | UPS | Uninterruptable Power Supply
[6 empty] | Fire Detection | Fire Detection System | Fire Detection System
[6 empty] | Fire Protection | Fire Extinguisher | Fire Extinguisher
[7 empty] | Fire Pump | Fire Pump | (blank)
[7 empty] | Sprinkler System | Sprinkler System | (blank)
[6 empty] | Health and Safety | Emergency Plumbing Fixture | Emergency Plumbing Fixture
[7 empty] | First Aid Kit | First Aid Kit
[7 empty] | Portable Emergency Eyewash | Portable Emergency Eyewash
[6 empty] | HVAC | AC - Condenser | AC - Condenser
[7 empty] | AC - Indoor Evaporator | AC - Indoor Evaporator
[7 empty] | Chiller System | Chiller | Chiller
[8 empty] | Chiller - Condenser | Chiller - Condenser
[8 empty] | Chiller - Cooling Tower | Chiller - Cooling Tower
[8 empty] | AC - Indoor Evaporator | AC - Indoor Evaporator
[7 empty] | Control Panel | Control Panel
[7 empty] | Duct Heater | Duct Heater
[7 empty] | Fan | Fan
[7 empty] | Fan Coil | Fan Coil | (blank)
[7 empty] | Gas Dist. Piping System | Gas Distribution Piping System | (blank)
[7 empty] | HVAC Air Dist. System | HVAC Air Distribution System
[7 empty] | Terminal Heater | Terminal Heater
[6 empty] | Plumbing | Motor Operated Valve and Actuator | Motor Operated Valve and Actuator
[7 empty] | Strainer | Strainer
[7 empty] | Waste Water Lift Station | Waste Water Lift Station
[5 empty] | Shell | Door | Door
[6 empty] | Exterior Wall | Exterior Wall
[6 empty] | Flat Roof | Flat Roof
[6 empty] | Overhead Door | Overhead Door
[6 empty] | Sloped Roof | Sloped Roof
[6 empty] | Superstructure | Superstructure
[6 empty] | Window System | Window System
[6 empty] | Access Platform | Access Platform
[6 empty] | Door Air Curtain | Door Air Curtain | (blank) | (blank)
[5 empty] | Substructure | Substructure | Substructure
[6 empty] | Superstructure | Superstructure
|  |  |  | Roads and Grounds | Grounds | Bollard | Bollard
[6 empty] | Electrical | Lighting | Lighting
[7 empty] | Low Voltage Panel | Low Voltage Panel
[6 empty] | Fence | Fence
[6 empty] | Gate | Gate
[6 empty] | HVAC | Terminal Heater | Terminal Heater
[6 empty] | Manhole | Manhole
[6 empty] | Shed | Shed
[6 empty] | Signs - Facility ID | Signs - Facility ID
[6 empty] | Utility Pole | Utility Pole
[6 empty] | Retaining Wall | Retaining Wall
[6 empty] | Guard Rail | Guard Rail
[6 empty] | Fixed Garbage Bin | Fixed Garbage Bin
[6 empty] | Fixed Furniture | Fixed Furniture
[6 empty] | Shelter | Shelter
[6 empty] | Canopy | Canopy
[6 empty] | Portable Office | Portable Office
[6 empty] | Flag Pole | Flag Pole | (blank) | (blank)
[6 empty] | Signs - Parking | Signs - Parking | (blank) | (blank)
[5 empty] | Grounds Electrical | Electrical Distribution | Emergency Generator | Emergency Generator
[7 empty] | Emergency Stop Button | Emergency Stop Button
[7 empty] | Fuse Disconnect | Fuse Disconnect
[7 empty] | Grounding and Lightning PS | Grounding and Lightning Protection System
[7 empty] | Load Bank | Load Bank
[7 empty] | Low Voltage Panel | Low Voltage Panel
[7 empty] | Low Voltage Panel Board | Low Voltage Panel Board
[7 empty] | Low Voltage Transformer | Low Voltage Transformer
[7 empty] | Manhole | Manhole
[7 empty] | Medium/High Voltage Dist. System | Medium/High Voltage Distribution System
[7 empty] | Medium/High Voltage Transformer | Medium/High Voltage Transformer
[7 empty] | Photovoltaic System | Photovoltaic System | (blank)
[7 empty] | Switchyard Service Entrance | Switchyard Service Entrance
[7 empty] | Tunnel Structure | Tunnel Structure
[7 empty] | UPS | Uninterruptable Power Supply
[6 empty] | Grounds Lighting | Light Standard | Light Standard
[7 empty] | Lighting | Lighting
[7 empty] | Lighting Control System | Lighting Control System
[5 empty] | Grounds Utilities | Sanitary Sewer | Control Panel | Control Panel
[7 empty] | Emergency Stop Button | Emergency Stop Button
[7 empty] | Manhole | Manhole
[7 empty] | Mixer | Mixer
[7 empty] | Process Waste Water Treatment System | Waste Water Treatment System
[8 empty] | Process Waste Water Treatment System | (blank)
[7 empty] | Pump | Pump
[7 empty] | Separator | Separator
[7 empty] | Septic Tank | Septic Tank
[7 empty] | Sewage Clear Station | Sewage Clear Station | (blank)
[7 empty] | Storage Tank | Storage Tank
[7 empty] | Sump Pit | Sump Pit
[6 empty] | Storm Sewer | Drainage Catch Basin | Drainage Catch Basin
[7 empty] | Drainage Culvert Barrel | Culvert Apron | (blank)
[8 empty] | Culvert Barrel | (blank)
Drainage Culvert Barrel
[7 empty] | Manhole | Manhole
[7 empty] | Separator | Separator
[7 empty] | Storm Water Treatment | Stormwater oil grit separator | Stormwater oil grit separator
[8 empty] | Stormwater oil stop valve | Stormwater oil stop valve
[8 empty] | Stormwater outflow | Stormwater outflow
[8 empty] | Stormwater oil water separator | Stormwater oil water separator
[8 empty] | Stormwater detention tank | Stormwater detention tank
[8 empty] | Stormwater fuelling island spill tray | Stormwater fuelling island spill tray
[8 empty] | Stormwater shutoff valve | Stormwater shutoff valve
[8 empty] | UV Water Sterilization | UV Water Sterilization
[7 empty] | Stormceptor | Stormceptor | (blank)
[7 empty] | Subsurface Stormwater Control System | Subsurface Stormwater Control System | (blank)
[7 empty] | Subsurface Stormwater Controls system (piping) | Subsurface Stormwater Controls system (piping) | (blank)
[7 empty] | Surface Stormwater Control | Surface Stormwater Control | (blank)
[6 empty] | Water Supply | Domestic Water Dist. System | Domestic Water Distribution System
[7 empty] | Fire Hydrants | Fire Hydrants
[7 empty] | Manhole | Manhole
[7 empty] | Post Indicator Valve | Post Indicator Valve
[7 empty] | Utility Meters | Utility Meters
[7 empty] | Water Well | Water Well
[6 empty] | Separator | Separator
[5 empty] | Parking Lot | Parking Area | Parking Area
[6 empty] | Traffic Barrier | Traffic Barrier
[6 empty] | Vehicle Charging Unit | Vehicle Charging Unit
[5 empty] | Process Systems | Compressed Air | Air Compressor | Air Compressor
[7 empty] | Compressed Air Dist. System | Compressed Air Distribution System
[7 empty] | Dryer - Air Compressor | Dryer - Air Compressor
[7 empty] | Emergency Stop Button | Emergency Stop Button
[7 empty] | Filter | Filter
[7 empty] | Pressure Tank - Air Compressor | Pressure Tank - Air Compressor
[7 empty] | Storage Tank | Storage Tank
[7 empty] | Wayside Compressed Air Outlet | Wayside Compressed Air Outlet
[6 empty] | Electrical | Control Panel | Control Panel
[6 empty] | Fuel Distribution System | Control Panel | Control Panel
[7 empty] | Diesel Dispenser | Diesel Dispenser
[7 empty] | Diesel Storage Tank | Diesel Storage Tank
[7 empty] | Fuel Air Release Valve | Fuel Air Release Valve | (blank)
[7 empty] | Fuel Dist. System - Diesel | Fuel Distribution System - Diesel
[7 empty] | Fuel Emergency Shutoff Valve | Fuel Emergency Shutoff Valve | (blank)
[7 empty] | Fuel Flow Meter | Fuel Flow Meter
[7 empty] | Fuel Off-loading Ground Clamp | Fuel Off-loading Ground Clamp | (blank)
[7 empty] | Fuel Off-loading Hose Connection | Fuel Off-loading Hose Connection | (blank)
[7 empty] | Fuel Sump | Fuel Sump | (blank)
[7 empty] | Fuel System Pump Motor | Fuel System Pump Motor | (blank)
[7 empty] | Gas Dist - Main Valve | Gas Distribution - Main Valve | (blank)
[7 empty] | Gas Dist. System | Gas Distribution System | (blank)
[7 empty] | Gas Vaporizer | Gas Vaporizer
[7 empty] | Manhole | Manhole
[7 empty] | Manual Valve | Manual Valve
[7 empty] | Motor Operated Valve and Actuator | Motor Operated Valve and Actuator
[7 empty] | Pressure Reducing Valve | Pressure Reducing Valve
[7 empty] | Shear Valve | Shear Valve | (blank)
[7 empty] | Storage Tank | Storage Tank
[7 empty] | Train Fluids Dispensing Station | Train Fluids Dispensing Station
[6 empty] | Health and Safety | Emergency Stop Button | Emergency Stop Button
[6 empty] | Site Electrical Utilities | Manhole | Manhole
[7 empty] | Utility Pole | Utility Pole
[6 empty] | Wayside | Air Compressor | Air Compressor
[7 empty] | Compressed Air Dist. System | Compressed Air Distribution System
[7 empty] | Control Panel | Control Panel
[7 empty] | Dryer - Air Compressor | Dryer - Air Compressor
[7 empty] | Emergency Stop Button | Emergency Stop Button
[7 empty] | Low Voltage Panel | Low Voltage Panel
[7 empty] | Pressure Tank - Air Compressor | Pressure Tank - Air Compressor
[7 empty] | Wayside Compressed Air Outlet | Wayside Compressed Air Outlet
[7 empty] | Wayside Power Dist. Panel | Wayside Power Distribution Panel
[7 empty] | Wayside Power Outlets & Cables | Wayside Power Outlets & Cables
[6 empty] | Sand Loading System | Access Platform | Access Platform
[7 empty] | Control Panel | Control Panel
[7 empty] | Filter | Filter
[7 empty] | Manhole | Manhole
[7 empty] | Sand Blower | Sand Blower
[7 empty] | Sand Loading Dist. System | Sand Loading Distribution System
[7 empty] | Sand Pump - Train | Sand Pump - Train
[7 empty] | Sand Silo | Sand Silo
[7 empty] | Solenoid Valve | Solenoid Valve
[6 empty] | Train Fluid System | Train Fluids Dist. System | Train Fluids Distribution System
[5 empty] | Roadways | Roadway | Roadway
[6 empty] | Superstructure | Superstructure
[6 empty] | Traffic Barrier | Traffic Barrier
[5 empty] | Walkway | Door | Door
[6 empty] | Electrical | Lighting | Lighting
[6 empty] | Hand Rail | Hand Rail
[6 empty] | HVAC | AC - Condenser | AC - Condenser
[6 empty] | Pedestrian walk way | Pedestrian walk way
[6 empty] | Stairway | Stairway
[6 empty] | Guard Rail | Guard Rail
[6 empty] | Fixed Furniture | Fixed Furniture
[6 empty] | Door Air Curtain | Door Air Curtain | (blank) | (blank)
[5 empty] | Train Fluids Dist. System | Train Fluids Dispensing Station | Train Fluids Dispensing Station
|  |  |  | Substation | Grounds | Canopy | Canopy
[5 empty] | Grounds Electrical | Electrical Distribution | Emergency Stop Button | Emergency Stop Button
[7 empty] | Grounding and Lightning PS | Grounding and Lightning Protection System
[7 empty] | Medium/High Voltage Transformer | Medium/High Voltage Transformer
[7 empty] | Photovoltaic System | Photovoltaic System | (blank)
[7 empty] | Switchyard Service Entrance | Switchyard Service Entrance
[7 empty] | Switchyard Transformation | Switchyard Transformation
[7 empty] | Utility Meters | Utility Meters
[5 empty] | Grounds Utilities | Sanitary Sewer | Control Panel | Control Panel
[5 empty] | Process Systems | Wayside | Control Panel | Control Panel
[7 empty] | Emergency Stop Button | Emergency Stop Button
[7 empty] | Low Voltage Panel | Low Voltage Panel
[6 empty] | Sand Loading System | Air Compressor | Air Compressor
[5 empty] | Room Interior | Door | Door
[6 empty] | Room Interior | Room Interior
[6 empty] | Door Air Curtain | Door Air Curtain | (blank) | (blank)
[5 empty] | Services | Electrical | Battery Powered Emergency Lighting and Exit Lighting | Battery Powered Emergency Lighting and Exit Lighting
[7 empty] | Control Panel | Control Panel
[7 empty] | Draw-Out breaker | Draw-Out breaker
[7 empty] | Emergency Stop Button | Emergency Stop Button
[7 empty] | Fuse Disconnect | Fuse Disconnect
[7 empty] | Grounding and Lightning PS | Grounding and Lightning Protection System
[7 empty] | Lighting | Lighting
[7 empty] | Lighting Control System | Lighting Control System
[7 empty] | Low Voltage Dist. System | Low Voltage Distribution System
[7 empty] | Low Voltage Panel | Low Voltage Panel
[7 empty] | Low Voltage Panel Board | Low Voltage Panel Board
[7 empty] | Low Voltage Transformer | Low Voltage Transformer
[7 empty] | Medium/High Voltage Dist. System | Medium/High Voltage Distribution System
[7 empty] | Medium/High Voltage Transformer | Medium/High Voltage Transformer
[7 empty] | Motor Control Centers | Motor Control Centers (MCC)
[7 empty] | Rectifier | Rectifier | Battery
[7 empty] | Switchboard | Switchboard
[7 empty] | Switchgear | Switchgear
[7 empty] | UPS | Uninterruptable Power Supply
[7 empty] | Utility Meters | Utility Meters
[6 empty] | Fire Detection | Fire Detection System | Fire Detection System
[6 empty] | Fire Protection | Fire Extinguisher | Fire Extinguisher
[7 empty] | Fire Pump | Fire Pump | (blank)
[7 empty] | Sprinkler System | Sprinkler System | (blank)
[6 empty] | Health and Safety | Emergency Plumbing Fixture | Emergency Plumbing Fixture
[7 empty] | Emergency Stop Button | Emergency Stop Button
[7 empty] | Fall Arrest System | Fall Arrest System
[6 empty] | HVAC | AC - Condenser | AC - Condenser
[7 empty] | AC - Indoor Evaporator | AC - Indoor Evaporator
[7 empty] | Air Handling Unit | Air Handling Unit
[7 empty] | Building Automation Controls | Building Automation Controls
[7 empty] | Fan | Fan
[7 empty] | Fan Coil | Fan Coil | (blank)
[7 empty] | Gas Detection System | Gas Detection System
[7 empty] | HVAC Air Dist. System | HVAC Air Distribution System
[7 empty] | Hydrocarbon Leak Detection System | Hydrocarbon Leak Detection System | (blank)
[7 empty] | Terminal Heater | Terminal Heater
[6 empty] | Plumbing | Backflow Prevention | Backflow Prevention
[7 empty] | Domestic Water Dist. System | Domestic Water Distribution System
[7 empty] | Expansion Tank | Expansion Tank
[7 empty] | Hot Water Heater | Hot Water Heater
[7 empty] | Plumbing Fixture | Plumbing Fixture
[7 empty] | Plumbing Fixture - Fountains | Plumbing Fixture - Fountains | (blank)
[7 empty] | Strainer | Strainer
[7 empty] | Utility Meters | Utility Meters
[7 empty] | Waste Water Collection System | Waste Water Collection System
[6 empty] | Fuse Disconnect | General Class | General Class
[6 empty] | Air - Conditioning- Indoor Evaporator | AC - Indoor Evaporator | AC - Indoor Evaporator
[6 empty] | Air - Conditioning- Condenser | AC - Condenser | AC - Condenser
[5 empty] | Shell | Access Ladder | Access Ladder
[6 empty] | Door | Door
[6 empty] | Exterior Wall | Exterior Wall
[6 empty] | Flat Roof | Flat Roof
[6 empty] | Overhead Door | Overhead Door
[6 empty] | Signs - Facility ID | Signs - Facility ID
[6 empty] | Sloped Roof | Sloped Roof
[6 empty] | Superstructure | Superstructure
[6 empty] | Window System | Window System
[6 empty] | Door Air Curtain | Door Air Curtain | (blank) | (blank)
[5 empty] | Substructure | Substructure | Substructure
[6 empty] | Superstructure | Superstructure
|  |  |  | Platform | Rail Platform | Hand Rail | Hand Rail
[6 empty] | Guard Rail | Guard Rail
[6 empty] | Light Standard | Light Standard
[6 empty] | Rail Mini Accessibility Platform | Rail Mini Accessibility Platform | (blank) | (blank)
[6 empty] | Rail Platform | Crane | Crane
[6 empty] | Wayside Power Outlets & Cables | Wayside Power Outlets & Cables
|  |  |  | Storage Building | Room Interior | Bollard | Bollard
[6 empty] | Door | Door
[6 empty] | Room Interior | Room Interior
[6 empty] | Door Air Curtain | Door Air Curtain | (blank) | (blank)
[5 empty] | Services | Electrical | Battery Powered Emergency Lighting and Exit Lighting | Battery Powered Emergency Lighting and Exit Lighting
[7 empty] | Draw-Out breaker | Draw-Out breaker
[7 empty] | Emergency Stop Button | Emergency Stop Button
[7 empty] | Grounding and Lightning PS | Grounding and Lightning Protection System
[7 empty] | Lighting | Lighting
[7 empty] | Lighting Control System | Lighting Control System
[7 empty] | Low Voltage Dist. System | Low Voltage Distribution System
[7 empty] | Low Voltage Panel | Low Voltage Panel
[7 empty] | Low Voltage Transformer | Low Voltage Transformer
[7 empty] | Medium/High Voltage Transformer | Medium/High Voltage Transformer
[7 empty] | Motor Control Centers | Motor Control Centers (MCC)
[7 empty] | Rectifier | Rectifier | Battery
[7 empty] | Switchgear | Switchgear
[6 empty] | Fire Detection | Control Panel | Control Panel
[7 empty] | Fire Detection System | Fire Detection System
[6 empty] | Fire Protection | Fire Extinguisher | Fire Extinguisher
[7 empty] | Fire Pump | Fire Pump | (blank)
[7 empty] | Sprinkler System | Sprinkler System | (blank)
[6 empty] | Health and Safety | First Aid Kit | First Aid Kit
[6 empty] | HVAC | AC - Condenser | AC - Condenser
[7 empty] | AC - Indoor Evaporator | AC - Indoor Evaporator
[7 empty] | Fan | Fan
[7 empty] | Fan Coil | Fan Coil | (blank)
[7 empty] | Gas Detection System | Gas Detection System
[7 empty] | HVAC Air Dist. System | HVAC Air Distribution System
[7 empty] | Hydrocarbon Leak Detection System | Hydrocarbon Leak Detection System | (blank)
[7 empty] | Terminal Heater | Terminal Heater
[6 empty] | Plumbing | Backflow Prevention | Backflow Prevention
[7 empty] | Domestic Water Dist. System | Domestic Water Distribution System
[7 empty] | Expansion Tank | Expansion Tank
[7 empty] | Hot Water Heater | Hot Water Heater
[7 empty] | Plumbing Fixture | Plumbing Fixture
[7 empty] | Plumbing Fixture - Fountains | Plumbing Fixture - Fountains | (blank)
[7 empty] | Utility Meters | Utility Meters
[7 empty] | Waste Water Collection System | Waste Water Collection System
[7 empty] | Waste Water Lift Station | Waste Water Lift Station
[5 empty] | Shell | Door | Door
[6 empty] | Exterior Wall | Exterior Wall
[6 empty] | Flat Roof | Flat Roof
[6 empty] | Overhead Door | Overhead Door
[6 empty] | Superstructure | Superstructure
[6 empty] | Window System | Window System
[6 empty] | Door Air Curtain | Door Air Curtain | (blank) | (blank)
[6 empty] | Parapet Wall | Parapet Wall | (blank) | (blank)
[5 empty] | Substructure | Substructure | Substructure
[6 empty] | Superstructure | Superstructure
|  |  |  | Layover Building | Grounds Utilities | Water Supply | Utility Meters | Utility Meters
[5 empty] | Process Systems | Compressed Air | Compressed Air Dist. System | Compressed Air Distribution System
[5 empty] | Room Interior | Door | Door
[6 empty] | Room Interior | Room Interior
[6 empty] | Door Air Curtain | Door Air Curtain | (blank) | (blank)
[5 empty] | Services | Electrical | Battery Powered Emergency Lighting and Exit Lighting | Battery Powered Emergency Lighting and Exit Lighting
[7 empty] | Grounding and Lightning PS | Grounding and Lightning Protection System
[7 empty] | Lighting | Lighting
[7 empty] | Low Voltage Panel | Low Voltage Panel
[7 empty] | Low Voltage Transformer | Low Voltage Transformer
[7 empty] | Switchgear | Switchgear
[6 empty] | Fire Detection | Fire Detection System | Fire Detection System
[6 empty] | Fire Protection | Fire Extinguisher | Fire Extinguisher
[7 empty] | Fire Pump | Fire Pump | (blank)
[7 empty] | Fire Suppression Units | Fire Suppression Units
[7 empty] | Sprinkler System | Sprinkler System | (blank)
[7 empty] | Standpipe System | Standpipe System | (blank)
[6 empty] | Health and Safety | Emergency Plumbing Fixture | Emergency Plumbing Fixture
[7 empty] | First Aid Kit | First Aid Kit
[6 empty] | HVAC | Air Handling Unit | Air Handling Unit
[7 empty] | Fan | Fan
[7 empty] | Fan Coil | Fan Coil | (blank)
[7 empty] | HVAC Air Dist. System | HVAC Air Distribution System
[7 empty] | Terminal Heater | Terminal Heater
[6 empty] | Plumbing | Backflow Prevention | Backflow Prevention
[7 empty] | Domestic Water Dist. System | Domestic Water Distribution System
[7 empty] | Expansion Tank | Expansion Tank
[7 empty] | Hot Water Heater | Hot Water Heater
[7 empty] | Plumbing Fixture | Plumbing Fixture
[7 empty] | Plumbing Fixture - Fountains | Plumbing Fixture - Fountains | (blank)
[7 empty] | Strainer | Strainer
[7 empty] | Waste Water Collection System | Waste Water Collection System
[5 empty] | Shell | Door | Door
[6 empty] | Exterior Wall | Exterior Wall
[6 empty] | Flat Roof | Flat Roof
[6 empty] | Window System | Window System
[6 empty] | Door Air Curtain | Door Air Curtain | (blank) | (blank)
[6 empty] | Parapet Wall | Parapet Wall | (blank) | (blank)
[5 empty] | Substructure | Substructure | Substructure
[6 empty] | Superstructure | Superstructure
|  |  |  | Rail and Bus Facility | Grounds | Bollard | Bollard
[6 empty] | Gate | Gate
[6 empty] | Shed | Shed
[6 empty] | Signs - Facility ID | Signs - Facility ID
[6 empty] | Fixed Furniture | Fixed Furniture
[5 empty] | Grounds Electrical | Electrical Distribution | Emergency Generator | Emergency Generator
[7 empty] | Manhole | Manhole
[7 empty] | Photovoltaic System | Photovoltaic System | (blank)
[5 empty] | Grounds Utilities | Sanitary Sewer | Waste Water Collection System | Waste Water Collection System
[6 empty] | Storm Sewer | Drainage Catch Basin | Drainage Catch Basin
[7 empty] | Manhole | Manhole
[6 empty] | Water Supply | Domestic Water Dist. System | Domestic Water Distribution System
[7 empty] | Fire Hydrants | Fire Hydrants
[5 empty] | Parking Lot | Parking Area | Parking Area
[5 empty] | Process Systems | Fuel Distribution System | Fuel Air Release Valve | Fuel Air Release Valve | (blank)
[7 empty] | Fuel Dist. System - DEF | Fuel Distribution System - DEF
[7 empty] | Fuel Emergency Shutoff Valve | Fuel Emergency Shutoff Valve | (blank)
[7 empty] | Fuel Off-loading Ground Clamp | Fuel Off-loading Ground Clamp | (blank)
[7 empty] | Fuel Off-loading Hose Connection | Fuel Off-loading Hose Connection | (blank)
[7 empty] | Fuel Sump | Fuel Sump | (blank)
[7 empty] | Fuel System Pump Motor | Fuel System Pump Motor | (blank)
[7 empty] | Gas Dist - Main Valve | Gas Distribution - Main Valve | (blank)
[7 empty] | Gas Dist. System | Gas Distribution System | (blank)
[7 empty] | Manhole | Manhole
[7 empty] | Pump | Pump
[7 empty] | Storage Tank | Storage Tank
[6 empty] | Site Electrical Utilities | Utility Pole | Utility Pole
[5 empty] | Roadways | Roadway | Roadway
[5 empty] | Room Interior | Door | Door
[6 empty] | Hand Rail | Hand Rail
[6 empty] | Overhead Door | Overhead Door
[6 empty] | Room Interior | Room Interior
[6 empty] | Stairway | Stairway
[6 empty] | Window System | Window System
[6 empty] | Door Air Curtain | Door Air Curtain | (blank) | (blank)
[5 empty] | Services | Electrical | Fuse Disconnect | Fuse Disconnect
[7 empty] | Grounding and Lightning PS | Grounding and Lightning Protection System
[7 empty] | Hand Dryer | Hand Dryer
[7 empty] | Lighting | Lighting
[7 empty] | Lighting Control System | Lighting Control System
[7 empty] | Low Voltage Panel | Low Voltage Panel
[7 empty] | Low Voltage Transformer | Low Voltage Transformer
[7 empty] | Transfer Switch | Transfer Switch
[7 empty] | UPS | Uninterruptable Power Supply
[6 empty] | Fire Detection | Fire Detection System | Fire Detection System
[6 empty] | Fire Protection | Fire Extinguisher | Fire Extinguisher
[7 empty] | Fire Pump | Fire Pump | (blank)
[7 empty] | Sprinkler System | Sprinkler System | (blank)
[6 empty] | Health and Safety | First Aid Kit | First Aid Kit
[7 empty] | Portable Emergency Eyewash | Portable Emergency Eyewash
[6 empty] | HVAC | AC - Condenser | AC - Condenser
[7 empty] | AC - Indoor Evaporator | AC - Indoor Evaporator
[7 empty] | Air Handling Unit | Air Handling Unit
[7 empty] | Boiler | Boiler | (blank)
[7 empty] | Fan | Fan
[7 empty] | Fan Coil | Fan Coil | (blank)
[7 empty] | Floor Heating Sys. | Floor Heating/ Snow Melting System | (blank)
[7 empty] | Gas Detection System | Gas Detection System
[7 empty] | Gas Dist. Piping System | Gas Distribution Piping System | (blank)
[7 empty] | Gas Dist. System | Gas Distribution System | (blank)
[7 empty] | Glycol Make-Up System | Glycol Make-Up System
[7 empty] | HVAC Air Dist. System | HVAC Air Distribution System
[7 empty] | Hydrocarbon Leak Detection System | Hydrocarbon Leak Detection System | (blank)
[7 empty] | Pump | Pump
[7 empty] | Terminal Heater | Terminal Heater
[6 empty] | Plumbing | Backflow Prevention | Backflow Prevention
[7 empty] | Hot Water Heater | Hot Water Heater
[7 empty] | Plumbing Fixture | Plumbing Fixture
[7 empty] | Plumbing Fixture - Fountains | Plumbing Fixture - Fountains | (blank)
[5 empty] | Shell | Door | Door
[6 empty] | Exterior Wall | Exterior Wall
[6 empty] | Flat Roof | Flat Roof
[6 empty] | Hand Rail | Hand Rail
[6 empty] | Door Air Curtain | Door Air Curtain | (blank) | (blank)
[5 empty] | Substructure | Substructure | Substructure
[6 empty] | Superstructure | Superstructure
[5 empty] | Walkway | Hand Rail | Hand Rail
[6 empty] | Pedestrian walk way | Pedestrian walk way
|  |  |  | Electrical Substation Building | Grounds Electrical | Electrical Distribution | Load Bank | Load Bank
[7 empty] | Photovoltaic System | Photovoltaic System | (blank)
[7 empty] | Switchyard Service Entrance | Switchyard Service Entrance
[7 empty] | Switchyard Transformation | Switchyard Transformation
[5 empty] | Process Systems | Site Electrical Utilities | Utility Meters | Utility Meters
[5 empty] | Room Interior | Door | Door
[6 empty] | Room Interior | Room Interior
[6 empty] | Door Air Curtain | Door Air Curtain | (blank) | (blank)
[5 empty] | Services | Electrical | Battery Powered Emergency Lighting and Exit Lighting | Battery Powered Emergency Lighting and Exit Lighting
[7 empty] | Capacitor | Capacitor
[7 empty] | Circuit Breaker Enclosure | Circuit Breaker Enclosure
[7 empty] | Control Panel | Control Panel
[7 empty] | Draw-Out breaker | Draw-Out breaker
[7 empty] | Emergency Stop Button | Emergency Stop Button
[7 empty] | Grounding and Lightning PS | Grounding and Lightning Protection System
[7 empty] | Lighting | Lighting
[7 empty] | Lighting Control System | Lighting Control System
[7 empty] | Low Voltage Dist. System | Low Voltage Distribution System
[7 empty] | Low Voltage Panel | Low Voltage Panel
[7 empty] | Low Voltage Transformer | Low Voltage Transformer
[7 empty] | Medium/High Voltage Transformer | Medium/High Voltage Transformer
[7 empty] | Motor Control Centers | Motor Control Centers (MCC)
[7 empty] | Rectifier | Rectifier | Battery
[7 empty] | Refrigerant Branch Circuit Controller | Refrigerant Branch Circuit Controller | (blank)
[7 empty] | Switchboard | Switchboard
[7 empty] | Switchgear | Switchgear
[7 empty] | Transfer Switch | Transfer Switch
[7 empty] | UPS | Uninterruptable Power Supply
[6 empty] | Fire Protection | Control Panel | Control Panel
[7 empty] | Fire Extinguisher | Fire Extinguisher
[7 empty] | Fire Pump | Fire Pump | (blank)
[7 empty] | Sprinkler System | Sprinkler System | (blank)
[6 empty] | Health and Safety | Emergency Stop Button | Emergency Stop Button
[7 empty] | First Aid Kit | First Aid Kit
[6 empty] | HVAC | AC - Condenser | AC - Condenser
[7 empty] | AC - Indoor Evaporator | AC - Indoor Evaporator
[7 empty] | Air Handling Unit | Air Handling Unit
[7 empty] | Fan | Fan
[7 empty] | Fan Coil | Fan Coil | (blank)
[7 empty] | Gas Detection System | Gas Detection System
[7 empty] | Gas Dist. Piping System | Gas Distribution Piping System | (blank)
[7 empty] | Gas Dist. System | Gas Distribution System | (blank)
[7 empty] | Hydrocarbon Leak Detection System | Hydrocarbon Leak Detection System | (blank)
[7 empty] | Terminal Heater | Terminal Heater
[6 empty] | Plumbing | Strainer | Strainer
[5 empty] | Shell | Door | Door
[6 empty] | Exterior Wall | Exterior Wall
[6 empty] | Overhead Door | Overhead Door
[6 empty] | Sloped Roof | Sloped Roof
[6 empty] | Superstructure | Superstructure
[6 empty] | Door Air Curtain | Door Air Curtain | (blank) | (blank)
[6 empty] | Parapet Wall | Parapet Wall | (blank) | (blank)
[5 empty] | Substructure | Substructure | Substructure
[6 empty] | Superstructure | Superstructure
|  |  |  | Staff & Storage Building | Grounds Utilities | Sanitary Sewer | Waste Water Collection System | Waste Water Collection System
[5 empty] | Room Interior | Door | Door
[6 empty] | Room Interior | Room Interior
[6 empty] | Door Air Curtain | Door Air Curtain | (blank) | (blank)
[5 empty] | Services | Electrical | Grounding and Lightning PS | Grounding and Lightning Protection System
[7 empty] | Hand Dryer | Hand Dryer
[7 empty] | Lighting | Lighting
[7 empty] | Lighting Control System | Lighting Control System
[7 empty] | Low Voltage Dist. System | Low Voltage Distribution System
[7 empty] | Low Voltage Panel | Low Voltage Panel
[7 empty] | Low Voltage Transformer | Low Voltage Transformer
[7 empty] | UPS | Uninterruptable Power Supply
[6 empty] | Fire Detection | Fire Detection System | Fire Detection System
[6 empty] | Fire Protection | Fire Extinguisher | Fire Extinguisher
[7 empty] | Fire Pump | Fire Pump | (blank)
[7 empty] | Sprinkler System | Sprinkler System | (blank)
[6 empty] | Health and Safety | Emergency Plumbing Fixture | Emergency Plumbing Fixture
[7 empty] | First Aid Kit | First Aid Kit
[6 empty] | HVAC | AC - Condenser | AC - Condenser
[7 empty] | AC - Indoor Evaporator | AC - Indoor Evaporator
[7 empty] | Balancing Valve | Balancing Valve | (blank)
[7 empty] | Fan | Fan
[7 empty] | Fan Coil | Fan Coil | (blank)
[7 empty] | Furnace | Furnace
[7 empty] | Gas Detection System | Gas Detection System
[7 empty] | Gas Dist. Piping System | Gas Distribution Piping System | (blank)
[7 empty] | Gas Dist. System | Gas Distribution System | (blank)
[7 empty] | Gauge | Gauge | (blank)
[7 empty] | Heat Recovery Unit | Heat Recovery Unit
[7 empty] | HVAC Air Dist. System | HVAC Air Distribution System
[7 empty] | Hydrocarbon Leak Detection System | Hydrocarbon Leak Detection System | (blank)
[7 empty] | Pressure Reducing Valve | Pressure Reducing Valve
[7 empty] | Terminal Heater | Terminal Heater
[6 empty] | Plumbing | Backflow Prevention | Backflow Prevention
[7 empty] | Expansion Tank | Expansion Tank
[7 empty] | Hot Water Heater | Hot Water Heater
[7 empty] | Plumbing Fixture | Plumbing Fixture
[7 empty] | Plumbing Fixture - Fountains | Plumbing Fixture - Fountains | (blank)
[7 empty] | Strainer | Strainer
[5 empty] | Shell | Door | Door
[6 empty] | Exterior Wall | Exterior Wall
[6 empty] | Overhead Door | Overhead Door
[6 empty] | Signs - Facility ID | Signs - Facility ID
[6 empty] | Sloped Roof | Sloped Roof
[6 empty] | Window System | Window System
[6 empty] | Door Air Curtain | Door Air Curtain | (blank) | (blank)
[6 empty] | Parapet Wall | Parapet Wall | (blank) | (blank)
[5 empty] | Substructure | Substructure | Substructure
[6 empty] | Superstructure | Superstructure
|  |  |  | Waste Disposal Building | Grounds Utilities | Sanitary Sewer | Control Panel | Control Panel
[5 empty] | Room Interior | Bollard | Bollard
[6 empty] | Door | Door
[6 empty] | Overhead Door | Overhead Door
[6 empty] | Room Interior | Room Interior
[6 empty] | Window System | Window System
[6 empty] | Door Air Curtain | Door Air Curtain | (blank) | (blank)
[5 empty] | Services | Electrical | Battery Powered Emergency Lighting and Exit Lighting | Battery Powered Emergency Lighting and Exit Lighting
[7 empty] | Control Panel | Control Panel
[7 empty] | Grounding and Lightning PS | Grounding and Lightning Protection System
[7 empty] | Lighting | Lighting
[7 empty] | Low Voltage Dist. System | Low Voltage Distribution System
[7 empty] | Low Voltage Panel | Low Voltage Panel
[7 empty] | Low Voltage Transformer | Low Voltage Transformer
[6 empty] | Fire Protection | Fire Extinguisher | Fire Extinguisher
[7 empty] | Fire Pump | Fire Pump | (blank)
[7 empty] | Sprinkler System | Sprinkler System | (blank)
[6 empty] | Health and Safety | Emergency Plumbing Fixture | Emergency Plumbing Fixture
[7 empty] | Emergency Stop Button | Emergency Stop Button
[7 empty] | Portable Emergency Eyewash | Portable Emergency Eyewash
[6 empty] | HVAC | AC - Condenser | AC - Condenser
[7 empty] | Fan | Fan
[7 empty] | Fan Coil | Fan Coil | (blank)
[7 empty] | Gas Detection System | Gas Detection System
[7 empty] | Hydrocarbon Leak Detection System | Hydrocarbon Leak Detection System | (blank)
[7 empty] | Terminal Heater | Terminal Heater
[7 empty] | Utility Meters | Utility Meters
[6 empty] | Plumbing | Domestic Water Dist. System | Domestic Water Distribution System
[5 empty] | Shell | Door | Door
[6 empty] | Exterior Wall | Exterior Wall
[6 empty] | Overhead Door | Overhead Door
[6 empty] | Sloped Roof | Sloped Roof
[6 empty] | Superstructure | Superstructure
[6 empty] | Window System | Window System
[6 empty] | Door Air Curtain | Door Air Curtain | (blank) | (blank)
[6 empty] | Parapet Wall | Parapet Wall | (blank) | (blank)
[5 empty] | Substructure | Substructure | Substructure
[6 empty] | Superstructure | Superstructure
|  |  |  | Staff Trailer | Room Interior | Door | Door
[6 empty] | Room Interior | Room Interior
[6 empty] | Door Air Curtain | Door Air Curtain | (blank) | (blank)
[5 empty] | Services | Electrical | Battery Powered Emergency Lighting and Exit Lighting | Battery Powered Emergency Lighting and Exit Lighting
[7 empty] | Fuse Disconnect | Fuse Disconnect
[7 empty] | Grounding and Lightning PS | Grounding and Lightning Protection System
[7 empty] | Lighting | Lighting
[7 empty] | Low Voltage Dist. System | Low Voltage Distribution System
[7 empty] | Low Voltage Panel | Low Voltage Panel
[6 empty] | Fire Detection | Fire Detection System | Fire Detection System
[6 empty] | Fire Protection | Fire Extinguisher | Fire Extinguisher
[7 empty] | Fire Pump | Fire Pump | (blank)
[7 empty] | Sprinkler System | Sprinkler System | (blank)
[6 empty] | HVAC | Fan | Fan
[7 empty] | Fan Coil | Fan Coil | (blank)
[7 empty] | Terminal Heater | Terminal Heater
[6 empty] | Plumbing | Backflow Prevention | Backflow Prevention
[7 empty] | Domestic Water Dist. System | Domestic Water Distribution System
[7 empty] | Expansion Tank | Expansion Tank
[7 empty] | Hot Water Heater | Hot Water Heater
[7 empty] | Plumbing Fixture | Plumbing Fixture
[7 empty] | Plumbing Fixture - Fountains | Plumbing Fixture - Fountains | (blank)
[7 empty] | Strainer | Strainer
[7 empty] | Utility Meters | Utility Meters
[5 empty] | Shell | Exterior Wall | Exterior Wall
[6 empty] | Guard Rail | Guard Rail
[5 empty] | Walkway | Stairway | Stairway
|  |  |  | Staff Building | Grounds Utilities | Sanitary Sewer | Control Panel | Control Panel
[5 empty] | Parking Lot | Parking Area | Parking Area
[5 empty] | Room Interior | Door | Door
[6 empty] | Overhead Door | Overhead Door
[6 empty] | Room Interior | Room Interior
[6 empty] | Window System | Window System
[6 empty] | Door Air Curtain | Door Air Curtain | (blank) | (blank)
[5 empty] | Services | Electrical | Hand Dryer | Hand Dryer
[7 empty] | Lighting | Lighting
[7 empty] | Low Voltage Panel | Low Voltage Panel
[7 empty] | Low Voltage Transformer | Low Voltage Transformer
[6 empty] | Fire Detection | Fire Detection System | Fire Detection System
[6 empty] | Fire Protection | Control Panel | Control Panel
[7 empty] | Fire Extinguisher | Fire Extinguisher
[7 empty] | Fire Protection System | Fire Protection System
[7 empty] | Fire Pump | Fire Pump | (blank)
[7 empty] | Sprinkler System | Sprinkler System | (blank)
[7 empty] | Storage Tank | Storage Tank
[6 empty] | Health and Safety | First Aid Kit | First Aid Kit
[6 empty] | HVAC | AC - Condenser | AC - Condenser
[7 empty] | Fan | Fan
[7 empty] | Fan Coil | Fan Coil | (blank)
[7 empty] | Filter Box | Filter Box
[7 empty] | Furnace | Furnace
[7 empty] | Gas Dist. Piping System | Gas Distribution Piping System | (blank)
[7 empty] | Gas Dist. System | Gas Distribution System | (blank)
[7 empty] | HVAC Air Dist. System | HVAC Air Distribution System
[7 empty] | Storage Tank | Storage Tank
[7 empty] | Tank Heater | Tank Heater | (blank)
[7 empty] | Terminal Heater | Terminal Heater
[6 empty] | Plumbing | Check Valve | Check Valve
[7 empty] | Domestic Water Dist. System | Domestic Water Distribution System
[7 empty] | Expansion Tank | Expansion Tank
[7 empty] | Filter | Filter
[7 empty] | Gauge | Gauge | (blank)
[7 empty] | Hot Water Heater | Hot Water Heater
[7 empty] | Plumbing Fixture | Plumbing Fixture
[7 empty] | Plumbing Fixture - Fountains | Plumbing Fixture - Fountains | (blank)
[7 empty] | Pressure Relief Valve | Pressure Relief Valve
[7 empty] | Pump | Pump
[7 empty] | Solenoid Valve | Solenoid Valve
[7 empty] | Strainer | Strainer
[7 empty] | Utility Meters | Utility Meters
[7 empty] | Water Softener | Water Softener
[5 empty] | Shell | Exterior Wall | Exterior Wall
[6 empty] | Signs - Facility ID | Signs - Facility ID
[6 empty] | Sloped Roof | Sloped Roof
[6 empty] | Parapet Wall | Parapet Wall | (blank) | (blank)
[5 empty] | Substructure | Substructure | Substructure
[6 empty] | Superstructure | Superstructure
|  |  |  | 125 Judson | Room Interior | Access Ladder | Access Ladder
[6 empty] | Bollard | Bollard
[6 empty] | Door | Door
[6 empty] | Gate | Gate
[6 empty] | Hand Rail | Hand Rail
Room Interior
[6 empty] | Signs - Facility ID | Signs - Facility ID
[6 empty] | Stairway | Stairway
[6 empty] | Window System | Window System
[6 empty] | Guard Rail | Guard Rail
[6 empty] | Door Air Curtain | Door Air Curtain | (blank) | (blank)
[5 empty] | Services | Electrical | Battery Powered Emergency Lighting and Exit Lighting | Battery Powered Emergency Lighting and Exit Lighting
[7 empty] | Capacitor | Capacitor
[7 empty] | Control Panel | Control Panel
[7 empty] | Draw-Out breaker | Draw-Out breaker
[7 empty] | Electric Heat Trace System | Electric Heat Trace System
[7 empty] | Emergency Generator | Emergency Generator
[7 empty] | Emergency Stop Button | Emergency Stop Button
[7 empty] | Fuse Disconnect | Fuse Disconnect
[7 empty] | Grounding and Lightning PS | Grounding and Lightning Protection System
[7 empty] | Hand Dryer | Hand Dryer
[7 empty] | Lighting | Lighting
[7 empty] | Lighting Control System | Lighting Control System
[7 empty] | Low Voltage Dist. System | Low Voltage Distribution System
[7 empty] | Low Voltage Panel | Low Voltage Panel
[7 empty] | Low Voltage Transformer | Low Voltage Transformer
[7 empty] | Medium/High Voltage Transformer | Medium/High Voltage Transformer
[7 empty] | Motor Control Centers | Motor Control Centers (MCC)
[7 empty] | Rectifier | Rectifier | Battery
[7 empty] | Signal Light | Signal Light
[7 empty] | Switchboard | Switchboard
[7 empty] | Switchgear | Switchgear
[7 empty] | Transfer Switch | Transfer Switch
[7 empty] | UPS | Uninterruptable Power Supply
[7 empty] | Utility Meters | Utility Meters
[6 empty] | Fire Protection | Check Valve | Check Valve
[7 empty] | Control Panel | Control Panel
[7 empty] | Fire Detection System | Fire Detection System
[7 empty] | Fire Extinguisher | Fire Extinguisher
[7 empty] | Fire Hose and Cabinet | Fire Hose and Cabinet
[7 empty] | Fire Protection System | Fire Protection System
[7 empty] | Fire Pump | Fire Pump | (blank)
[7 empty] | Fire Shutter | Fire Shutter
[7 empty] | Fire Suppression Units | Fire Suppression Units
[7 empty] | Sprinkler System | Sprinkler System | (blank)
[7 empty] | Standpipe System | Standpipe System | (blank)
[6 empty] | Health and Safety | Emergency Defibrillator | Emergency Defibrillator
[7 empty] | Emergency Plumbing Fixture | Emergency Plumbing Fixture
[7 empty] | First Aid Kit | First Aid Kit
[7 empty] | Portable Emergency Eyewash | Portable Emergency Eyewash
[7 empty] | Spill Kits Station | Spill Kits Station
[6 empty] | HVAC | AC - Condenser | AC - Condenser | (blank)
[7 empty] | Air Distribution System | Air Handling Unit | Air Handling Unit
[8 empty] | Dehumidifier | Dehumidifier
[8 empty] | Duct Heater | Duct Heater
[8 empty] | Humidifier | Humidifier
[8 empty] | Heat Recovery Unit | Heat Recovery Unit
[8 empty] | HVAC Steam Piping System | HVAC Steam Piping System
[8 empty] | HVAC Piping System | HVAC Piping System
[7 empty] | Boiler | Blowdown tank | Blowdown tank
[8 empty] | Heat Exchanger | Heat Exchanger
[8 empty] | Pump | Pump
[8 empty] | Steam Deaerator | Steam Deaerator
[8 empty] | Storage Tank | Storage Tank
[8 empty] | Boiler | (blank)
[7 empty] | Building Automation Controls | Building Automation Controls
[7 empty] | Chiller System | Pump | Pump
[8 empty] | Chiller | (blank)
[8 empty] | Chiller - Condenser | Chiller - Condenser
[8 empty] | Chiller - Cooling Tower | Chiller - Cooling Tower
[8 empty] | AC - Condenser | AC - Condenser
[8 empty] | AC - Indoor Evaporator | AC - Indoor Evaporator
[8 empty] | Condensate Tank | Condensate Tank
[8 empty] | Steam Flash Tank | Steam Flash Tank
[7 empty] | Control Panel | Control Panel
[7 empty] | Emergency Stop Button | Emergency Stop Button
[7 empty] | Expansion Tank | Expansion Tank
[7 empty] | Fan | Fan
[7 empty] | Fan Coil | Fan Coil | (blank)
[7 empty] | Gas Detection System | Gas Detection System
[7 empty] | Hydrocarbon Leak Detection System | Hydrocarbon Leak Detection System | (blank)
[7 empty] | Tank Heater | Tank Heater | (blank)
[7 empty] | Terminal Heater | Terminal Heater
[6 empty] | Plumbing | Backflow Prevention | Backflow Prevention
[7 empty] | Chemical Feed Tank | Chemical Feed Tank
[7 empty] | Cleaning Solution Dispenser | Cleaning Solution Dispenser
[7 empty] | Control Panel | Control Panel
[7 empty] | Domestic Water Dist. System | Domestic Water Distribution System
[7 empty] | Expansion Tank | Expansion Tank
[7 empty] | Filter | Filter
[7 empty] | Gas Dist. Piping System | Gas Distribution Piping System | (blank)
[7 empty] | Gas Dist. System | Gas Distribution System | (blank)
[7 empty] | Gauge | Gauge | (blank)
[7 empty] | Hot Water Heater | Hot Water Heater
[7 empty] | Manual Valve | Manual Valve
[7 empty] | Plumbing Fixture | Plumbing Fixture
[7 empty] | Plumbing Fixture - Fountains | Plumbing Fixture - Fountains | (blank)
[7 empty] | Pressure Reducing Valve | Pressure Reducing Valve
[7 empty] | Pressure Regulating Valve | Pressure Regulating Valve
[7 empty] | Pump | Pump
[7 empty] | Storage Tank | Storage Tank
[7 empty] | Strainer | Strainer
[7 empty] | Sump Pit | Sump Pit
[7 empty] | Utility Meters | Utility Meters
[7 empty] | Waste Water Collection System | Waste Water Collection System
[7 empty] | Waste Water Lift Station | Waste Water Lift Station
[7 empty] | Water Softener | Water Softener
[6 empty] | Conveying | Car Puller System | Car Puller System
[7 empty] | Chip Conveyor | Chip Conveyor
[7 empty] | Crane | Crane
[7 empty] | Crane Remote Control | Crane Remote Control
[7 empty] | Drop table | Drop table
[7 empty] | Elevator | Elevator
[7 empty] | Emergency Stop Button | Emergency Stop Button
[7 empty] | Escalator | Escalator | (blank)
[7 empty] | Loading Dock Levelers | Loading Dock Levelers
[8 empty] | Loading Arm | Loading Arm
[5 empty] | Shell | Access Ladder | Access Ladder
[6 empty] | Door | Door
[6 empty] | Exterior Wall | Exterior Wall
[6 empty] | Flat Roof | Flat Roof
[6 empty] | Hand Rail | Hand Rail
[6 empty] | Overhead Door | Overhead Door
[6 empty] | Signs - Facility ID | Signs - Facility ID
[6 empty] | Stairway | Stairway
[6 empty] | Superstructure | Superstructure
[6 empty] | Window System | Window System
[6 empty] | Guard Rail | Guard Rail
[6 empty] | Access Platform | Access Platform
[6 empty] | Rail Platform | Rail Platform | Rail Platform | (blank)
[6 empty] | Canopy | Canopy
[6 empty] | Portable Office | Portable Office
[6 empty] | Door Air Curtain | Door Air Curtain | (blank) | (blank)
[6 empty] | Parapet Wall | Parapet Wall | (blank) | (blank)
[5 empty] | Substructure | Substructure
[5 empty] | HVAC | Services | Air Distribution System | Air Handling Unit, Steam | Air Handling Unit, Steam Heating
|  |  |  | 335J | Room Interior | Access Ladder | Access Ladder
[6 empty] | Bollard | Bollard
[6 empty] | Door | Door
[6 empty] | Gate | Gate
[6 empty] | Hand Rail | Hand Rail
Room Interior
[6 empty] | Stairway | Stairway
[6 empty] | Guard Rail | Guard Rail
[6 empty] | Door Air Curtain | Door Air Curtain | (blank) | (blank)
[5 empty] | Services | Electrical | Battery Powered Emergency Lighting and Exit Lighting | Battery Powered Emergency Lighting and Exit Lighting
[7 empty] | Control Panel | Control Panel
[7 empty] | Lighting | Lighting
[7 empty] | Lighting Control System | Lighting Control System
[7 empty] | Low Voltage Dist. System | Low Voltage Distribution System
[7 empty] | Low Voltage Panel | Low Voltage Panel
[7 empty] | Low Voltage Transformer | Low Voltage Transformer
[7 empty] | Switchboard | Switchboard
[7 empty] | Utility Meters | Utility Meters
[6 empty] | Fire Protection | Control Panel | Control Panel
[7 empty] | Fire Detection System | Fire Detection System
[7 empty] | Fire Extinguisher | Fire Extinguisher
[7 empty] | Fire Protection System | Fire Protection System
[7 empty] | Fire Pump | Fire Pump | (blank)
[7 empty] | Sprinkler System | Sprinkler System | (blank)
[6 empty] | Health and Safety | Emergency Defibrillator | Emergency Defibrillator
[7 empty] | Emergency Plumbing Fixture | Emergency Plumbing Fixture
[7 empty] | First Aid Kit | First Aid Kit
[7 empty] | Portable Emergency Eyewash | Portable Emergency Eyewash
[6 empty] | HVAC | AC - Condenser | AC - Condenser
[7 empty] | AC - Indoor Evaporator | AC - Indoor Evaporator
[7 empty] | Air Handling Unit | Air Handling Unit
[7 empty] | Control Panel | Control Panel
[7 empty] | Duct Heater | Duct Heater
[7 empty] | Fan | Fan
[7 empty] | Fan Coil | Fan Coil | (blank)
[7 empty] | Gas Dist. System | Gas Distribution System | (blank)
[7 empty] | Terminal Heater | Terminal Heater
[7 empty] | Variable Air Volume Unit | Variable Air Volume Unit
[6 empty] | Plumbing | Backflow Prevention | Backflow Prevention
[7 empty] | Control Panel | Control Panel
[7 empty] | Domestic Water Dist. System | Domestic Water Distribution System
[7 empty] | Gas Dist. Piping System | Gas Distribution Piping System | (blank)
[7 empty] | Gas Dist. System | Gas Distribution System | (blank)
[7 empty] | Hot Water Heater | Hot Water Heater
[7 empty] | Plumbing Fixture | Plumbing Fixture
[7 empty] | Plumbing Fixture - Fountains | Plumbing Fixture - Fountains | (blank)
[7 empty] | Pump | Pump
[7 empty] | Sump Pit | Sump Pit
[7 empty] | Waste Water Lift Station | Waste Water Lift Station
[6 empty] | Conveying | Crane | Crane
[7 empty] | Loading Dock Levelers | Loading Dock Levelers
[8 empty] | Loading Arm Drip Tray | Loading Arm Drip Tray
[5 empty] | Shell | Exterior Wall | Exterior Wall
[6 empty] | Flat Roof | Flat Roof
[6 empty] | Overhead Door | Overhead Door
[6 empty] | Superstructure | Superstructure
[6 empty] | Window System | Window System
[6 empty] | Guard Rail | Guard Rail
[6 empty] | Access Platform | Access Platform
[6 empty] | Parapet Wall | Parapet Wall | (blank) | (blank)
[5 empty] | Substructure | Substructure
|  |  |  | 91J, Progressive Maint. 3&4 Building | Room Interior | Access Ladder | Access Ladder
[6 empty] | Bollard | Bollard
[6 empty] | Door | Door
[6 empty] | Hand Rail | Hand Rail
[6 empty] | Overhead Door | Overhead Door
Room Interior
[6 empty] | Stairway | Stairway
[6 empty] | Window System | Window System
[6 empty] | Guard Rail | Guard Rail
[6 empty] | Door Air Curtain | Door Air Curtain | (blank) | (blank)
[5 empty] | Services | Electrical | Battery Powered Emergency Lighting and Exit Lighting | Battery Powered Emergency Lighting and Exit Lighting
[7 empty] | Capacitor | Capacitor
[7 empty] | Control Panel | Control Panel
[7 empty] | Draw-Out breaker | Draw-Out breaker
[7 empty] | Emergency Generator | Emergency Generator
[7 empty] | Emergency Stop Button | Emergency Stop Button
[7 empty] | Fuse Disconnect | Fuse Disconnect
[7 empty] | Grounding and Lightning PS | Grounding and Lightning Protection System
[7 empty] | Hand Dryer | Hand Dryer
[7 empty] | Lighting | Lighting
[7 empty] | Lighting Control System | Lighting Control System
[7 empty] | Low Voltage Dist. System | Low Voltage Distribution System
[7 empty] | Low Voltage Panel | Low Voltage Panel
[7 empty] | Low Voltage Transformer | Low Voltage Transformer
[7 empty] | Motor Control Centers | Motor Control Centers (MCC)
[7 empty] | Rectifier | Rectifier | Battery
[7 empty] | Signal Light | Signal Light
[7 empty] | Switchboard | Switchboard
[7 empty] | Switchgear | Switchgear
[7 empty] | UPS | Uninterruptable Power Supply
[6 empty] | Fire Protection | Check Valve | Check Valve
[7 empty] | Control Panel | Control Panel
[7 empty] | Fire Detection System | Fire Detection System
[7 empty] | Fire Extinguisher | Fire Extinguisher
[7 empty] | Fire Hose and Cabinet | Fire Hose and Cabinet
[7 empty] | Fire Protection System | Fire Protection System
[7 empty] | Fire Pump | Fire Pump | (blank)
[7 empty] | Sprinkler System | Sprinkler System | (blank)
[6 empty] | Health and Safety | Emergency Defibrillator | Emergency Defibrillator
[7 empty] | Emergency Plumbing Fixture | Emergency Plumbing Fixture
[7 empty] | First Aid Kit | First Aid Kit
[7 empty] | Portable Emergency Eyewash | Portable Emergency Eyewash
[7 empty] | Spill Kits Station | Spill Kits Station
[6 empty] | HVAC | AC - Condenser | AC - Condenser
[7 empty] | AC - Indoor Evaporator | AC - Indoor Evaporator
[7 empty] | Air Handling Unit | Air Handling Unit
[7 empty] | Balancing Valve | Balancing Valve | (blank)
[7 empty] | Boiler | Boiler | (blank)
[7 empty] | Building Automation Controls | Building Automation Controls
[7 empty] | Control Panel | Control Panel
[7 empty] | Fan | Fan
[7 empty] | Fan Coil | Fan Coil | (blank)
[7 empty] | Gas Detection System | Gas Detection System
[7 empty] | Gas Dist. System | Gas Distribution System | (blank)
[7 empty] | Gauge | Gauge | (blank)
[7 empty] | Glycol Make-Up System | Glycol Make-Up System
[7 empty] | Heat Recovery Unit | Heat Recovery Unit
[7 empty] | HVAC Piping System | HVAC Piping System
[7 empty] | HVAC Steam Piping System | HVAC Steam Piping System
[7 empty] | Hydrocarbon Leak Detection System | Hydrocarbon Leak Detection System | (blank)
[7 empty] | Hydronic System | Hydronic System Water Treatment | (blank)
[7 empty] | Manual Valve | Manual Valve
[7 empty] | Pressure Relief Valve | Pressure Relief Valve
[7 empty] | Pump | Pump
[7 empty] | Separator | Separator
[7 empty] | Steam Deaerator | Steam Deaerator
[7 empty] | Storage Tank | Storage Tank
[7 empty] | Tank Heater | Tank Heater | (blank)
[7 empty] | Terminal Heater | Terminal Heater
[6 empty] | Plumbing | Backflow Prevention | Backflow Prevention
[7 empty] | Control Panel | Control Panel
[7 empty] | Domestic Water Dist. System | Domestic Water Distribution System
[7 empty] | Filter | Filter
[7 empty] | Gas Dist. Piping System | Gas Distribution Piping System | (blank)
[7 empty] | Gas Dist. System | Gas Distribution System | (blank)
[7 empty] | Gauge | Gauge | (blank)
[7 empty] | Hot Water Heater | Hot Water Heater
[7 empty] | Manual Valve | Manual Valve
[7 empty] | Plumbing Fixture | Plumbing Fixture
[7 empty] | Plumbing Fixture - Fountains | Plumbing Fixture - Fountains | (blank)
[7 empty] | Pressure Regulating Valve | Pressure Regulating Valve
[7 empty] | Pump | Pump
[7 empty] | Strainer | Strainer
[7 empty] | Sump Pit | Sump Pit
[7 empty] | Utility Meters | Utility Meters
[7 empty] | Waste Water Lift Station | Waste Water Lift Station
[7 empty] | Water Softener | Water Softener
[6 empty] | Conveying | Crane | Crane
[7 empty] | Elevator | Elevator
[7 empty] | Escalator | Escalator | (blank)
[7 empty] | Loading Dock Levelers | Loading Dock Levelers
[8 empty] | Level Switch - High-High | Level Switch - High-High
[8 empty] | Level Switch - Low-Low | Level Switch - Low-Low
[5 empty] | Shell | Access Ladder | Access Ladder
[6 empty] | Door | Door
[6 empty] | Exterior Wall | Exterior Wall
[6 empty] | Flat Roof | Flat Roof
[6 empty] | Overhead Door | Overhead Door
[6 empty] | Superstructure | Superstructure
[6 empty] | Window System | Window System
[6 empty] | Guard Rail | Guard Rail
[6 empty] | Access Platform | Access Platform
[6 empty] | Door Air Curtain | Door Air Curtain | (blank) | (blank)
[6 empty] | Parapet Wall | Parapet Wall | (blank) | (blank)
[5 empty] | Substructure | Substructure
|  |  |  | Bridge Structure | Bridge | Substructure | Bridge Earth Retention System | Bridge Earth Retention System | (blank)
Substructure
[6 empty] | Superstructure | Bridge Bearing | Bridge Bearing | (blank)
[8 empty] | Bent/ Pier | Bent/ Pier
[8 empty] | Abutment | Abutment
[7 empty] | Bridge Deck Structure | Bridge Deck Structure
[7 empty] | Bridge Deck Surface Protection System | Bridge Deck Surface Protection System
[7 empty] | Bridge Span | Bridge Span
[6 empty] | Bridge | Bridge
|  |  |  | Consist Wash Building | Process Systems | Consist Wash System | Consist Wash Arches | Consist Wash Arches
[7 empty] | Consist Wash Chemical Feed | Consist Wash Chemical Feed | (blank)
[7 empty] | Consist Wash Wastewater Treatment System | Consist Wash Wastewater Treatment System | (blank)
[7 empty] | Consist Wash Water Dist. | Consist Wash Water Distribution | (blank)
[7 empty] | Control Panel | Control Panel
[7 empty] | Emergency Stop Button | Emergency Stop Button
[7 empty] | Expansion Tank | Expansion Tank
[7 empty] | Manual Valve | Manual Valve
[7 empty] | Pressure Wash Pump Skid | Pressure Wash Pump Skid
[7 empty] | Pump | Pump
[7 empty] | Storage Tank | Storage Tank
[7 empty] | Strainer | Strainer
[5 empty] | Room Interior | Bollard | Bollard
[6 empty] | Door | Door
Room Interior
[6 empty] | Stairway | Stairway
[6 empty] | Window System | Window System
[6 empty] | Guard Rail | Guard Rail
[6 empty] | Door Air Curtain | Door Air Curtain | (blank) | (blank)
[5 empty] | Services | Electrical | Battery Powered Emergency Lighting and Exit Lighting | Battery Powered Emergency Lighting and Exit Lighting
[7 empty] | Control Panel | Control Panel
[7 empty] | Emergency Stop Button | Emergency Stop Button
[7 empty] | Lighting | Lighting
[7 empty] | Lighting Control System | Lighting Control System
[7 empty] | Low Voltage Dist. System | Low Voltage Distribution System
[7 empty] | Low Voltage Panel | Low Voltage Panel
[7 empty] | Low Voltage Transformer | Low Voltage Transformer
[7 empty] | Signal Light | Signal Light
[7 empty] | Switchboard | Switchboard
[6 empty] | Fire Protection | Control Panel | Control Panel
[7 empty] | Fire Detection System | Fire Detection System
[7 empty] | Fire Extinguisher | Fire Extinguisher
[7 empty] | Fire Protection System | Fire Protection System
[7 empty] | Fire Pump | Fire Pump | (blank)
[7 empty] | Sprinkler System | Sprinkler System | (blank)
[6 empty] | Health and Safety | Emergency Plumbing Fixture | Emergency Plumbing Fixture
[7 empty] | First Aid Kit | First Aid Kit
[7 empty] | Portable Emergency Eyewash | Portable Emergency Eyewash
[6 empty] | HVAC | Air Handling Unit | Air Handling Unit
[7 empty] | Fan | Fan
[7 empty] | Fan Coil | Fan Coil | (blank)
[7 empty] | Gas Detection System | Gas Detection System
[7 empty] | Hydrocarbon Leak Detection System | Hydrocarbon Leak Detection System | (blank)
[7 empty] | Terminal Heater | Terminal Heater
[6 empty] | Plumbing | Backflow Prevention | Backflow Prevention
[7 empty] | Cleaning Solution Dispenser | Cleaning Solution Dispenser
[7 empty] | Gas Dist. System | Gas Distribution System | (blank)
[7 empty] | Gauge | Gauge | (blank)
[7 empty] | Hot Water Heater | Hot Water Heater
[7 empty] | Plumbing Fixture | Plumbing Fixture
[7 empty] | Plumbing Fixture - Fountains | Plumbing Fixture - Fountains | (blank)
[7 empty] | Pressure Regulating Valve | Pressure Regulating Valve
[7 empty] | Strainer | Strainer
[7 empty] | Sump Pit | Sump Pit
[7 empty] | Waste Water Lift Station | Waste Water Lift Station
[6 empty] | Conveying | Crane | Crane
[5 empty] | Shell | Door | Door
[6 empty] | Exterior Wall | Exterior Wall
[6 empty] | Flat Roof | Flat Roof
[6 empty] | Overhead Door | Overhead Door
[6 empty] | Signs - Facility ID | Signs - Facility ID
[6 empty] | Superstructure | Superstructure
[6 empty] | Access Platform | Access Platform
[6 empty] | Door Air Curtain | Door Air Curtain | (blank) | (blank)
[6 empty] | Parapet Wall | Parapet Wall | (blank) | (blank)
[5 empty] | Substructure | Substructure
|  |  |  | Diesel Exhaust Fluid Building | Services | Electrical | Fuse Disconnect | Fuse Disconnect
[7 empty] | Low Voltage Dist. System | Low Voltage Distribution System
[6 empty] | Fire Protection | Fire Extinguisher | Fire Extinguisher
[7 empty] | Fire Pump | Fire Pump | (blank)
[7 empty] | Sprinkler System | Sprinkler System | (blank)
[6 empty] | HVAC | Terminal Heater | Terminal Heater
[5 empty] | Shell | Access Platform | Access Platform
|  |  |  | Locomotive Wash Building | Room Interior | Door | Door
[6 empty] | Overhead Door | Overhead Door
[6 empty] | Room Interior | Room Interior
[6 empty] | Stairway | Stairway
[6 empty] | Guard Rail | Guard Rail
[6 empty] | Door Air Curtain | Door Air Curtain | (blank) | (blank)
[5 empty] | Services | Electrical | Battery Powered Emergency Lighting and Exit Lighting | Battery Powered Emergency Lighting and Exit Lighting
[7 empty] | Control Panel | Control Panel
[7 empty] | Emergency Stop Button | Emergency Stop Button
[7 empty] | Lighting | Lighting
[7 empty] | Lighting Control System | Lighting Control System
[7 empty] | Low Voltage Dist. System | Low Voltage Distribution System
[7 empty] | Low Voltage Panel | Low Voltage Panel
[7 empty] | Low Voltage Transformer | Low Voltage Transformer
[7 empty] | Motor Control Centers | Motor Control Centers (MCC)
[6 empty] | Fire Protection | Air Compressor | Air Compressor
[7 empty] | Check Valve | Check Valve
[7 empty] | Control Panel | Control Panel
[7 empty] | Fire Detection System | Fire Detection System
[7 empty] | Fire Extinguisher | Fire Extinguisher
[7 empty] | Fire Protection System | Fire Protection System
[7 empty] | Fire Pump | Fire Pump | (blank)
[7 empty] | Sprinkler System | Sprinkler System | (blank)
[6 empty] | Health and Safety | Emergency Plumbing Fixture | Emergency Plumbing Fixture
[7 empty] | First Aid Kit | First Aid Kit
[6 empty] | HVAC | Air Distribution System | Air Handling Unit | Air Handling Unit
[7 empty] | Fan | Fan
[7 empty] | Fan Coil | Fan Coil | (blank)
[7 empty] | Terminal Heater | Terminal Heater
[6 empty] | Plumbing | Backflow Prevention | Backflow Prevention
[7 empty] | Domestic Water Dist. System | Domestic Water Distribution System
[7 empty] | Gas Dist. Piping System | Gas Distribution Piping System | (blank)
[7 empty] | Gas Dist. System | Gas Distribution System | (blank)
[7 empty] | Hot Water Heater | Hot Water Heater
[7 empty] | Manual Valve | Manual Valve
[7 empty] | Plumbing Fixture | Plumbing Fixture
[7 empty] | Plumbing Fixture - Fountains | Plumbing Fixture - Fountains | (blank)
[7 empty] | Strainer | Strainer
[7 empty] | Sump Pit | Sump Pit
[7 empty] | Waste Water Collection System | Waste Water Collection System
[7 empty] | Waste Water Lift Station | Waste Water Lift Station
[7 empty] | Water Softener | Water Softener
[6 empty] | Conveying | Crane | Crane
[7 empty] | Crane Remote Control | Crane Remote Control
[5 empty] | Shell | Exterior Wall | Exterior Wall
[6 empty] | Flat Roof | Flat Roof
[6 empty] | Signs - Facility ID | Signs - Facility ID
[6 empty] | Superstructure | Superstructure
[6 empty] | Guard Rail | Guard Rail
[6 empty] | Access Platform | Access Platform
[6 empty] | Parapet Wall | Parapet Wall | (blank) | (blank)
[5 empty] | Substructure | Substructure | Substructure
|  |  |  | Old Garage Building | Room Interior | Room Interior | Room Interior
[5 empty] | Services | Electrical | Low Voltage Dist. System | Low Voltage Distribution System
[5 empty] | Shell | Door | Door
[6 empty] | Overhead Door | Overhead Door
[6 empty] | Door Air Curtain | Door Air Curtain | (blank) | (blank)
|  |  |  | Process Systems | Compressed Air | Shed | Shed
[6 empty] | Separator | Separator
[6 empty] | Air Compressor | Air Compressor
[6 empty] | Compressed Air Dist. System | Compressed Air Dist. System
[6 empty] | Dryer - Air Compressor | Dryer - Air Compressor
[6 empty] | Emergency Stop Button | Emergency Stop Button
[6 empty] | Filter | Filter
[6 empty] | Pressure Tank - Air Compressor | Pressure Tank - Air Compressor
[5 empty] | Fuel Distribution System | Control Hut System | Air Compressor | Air Compressor
[6 empty] | Diesel Exhaust Fluid (DEF) System | Filter | DEF Vent Filter | DEF Vent Filter
Filter
[7 empty] | Fuel Dist. System - DEF | Fuel Distribution System - DEF
[7 empty] | Fuel Flow Meter | Fuel Flow Meter
[7 empty] | Motor Operated Valve and Actuator | Motor Operated Valve and Actuator
[7 empty] | Pressure Reducing Valve | Pressure Reducing Valve
[7 empty] | Pressure Relief Valve | Pressure Relief Valve
[7 empty] | Pump | Pump
[7 empty] | Storage Tank | Storage Tank
[7 empty] | Strainer | Strainer
[6 empty] | DEF Dispenser | DEF Dispenser
[6 empty] | Diesel Distribution System | Air Eliminator | Air Eliminator
[7 empty] | Check Valve | Check Valve
[7 empty] | Control Panel | Control Panel
[7 empty] | Emergency Stop Button | Emergency Stop Button
[7 empty] | Filter | Filter
[7 empty] | Fuel Dist. System - Diesel | Fuel Distribution System - Diesel
[7 empty] | Fuel Flow Meter | Fuel Flow Meter
[7 empty] | Manual Valve | Manual Valve
[7 empty] | Motor Operated Valve and Actuator | Motor Operated Valve and Actuator
[7 empty] | Pressure Relief Valve | Pressure Relief Valve
[7 empty] | Pump | Pump
[6 empty] | Fuel Farm System | Storage Tank | Storage Tank
[6 empty] | Fuel Island System | Control Panel | Control Panel
[7 empty] | Diesel Dispenser | Diesel Dispenser
[7 empty] | Diesel Storage Tank | Diesel Storage Tank
[7 empty] | Emergency Stop Button | Emergency Stop Button
[7 empty] | Expansion Tank | Expansion Tank
[7 empty] | Filter | Filter
[7 empty] | Fuel Dist. System - Diesel | Fuel Distribution System - Diesel
[7 empty] | Fuel Flow Meter | Fuel Flow Meter
[7 empty] | Fuel Relief/ Slop Tank | Fuel Relief/ Slop Tank
[7 empty] | Manual Valve | Manual Valve
[7 empty] | Motor Operated Valve and Actuator | Motor Operated Valve and Actuator
[7 empty] | Pressure Reducing Valve | Pressure Reducing Valve
[7 empty] | Pressure Relief Valve | Pressure Relief Valve
[7 empty] | Pump | Pump
[5 empty] | Locomotive Wash System | Filter | Filter
[6 empty] | Chemical Distribution System | Locomotive Wash Chemical Feed | Locomotive Wash Chemical Feed
[7 empty] | Pump | Pump
[6 empty] | Locomotive Wash Dist. System | Locomotive Wash Dist. System
[6 empty] | Wastewater Treatment System | Control Panel | Control Panel
[7 empty] | Locomotive Wash Wastewater Treatment System | Locomotive Wash Wastewater Treatment System | (blank)
[7 empty] | Pump | Pump
[5 empty] | Pressure Wash System | Manual Valve | Manual Valve
[6 empty] | Pressure Wash Pump Skid | Pressure Wash Pump Skid
[5 empty] | Site Electrical Utilities | Utility Pole | Utility Pole
[6 empty] | Utility Meters | Utility Meters
[5 empty] | Sand Loading System | Access Platform | Access Platform
[6 empty] | Air Compressor | Air Compressor
[6 empty] | Manual Valve | Manual Valve
[6 empty] | Control Panel | Control Panel
[6 empty] | Motor Operated Valve and Actuator | Motor Operated Valve and Actuator
[6 empty] | Pressure Relief Valve | Pressure Relief Valve
[6 empty] | Sand Hopper | Sand Hopper
[6 empty] | Solenoid Valve | Solenoid Valve
[6 empty] | Sand Loading Dist. System | Sand Loading Distribution System
[6 empty] | Sand Pod | Sand Pod
[6 empty] | Sand Silo | Sand Silo
[5 empty] | Train Fluid System | Train Fluids Dispensing Station | Train Fluids Dispensing Station
[6 empty] | Emergency Stop Button | Emergency Stop Button
[6 empty] | Control Panel | Control Panel
[6 empty] | Motor Operated Valve and Actuator | Motor Operated Valve and Actuator
[6 empty] | Expansion Tank | Expansion Tank
[6 empty] | Head-o-Matic Dist. System | Head-o-Matic Dist. System
[6 empty] | Pump | Pump
[6 empty] | Pressure Reducing Valve | Pressure Reducing Valve
[6 empty] | Storage Tank | Storage Tank
[6 empty] | Strainer | Strainer
[6 empty] | Train Fluids Dist. System | Train Fluids Dist. System
[6 empty] | Train Waste Oil Recovery System | Train Waste Oil Recovery System
[6 empty] | Waste Antifreeze Recovery System | Waste Antifreeze Recovery System
[6 empty] | Waste Antifreeze Recovery Pump Station | Waste Antifreeze Recovery Pump Station
[5 empty] | Train Maintenance System | Access Platform | Access Platform
[6 empty] | Emergency Stop Button | Emergency Stop Button
[6 empty] | Filter | Filter
[6 empty] | Control Panel | Control Panel
[6 empty] | Pump | Pump
[6 empty] | Automated Wheel & Brake Inspection System | Automated Wheel & Brake Inspection System
[7 empty] | Control Panel | Control Panel
[6 empty] | Train Wheel Truing Sys. | Train Wheel Truing Sys.
[6 empty] | Wheel Lathe System | Dust Collector | Dust Collector
[7 empty] | Storage Tank | Storage Tank
[7 empty] | Wheel Lathe | Wheel Lathe
[5 empty] | Wayside | Wayside Power Outlets & Cables | Wayside Power Outlets & Cables
[6 empty] | Air Compressor | Air Compressor
[6 empty] | Emergency Stop Button | Emergency Stop Button
[6 empty] | Filter | Filter
[6 empty] | Control Panel | Control Panel
[6 empty] | Low Voltage Panel Board | Low Voltage Panel Board
[6 empty] | Wayside Compressed Air Outlet | Wayside Compressed Air Outlet
[6 empty] | Wayside Power Dist PNL | Wayside Power Dist PNL
[6 empty] | Wayside Power MCC | Wayside Power MCC
[6 empty] | Wayside Power Dist. Panel | Wayside Power Dist. Panel
|  |  |  | Quonset Hut | Room Interior | Room Interior | Room Interior
[5 empty] | Services | Electrical | Lighting | Lighting
[7 empty] | Low Voltage Dist. System | Low Voltage Distribution System
[7 empty] | Low Voltage Panel | Low Voltage Panel
[5 empty] | Shell | Exterior Wall | Exterior Wall
|  |  |  | Track Maintenance Building | Room Interior | Door | Door
[6 empty] | Room Interior | Room Interior
[6 empty] | Door Air Curtain | Door Air Curtain | (blank) | (blank)
[5 empty] | Services | Electrical | Battery Powered Emergency Lighting and Exit Lighting | Battery Powered Emergency Lighting and Exit Lighting
[7 empty] | Grounding and Lightning PS | Grounding and Lightning Protection System
[7 empty] | Lighting | Lighting
[7 empty] | Low Voltage Panel | Low Voltage Panel
[7 empty] | Low Voltage Transformer | Low Voltage Transformer
[6 empty] | Fire Protection | Check Valve | Check Valve
[7 empty] | Control Panel | Control Panel
[7 empty] | Fire Detection System | Fire Detection System
[7 empty] | Fire Extinguisher | Fire Extinguisher
[7 empty] | Fire Protection System | Fire Protection System
[7 empty] | Fire Pump | Fire Pump | (blank)
[7 empty] | Sprinkler System | Sprinkler System | (blank)
[6 empty] | Health and Safety | Emergency Plumbing Fixture | Emergency Plumbing Fixture
[6 empty] | HVAC | Balancing Valve | Balancing Valve | (blank)
[7 empty] | Chiller System | Chiller | Chiller
[8 empty] | Chiller - Condenser | Chiller - Condenser
[8 empty] | Chiller - Cooling Tower | Chiller - Cooling Tower
[8 empty] | AC - Condenser | AC - Condenser
[8 empty] | AC - Indoor Evaporator | AC - Indoor Evaporator
[7 empty] | Control Panel | Control Panel
[7 empty] | Fan | Fan
[7 empty] | Fan Coil | Fan Coil | (blank)
[7 empty] | Furnace | Furnace
[7 empty] | Terminal Heater | Terminal Heater
[6 empty] | Plumbing | Backflow Prevention | Backflow Prevention
[7 empty] | Domestic Water Dist. System | Domestic Water Distribution System
[7 empty] | Gas Dist. Piping System | Gas Distribution Piping System | (blank)
[7 empty] | Gas Dist. System | Gas Distribution System | (blank)
[7 empty] | Hot Water Heater | Hot Water Heater
[7 empty] | Manual Valve | Manual Valve
[7 empty] | Plumbing Fixture | Plumbing Fixture
[7 empty] | Plumbing Fixture - Fountains | Plumbing Fixture - Fountains | (blank)
[7 empty] | Pump | Pump
[7 empty] | Utility Meters | Utility Meters
[7 empty] | Waste Water Lift Station | Waste Water Lift Station
[5 empty] | Shell | Access Ladder | Access Ladder
[6 empty] | Exterior Wall | Exterior Wall
[6 empty] | Flat Roof | Flat Roof
[6 empty] | Overhead Door | Overhead Door
[6 empty] | Signs - Facility ID | Signs - Facility ID
[6 empty] | Superstructure | Superstructure
[6 empty] | Window System | Window System
[6 empty] | Parapet Wall | Parapet Wall | (blank) | (blank)
[5 empty] | Substructure | Substructure | Substructure
|  |  |  | Parking Structure | Superstructure | Parking Structure Deck | Parking Structure Deck | (blank) | (blank)
[6 empty] | Parking Deck Protection System | Parking Deck Protection System | (blank) | (blank)
[6 empty] | Parking Structure Framing | Parking Structure Framing | (blank) | (blank)
[6 empty] | Parking Structure Roof | Parking Structure Roof | (blank) | (blank)
[6 empty] | Parking Structure Slab on Grade | Parking Structure Slab on Grade | (blank) | (blank)
Context & Considerations
- Assets within Metrolinx EAM are associated through parent-child relationships to highlight functional dependencies and cost reporting
- All new assets will either:
(a) Be introduced within an existing structure of the below hierarchy
(b) Modifications of the below hierarchy are required to account for new classification or grouping of assets (Metrolinx involvement in design)

## 4.1 Location Hierarchy
Location Hierarchy |  | INDEX
Location ID | Location Description
L-0000 | Default
L-BALY | Barrie Layover
L-BALY-280LD-UG | Barrie Layover;280 Lakeshore Dr.; Under Ground
L-BALY-CC | Barrie Layover Crew Centre
L-BALY-CC-F1-01 | Barrie Layover Crew Centre; Floor 1; Storage Garage
L-BALY-CC-F1-02 | Barrie Layover Crew Centre; Floor 1; Mechanical/Electrical Room
L-BALY-CC-F1-03 | Barrie Layover Crew Centre; Floor 1; Rail Operations Common Room
L-BALY-CC-F1-04 | Barrie Layover Crew Centre; Floor 1; Janitor Closet
L-BALY-CC-F1-05 | Barrie Layover Crew Centre; Floor 1; Womens Locker Room
L-BALY-CC-F1-06 | Barrie Layover Crew Centre; Floor 1; Corridor
L-BALY-CC-F1-07 | Barrie Layover Crew Centre; Floor 1; Maintenance Contractor
L-BALY-CC-F1-08 | Barrie Layover Crew Centre; Floor 1; Mens Locker Room
L-BALY-CC-F1-09 | Barrie Layover Crew Centre; Floor 1; Mens Washroom
L-BALY-DEF | Barrie Layover Diesel Exhaust Fluid Building
L-BALY-DEF-F1-01 | Barrie Layover Diesel Exhaust Fluid Building; Floor 1; DEF Tank Room
L-BALY-DEF-F1-02 | Barrie Layover Diesel Exhaust Fluid Building; Floor 1; Electrical Room
L-BALY-DEF-F1-03 | Barrie Layover Diesel Exhaust Fluid Building; Floor 1; Communication Room
L-BALY-DEF-F1-04 | Barrie Layover Diesel Exhaust Fluid Building; Floor 1; Maintenance Room
L-BALY-ELCBLG | Barrie Layover Electrical Building
L-BALY-ELCBLG-F1-01 | Barrie Layover Electrical Building; Floor 1; Communications Room
L-BALY-ELCBLG-F1-02 | Barrie Layover Electrical Building; Floor 1; D/C Equipment Room
L-BALY-ELCBLG-F1-03 | Barrie Layover Electrical Building; Floor 1; Switchgear Room
L-BALY-PH | Barrie Layover Pump House
L-BALY-PH-F1-01 | Barrie Layover Pump House; Floor 1; Communication Room
L-BALY-PH-F1-02 | Barrie Layover Pump House; Floor 1; Electrical Room
L-BALY-PH-F1-03 | Barrie Layover Pump House; Floor 1; Operations Room
L-BALY-PH-F1-04 | Barrie Layover Pump House; Floor 1; Mechanical Room
L-BELY | Bethesda Layover
L-BLO2 | Bradford Layover
L-BLO2-CC | Bradford Layover Crew Building
L-BLO2-CC-F1-01 | Bradford Layover Crew Building; Floor 1; Office
L-BLO2-CC-F1-02 | Bradford Layover Crew Building; Floor 1; Women's Lockers
L-BLO2-CC-F1-03 | Bradford Layover Crew Building; Floor 1; Men's Lockers
L-BLO2-CC-F1-04 | Bradford Layover Crew Building; Floor 1; Janitor's Room
L-BLO2-CC-F1-05 | Bradford Layover Crew Building; Floor 1; Unisex Washroom
L-BLO2-CC-F1-06 | Bradford Layover Crew Building; Floor 1; Meeting Room
L-BLO2-CC-F1-07 | Bradford Layover Crew Building; Floor 1; Halllway
L-BLO2-ELCOM | Bradford Layover Electrical and Comm. Building
L-BLO2-ELCOM-F1-01 | Bradford Layover Electrical and Comm. Building; Floor 1; Storage Room
L-BLO2-ELCOM-F1-02 | Bradford Layover Electrical and Comm. Building; Floor 1; Comm. Room
L-BLO2-ELCOM-F1-03 | Bradford Layover Electrical and Comm. Building; Floor 1; Rectifier Room
L-BLO2-ELCOM-F1-04 | Bradford Layover Electrical and Comm. Building; Floor 1; Electrical Room
L-BLO2-HSE-UG | Bradford Layover;300 Holland St. East; Under Ground
L-BNLY | Bathurst North Layover
L-BNLY-CC | Bathurst North Layover Crew Centre
L-BNLY-CC-F1-01 | Bathurst North Layover Crew Centre; Floor 1; Men's Change Room
L-BNLY-CC-F1-02 | Bathurst North Layover Crew Centre; Floor 1; Office
L-BNLY-CC-F1-03 | Bathurst North Layover Crew Centre; Floor 1; Storage Room 1
L-BNLY-CC-F1-04 | Bathurst North Layover Crew Centre; Floor 1; Lunch Room
L-BNLY-CC-F1-05 | Bathurst North Layover Crew Centre; Floor 1; Womens Washroom and Change Room
L-BNLY-CC-F1-06 | Bathurst North Layover Crew Centre; Floor 1; Men's washroom
L-BNLY-CC-F1-08 | Bathurst North Layover Crew Centre; Floor 1; Janitor Room
L-BNLY-PH | Bathurst North Layover Pump House
L-BNLY-SS | Bathurst North Layover Substation
L-BNLY-SS-F1-01 | Bathurst North Layover Substation; Floor 1; Substation Room
L-BNLY-SS-F1-02 | Bathurst North Layover Substation; Floor 1; Compressor Room
L-BNLY-SS-F1-03 | Bathurst North Layover Substation; Floor 1; Communication Room
L-BNLY-SS-F1-04 | Bathurst North Layover Substation; Floor 1; Rectifier Room
L-CSCT | Cheery Street Control Tower
L-CSCT-CHRYST | Cherry Street Control Tower
L-CSCT-CHRYST-F1-01 | Cherry Street Control Tower; Floor 1; Shop
L-CSCT-CHRYST-F1-02 | Cherry Street Control Tower; Floor 1; Electrical Room
L-CSCT-CHRYST-F1-03 | Cherry Street Control Tower; Floor 1; Washroom
L-CSCT-CHRYST-F1-04 | Cherry Street Control Tower; Floor 1; Maintenance Office & Kitchen
L-CSCT-CHRYST-F1-05 | Cherry Street Control Tower; Floor 1; Stair No. 1
L-CSCT-CHRYST-F2-01 | Cherry Street Control Tower; Floor 2; Relay Room
L-CSCT-CHRYST-F2-02 | Cherry Street Control Tower; Floor 2; Hallway
L-CSCT-CHRYST-F3-01 | Cherry Street Control Tower; Floor 3; Control Room
L-CSCT-CHRYST-F3-02 | Cherry Street Control Tower; Floor 3; Washroom
L-CVLY | Cityview UPX Layover
L-DYL | Don Yard Layover
L-DYL-CC | Don Yard Layover Crew Centre
L-DYL-CC-F1-01 | Don Yard Layover Crew Centre; Floor 1; Rail Equipment Office
L-DYL-CC-F1-02 | Don Yard Layover Crew Centre; Floor 1; Vestibule 1
L-DYL-CC-F1-03 | Don Yard Layover Crew Centre; Floor 1; Bombarier Office
L-DYL-CC-F1-04 | Don Yard Layover Crew Centre; Floor 1; Coffee/Lunch area
L-DYL-CC-F1-05 | Don Yard Layover Crew Centre; Floor 1; Corridor 1
L-DYL-CC-F1-06 | Don Yard Layover Crew Centre; Floor 1; Material Storage Area
L-DYL-CC-F1-07 | Don Yard Layover Crew Centre; Floor 1; Women's Washroom
L-DYL-CC-F1-08 | Don Yard Layover Crew Centre; Floor 1; Men's Washroom
L-DYL-CC-F1-09 | Don Yard Layover Crew Centre; Floor 1; Vestibule 2
L-DYL-CC-F1-10 | Don Yard Layover Crew Centre; Floor 1; Electrical Room
L-DYL-CC-F1-11 | Don Yard Layover Crew Centre; Floor 1; Washroom 2
L-DYL-CC-F1-12 | Don Yard Layover Crew Centre; Floor 1; Corridor 2
L-DYL-CC-F1-13 | Don Yard Layover Crew Centre; Floor 1; Men's Change Room
L-DYL-CC-F1-14 | Don Yard Layover Crew Centre; Floor 1; Women's Change Room
L-DYL-CC-F1-15 | Don Yard Layover Crew Centre; Floor 1; Storage Room 1
L-DYL-CC-F1-16 | Don Yard Layover Crew Centre; Floor 1; Communications Room #1
L-DYL-CC-F1-17 | Don Yard Layover Crew Centre; Floor 1; Hallway
L-DYL-CC-F1-18 | Don Yard Layover Crew Centre; Floor 1; Storage Room #2
L-DYL-CC-F1-19 | Don Yard Layover Crew Centre; Floor 1; Vestibule 3
L-DYL-CC-F1-20 | Don Yard Layover Crew Centre; Floor 1; Mechanical Room
L-DYL-CC-F1-21 | Don Yard Layover Crew Centre; Floor 1; Communications Room #2
L-DYL-CC-F1-22 | Don Yard Layover Crew Centre; Floor 1; Fenced off Area
L-DYL-CC-F1-23 | Don Yard Layover Crew Centre; Floor 1; Open Office Area
L-DYL-CC-F1-24 | Don Yard Layover Crew Centre; Floor 1; Office
L-DYL-ECOMBLG | Don Yard Layover Elect/Comm Building
L-DYL-ECOMBLG-F1-01 | Don Yard Layover Elect/Comm Building; Floor 1; Communication Room
L-DYL-ECOMBLG-F1-02 | Don Yard Layover Elect/Comm Building; Floor 1; Battery Room
L-DYL-ECOMBLG-F1-03 | Don Yard Layover Elect/Comm Building; Floor 1; Electrical Room
L-DYL-LBE-UG | Don Yard Layover;470 Lakeshore Boulevard East; Under Ground
L-GTL | Georgetown GO Station Layover
L-GTL-CC | Georgetown Station Layover Crew Building
L-GTL-CC-F1-01 | Georgetown Station Layover Crew Building; Floor 1; Maintenance Office Room
L-GTL-CC-F1-02 | Georgetown Station Layover Crew Building; Floor 1; Men's Locker & Change Room
L-GTL-CC-F1-03 | Georgetown Station Layover Crew Building; Floor 1; Women's Locker & Change Room
L-GTL-CC-F1-04 | Georgetown Station Layover Crew Building; Floor 1; Storage Room
L-GTL-CC-F1-05 | Georgetown Station Layover Crew Building; Floor 1; Unisex Washroom
L-GTL-CC-F1-06 | Georgetown Station Layover Crew Building; Floor 1; Main Corridor
L-GTL-CC-F1-07 | Georgetown Station Layover Crew Building; Floor 1; Meeting Room
L-GTL-CC-F1-08 | Georgetown Station Layover Crew Building; Floor 1; Hub Room
L-GTL-CC-F1-09 | Georgetown Station Layover Crew Building; Floor 1; Electrical & Comm. Room
L-GTL-STRBLG | Georgetown Station Layover Storage Building
L-GTL-STRBLG-F1-01 | Georgetown Station Layover Storage Building; Floor 1; SB Garage
L-GTL-STRBLG-F1-02 | Georgetown Station Layover Storage Building; Floor 1; Storage Room
L-GTL-STRBLG-F1-03 | Georgetown Station Layover Storage Building; Floor 1; Washroom
L-HML | Hamilton Layover
L-HML-SS | Hamilton Layover Station Substation
L-HML-SS-F1-01 | Hamilton Layover Station Substation; Floor 1; Storage
L-HML-SS-F1-02 | Hamilton Layover Station Substation; Floor 1; Office
L-HML-SS-F1-03 | Hamilton Layover Station Substation; Floor 1; Washroom
L-HML-SS-F1-04 | Hamilton Layover Station Substation; Floor 1; Janitors Room
L-HML-SS-F1-05 | Hamilton Layover Station Substation; Floor 1; Rectifier Room
L-HML-SS-F1-06 | Hamilton Layover Station Substation; Floor 1; Communications Room
L-HML-SS-F1-07 | Hamilton Layover Station Substation; Floor 1; Equipment Room
L-JSCT | John Street Control Tower
L-JSCT-CTWR | John Street Control Tower
L-JSCT-CTWR-F1-01 | John Street Control Tower; Floor 1; Kitchen
L-JSCT-CTWR-F1-02 | John Street Control Tower; Floor 1; Electrical Room
L-JSCT-CTWR-F1-03 | John Street Control Tower; Floor 1; Stairway 1
L-JSCT-CTWR-F1-04 | John Street Control Tower; Floor 1; Washroom
L-JSCT-CTWR-F2-01 | John Street Control Tower; Floor 2; Relay Room
L-JSCT-CTWR-F2-02 | John Street Control Tower; Floor 2; Hallway
L-JSCT-CTWR-F3-01 | John Street Control Tower; Floor 3; Storage Closet
L-JSCT-CTWR-F3-02 | John Street Control Tower; Floor 3; Control Room
L-JSCT-CTWR-F3-03 | John Street Control Tower; Floor 3; Washroom
L-KL | Kitchener GO Layover
L-KL-LAYBLG | Kitchener GO Layover Building
L-KL-LAYBLG-F1-01 | Kitchener GO Layover Building; Floor 1; Meeting Room
L-KL-LAYBLG-F1-02 | Kitchener GO Layover Building; Floor 1; Corridor
L-KL-LAYBLG-F1-03 | Kitchener GO Layover Building; Floor 1; Unisex Washroom
L-KL-LAYBLG-F1-04 | Kitchener GO Layover Building; Floor 1; Janitor Room
L-KL-LAYBLG-F1-05 | Kitchener GO Layover Building; Floor 1; Mens Lockers and Change Room
L-KL-LAYBLG-F1-06 | Kitchener GO Layover Building; Floor 1; Womens Lockers and Change Room
L-KL-LAYBLG-F1-07 | Kitchener GO Layover Building; Floor 1; Supervisor Room
L-KL-STRBLG | Kitchener Go Layover Storage Building
L-KL-STRBLG-F1-01 | Kitchener Go Layover Storage Building; Floor 1; Electrical Room
L-KL-STRBLG-F1-02 | Kitchener Go Layover Storage Building; Floor 1; Rectifier Room
L-KL-STRBLG-F1-03 | Kitchener Go Layover Storage Building; Floor 1; Communications Room
L-KL-STRBLG-F1-04 | Kitchener Go Layover Storage Building; Floor 1; Storage Room
L-KS-KSW-UG | King Street;575 King Street W; Under Ground
L-LL | Lincolnville Layover
L-LL-ELECSS-F1-01 | Lincolnville Layover Electrical Substation; Floor 1; West of New Substation
L-LL-F1-01 | Lincolnville Layover Track 7&8 platform; Floor 1; Track 7 & 8 High Mast Lighting
L-LL-PH | Lincolnville Layover Pump House
L-LL-PH-F1-01 | Lincolnville Layover Pump House; Floor 1; Office
L-LL-PH-F1-02 | Lincolnville Layover Pump House; Floor 1; Rail Equipment Storage
L-LL-PH-F1-03 | Lincolnville Layover Pump House; Floor 1; DEF Storage
L-LL-PH-F1-04 | Lincolnville Layover Pump House; Floor 1; Diesel Pump Room
L-LL-PH-F1-05 | Lincolnville Layover Pump House; Floor 1; Maintenance Room
L-LL-PH-F1-06 | Lincolnville Layover Pump House; Floor 1; Computer Room
L-LL-PH-F1-07 | Lincolnville Layover Pump House; Floor 1; Electrical Room
L-LL-RBFAC | Lincolnville Rail and Bus Facility
L-LL-RBFAC-F1-01 | Lincolnville Rail and Bus Facility; Floor 1; Bus Garage
L-LL-RBFAC-F1-02 | Lincolnville Rail and Bus Facility; Floor 1; Mens Lockers / Washroom
L-LL-RBFAC-F1-03 | Lincolnville Rail and Bus Facility; Floor 1; Kitchen
L-LL-RBFAC-F1-04 | Lincolnville Rail and Bus Facility; Floor 1; Womens Lockers / Washroom
L-LL-RBFAC-F1-05 | Lincolnville Rail and Bus Facility; Floor 1; Transit Safety Room
L-LL-RBFAC-F1-06 | Lincolnville Rail and Bus Facility; Floor 1; Bombardier Equipment Tech Room
L-LL-RBFAC-F1-07 | Lincolnville Rail and Bus Facility; Floor 1; Corridor
L-LL-RBFAC-F1-08 | Lincolnville Rail and Bus Facility; Floor 1; Janitors Room
L-LL-RBFAC-F1-09 | Lincolnville Rail and Bus Facility; Floor 1; Unisex Washroom
L-LL-RBFAC-F1-10 | Lincolnville Rail and Bus Facility; Floor 1; Train Operations Order Room
L-LL-RBFAC-F1-11 | Lincolnville Rail and Bus Facility; Floor 1; Mechanical Room
L-LL-RBFAC-F1-12 | Lincolnville Rail and Bus Facility; Floor 1; Meeting Room
L-LL-RBFAC-F1-13 | Lincolnville Rail and Bus Facility; Floor 1; Electrical Room
L-LL-RBFAC-F1-14 | Lincolnville Rail and Bus Facility; Floor 1; Communication Room
L-LL-RBFAC-F1-15 | Lincolnville Rail and Bus Facility; Floor 1; PNR Office
L-LL-RBFAC-F1-16 | Lincolnville Rail and Bus Facility; Floor 1; Stairway to Roof
L-LL-RDGR-F1-01 | Lincolnville Layover Roads and Grounds; Floor 1; North of Bus Garage
L-LL-RDGR-F1-02 | Lincolnville Layover Roads and Grounds; Floor 1; West of Bus Garage
L-LL-RDGR-F1-03 | Lincolnville Layover Roads and Grounds; Floor 1; New Track Maintenance Yard
L-LL-RDGR-F1-04 | Lincolnville Layover Roads and Grounds; Floor 1; West of Storage Building
L-LL-RDGR-F1-05 | Lincolnville Layover Roads and Grounds; Floor 1; Old PNR Yard
L-LL-RDGR-F1-06 | Lincolnville Layover Roads and Grounds; Floor 1; Between Sand Silo & track 8
L-LL-RDGR-F1-07 | Lincolnville Layover Roads and Grounds; Floor 1; Between Pump House & track 9
L-LL-RDGR-F1-08 | Lincolnville Layover Roads and Grounds; Floor 1; Between Sand Silo & track 9
L-LL-RDGR-F1-09 | Lincolnville Layover Roads and Grounds; Floor 1; Between Tracks 7&8
L-LL-RDGR-F1-10 | Lincolnville Layover Roads and Grounds; Floor 1; East of tracks
L-LL-RDGR-F1-11 | Lincolnville Layover Roads and Grounds; Floor 1; West of Pump H
L-LL-RDGR-F1-12 | Lincolnville Layover Roads and Grounds; Floor 1; West of Sand Silo
L-LL-RDGR-F1-13 | Lincolnville Layover Roads and Grounds; Floor 1; South of Track 8
L-LL-RDGR-F1-14 | Lincolnville Layover Roads and Grounds; Floor 1; South of Track 9
L-LL-RDGR-F1-15 | Lincolnville Layover Roads and Grounds; Floor 1; South-East of track 9
L-LL-RDGR-F1-16 | Lincolnville Layover Roads and Grounds; Floor 1; Track 9East end
L-LL-RDGR-F1-TRK-01 | Lincolnville Layover Roads and Grounds; Floor 1; Track 7 East end
L-LL-RDGR-F1-TRK-02 | Lincolnville Layover Roads and Grounds; Floor 1; Track 8 East end
L-LL-RDGR-F1-TRK-03 | Lincolnville Layover Roads and Grounds; Floor 1; Track 9 East end
L-LL-RDGR-F1-TRK-04 | Lincolnville Layover Roads and Grounds; Floor 1; East of track 9
L-LL-RDGR-F1-TRK-05 | Lincolnville Layover Roads and Grounds; Floor 1; Track 3 & 4 Platform
L-LL-RDGR-F1-TRK-06 | Lincolnville Layover Roads and Grounds; Floor 1; Track 7 & 8 Platform
L-LL-RDGR-F1-TRK-07 | Lincolnville Layover Roads and Grounds; Floor 1; Track 9 Platform
L-LL-SS | Lincolnville Layover Substation
L-LL-SS-F1-01 | Lincolnville Layover Substation; Floor 1; Substation Room
L-LL-SS-F1-02 | Lincolnville Layover Substation; Floor 1; Communications Room
L-LL-SS-F1-03 | Lincolnville Layover Substation; Floor 1; North-outside
L-LL-SS-F1-04 | Lincolnville Layover Substation; Floor 1; Electrical Room (Elect. 101)
L-LL-SS-F1-05 | Lincolnville Layover Substation; Floor 1; UPS Room (Elect. 102)
L-LL-SS-F1-06 | Lincolnville Layover Substation; Floor 1; New Substation
L-LL-SS-F1-07 | Lincolnville Layover Substation; Floor 1; Outside Fenced area
L-LL-SS-F1-08 | Lincolnville Layover Substation; Floor 1; Outside Building, Wall
L-LL-SS-F1-09 | Lincolnville Layover Substation; Floor 1; Outside Building, Door
L-LL-SS-T1-01 | Lincolnville Layover Substation; T1; Outside of Old Substation
L-LL-SS-T1-02 | Lincolnville Layover Substation; T2; Outside of New Substation
L-LL-YDL-UG | Lincolnville Layover;13190 York Durham Line ; Under Ground
L-LRL | Lewis Road Layover
L-LRL-ELCSS | Lewis Road Layover Electrical Substation Building
L-LRL-ELCSS-F1-01 | Lewis Road Layover Electrical Substation Building; Floor 1; Substation Room
L-LRL-ELCSS-F1-02 | Lewis Road Layover Electrical Substation Building; Floor 1; Communication Room
L-LRL-ELCSS-F1-03 | Lewis Road Layover Electrical Substation Building; Floor 1; UPS Room
L-LRL-LR-UG | Lewis Road Layover;345 Lewis Rd; Under Ground
L-LRL-SFSTBLG | Lewis Road Layover Staff & Storage Building
L-LRL-SFSTBLG-F1-01 | Lewis Road Layover Staff & Storage Building; Floor 1; Staff Room
L-LRL-SFSTBLG-F1-02 | Lewis Road Layover Staff & Storage Building; Floor 1; Vestibule 2
L-LRL-SFSTBLG-F1-03 | Lewis Road Layover Staff & Storage Building; Floor 1; Janitor Room
L-LRL-SFSTBLG-F1-04 | Lewis Road Layover Staff & Storage Building; Floor 1; Vestibule 1
L-LRL-SFSTBLG-F1-05 | Lewis Road Layover Staff & Storage Building; Floor 1; Storage Room 1
L-LRL-SFSTBLG-F1-06 | Lewis Road Layover Staff & Storage Building; Floor 1; Contractor's Room
L-LRL-SFSTBLG-F1-07 | Lewis Road Layover Staff & Storage Building; Floor 1; Storage Room 2
L-LRL-SFSTBLG-F1-08 | Lewis Road Layover Staff & Storage Building; Floor 1; Corridor
L-LRL-SFSTBLG-F1-09 | Lewis Road Layover Staff & Storage Building; Floor 1; Storage Room 3
L-LRL-SFSTBLG-F1-10 | Lewis Road Layover Staff & Storage Building; Floor 1; Women's Lockers/Washrooms
L-LRL-SFSTBLG-F1-11 | Lewis Road Layover Staff & Storage Building; Floor 1; Women's Lockers Vestibule
L-LRL-SFSTBLG-F1-12 | Lewis Road Layover Staff & Storage Building; Floor 1; Men's Lockers/Washrooms
L-LRL-SFSTBLG-F1-13 | Lewis Road Layover Staff & Storage Building; Floor 1; Men's Lockers Vestibule
L-LRL-SFSTBLG-F1-14 | Lewis Road Layover Staff & Storage Building; Floor 1; Mechanical Room
L-LRL-SFSTBLG-F1-15 | Lewis Road Layover Staff & Storage Building; Floor 1; Hub Room
L-LRL-SFSTBLG-F1-16 | Lewis Road Layover Staff & Storage Building; Floor 1; Electrical Room
L-LRL-WDBLG | Lewis Road Layover Waste Disposal Building
L-LRL-WDBLG-F1-01 | Lewis Road Layover Waste Disposal Building; Floor 1; Garage
L-ML | Mimico Layover
L-ML-ELCSS | Mimico GO Layover Electrical Substation
L-ML-ELCSS-F1-01 | Mimico GO Layover Electrical Substation; Floor 1; Substation Area
L-ML-ELCSS-F1-02 | Mimico GO Layover Electrical Substation; Floor 1; UPS Room
L-ML-ELCSS-F1-03 | Mimico GO Layover Electrical Substation; Floor 1; Communications Room
L-ML-NTS-UG | Mimico Layover;290 New Toronto St.; Under Ground
L-ML-STRBLG | Mimico Go Layover Storage Building
L-ML-STRBLG-F1-01 | Mimico Go Layover Storage Building; Floor 1; Storage Room
L-ML-STTRL | Mimico GO Layer Staff Trailer
L-ML-STTRL-F1-01 | Mimico GO Layer Staff Trailer; Floor 1; Office
L-ML-STTRL-F1-02 | Mimico GO Layer Staff Trailer; Floor 1; Women's Locker Room
L-ML-STTRL-F1-03 | Mimico GO Layer Staff Trailer; Floor 1; Men's locker Room
L-ML-STTRL-F1-04 | Mimico GO Layer Staff Trailer; Floor 1; Storage Room
L-ML-STTRL-F1-05 | Mimico GO Layer Staff Trailer; Floor 1; Unisex Washroom
L-ML-STTRL-F1-06 | Mimico GO Layer Staff Trailer; Floor 1; Hallway
L-ML-STTRL-F1-07 | Mimico GO Layer Staff Trailer; Floor 1; Staff Room
L-ML-STTRL-F1-08 | Mimico GO Layer Staff Trailer; Floor 1; Closet
L-ML-STTRL-F1-09 | Mimico GO Layer Staff Trailer; Floor 1; Communications
L-ML-WDBLG | Mimico GO Layover Waste Disposal Building
L-ML-WDBLG-F1-01 | Mimico GO Layover Waste Disposal Building; Floor 1; Waste Desposal Room
L-MNL | Milton Layover
L-MNL-CC | Milton Layover Crew Building
L-MNL-CC-F1-01 | Milton Layover Crew Building; Floor 1; Electrical Room
L-MNL-CC-F1-02 | Milton Layover Crew Building; Floor 1; Main Corridor
L-MNL-CC-F1-03 | Milton Layover Crew Building; Floor 1; Men's Lockers
L-MNL-CC-F1-04 | Milton Layover Crew Building; Floor 1; Garage
L-MNL-CC-F1-05 | Milton Layover Crew Building; Floor 1; Office
L-MNL-CC-F1-06 | Milton Layover Crew Building; Floor 1; Maintenaince Room
L-MNL-CC-F1-07 | Milton Layover Crew Building; Floor 1; Staff Room
L-MNL-CC-F1-08 | Milton Layover Crew Building; Floor 1; Women's Lockers
L-MNL-CC-F1-09 | Milton Layover Crew Building; Floor 1; Unisex Washroom
L-MNL-CC-F1-10 | Milton Layover Crew Building; Floor 1; Mechanical Room
L-MNL-CC-F1-11 | Milton Layover Crew Building; Floor 1; Storage Room
L-MNL-FL-UG | Milton Layover;7374 Fifth Line; Under Ground
L-MNL-SSBLG | Milton Layover Substation Building
L-MNL-SSBLG-F1-01 | Milton Layover Substation Building; Floor 1; Communication Room
L-MNL-SSBLG-F1-02 | Milton Layover Substation Building; Floor 1; Battery Room
L-MNL-SSBLG-F1-03 | Milton Layover Substation Building; Floor 1; Electrical Room
L-MNL-STRBLG | Milton Layover Storage Building
L-MNL-STRBLG-F1-01 | Milton Layover Storage Building; Floor 1; Storage Room
L-MNL-WDBLG | Milton Layover Waste Disposal Building
L-MNL-WDBLG-F1-01 | Milton Layover Waste Disposal Building; Floor 1; Waste Disposal Room
L-OCGO | 407 GO Oakville Carpool Lot
L-OSLY | Oshawa GO Station Layover
L-RH | Richmond Hill Layover Yard
L-RH-BSR-UG | Richmond Hill Layover;1701 Bethesda Side Rd; Under Ground
L-RH-SSBLG | Richmond Hill GO Layover Substation Building
L-RH-SSBLG-F1-01 | Richmond Hill GO Layover Substation Building; Floor 1; Control Area
L-RH-SSBLG-F1-02 | Richmond Hill GO Layover Substation Building; Floor 1; Rectifier Room
L-RH-SSBLG-F1-03 | Richmond Hill GO Layover Substation Building; Floor 1; Communications Room
L-RH-STFBLG | Richmond Hill Layover Staff Building
L-RH-STFBLG-F1-01 | Richmond Hill Layover Staff Building; Floor 1; Storage Room 3
L-RH-STFBLG-F1-02 | Richmond Hill Layover Staff Building; Floor 1; Storage Room 2
L-RH-STFBLG-F1-03 | Richmond Hill Layover Staff Building; Floor 1; Vestibule 5
L-RH-STFBLG-F1-04 | Richmond Hill Layover Staff Building; Floor 1; Corridor
L-RH-STFBLG-F1-05 | Richmond Hill Layover Staff Building; Floor 1; Electrical Room
L-RH-STFBLG-F1-06 | Richmond Hill Layover Staff Building; Floor 1; Office 3
L-RH-STFBLG-F1-07 | Richmond Hill Layover Staff Building; Floor 1; Mechanical Room
L-RH-STFBLG-F1-08 | Richmond Hill Layover Staff Building; Floor 1; Office 2
L-RH-STFBLG-F1-09 | Richmond Hill Layover Staff Building; Floor 1; Storage Room 1
L-RH-STFBLG-F1-10 | Richmond Hill Layover Staff Building; Floor 1; Office 1
L-RH-STFBLG-F1-11 | Richmond Hill Layover Staff Building; Floor 1; Hub Room
L-RH-STFBLG-F1-12 | Richmond Hill Layover Staff Building; Floor 1; Men's Locker Room
L-RH-STFBLG-F1-13 | Richmond Hill Layover Staff Building; Floor 1; Vestibule 4
L-RH-STFBLG-F1-14 | Richmond Hill Layover Staff Building; Floor 1; Janitor Room
L-RH-STFBLG-F1-15 | Richmond Hill Layover Staff Building; Floor 1; Vestibule 3
L-RH-STFBLG-F1-16 | Richmond Hill Layover Staff Building; Floor 1; Vestibule 2
L-RH-STFBLG-F1-17 | Richmond Hill Layover Staff Building; Floor 1; Staff Room
L-RH-STFBLG-F1-18 | Richmond Hill Layover Staff Building; Floor 1; Women's Locker Room
L-RH-STFBLG-F1-19 | Richmond Hill Layover Staff Building; Floor 1; Vestibule 1
L-RH-WDBLG | Richmond Hill Go Layover Waste Disposal Building
L-RH-WDBLG-F1-01 | Richmond Hill Go Layover Waste Disposal Building; Floor 1; Waste Disposal Room
L-SHLY | Shirley Avenue Layover
L-SHLY-SA-UG | Shirley Layover;200 Shirley Ave; Under Ground
L-SSCT | Scott Street Control Tower
L-SSCT-EMGEN | Scott Street Emergency Generator Building
L-SSCT-EMGEN-F1-01 | Scott Street Emergency Generator Building; Floor 1; Storage Area
L-SSCT-EMGEN-F1-02 | Scott Street Emergency Generator Building; Floor 1; Generator Room
L-SSCT-SSCTWR | Scott Street Control Tower
L-SSCT-SSCTWR-B1-01 | Scott Street Control Tower; Basement 1; Electrical Room
L-SSCT-SSCTWR-B1-02 | Scott Street Control Tower; Basement 1; Stairway No. 1
L-SSCT-SSCTWR-B1-03 | Scott Street Control Tower; Basement 1; Maintenance Office & Kitchen
L-SSCT-SSCTWR-B1-04 | Scott Street Control Tower; Basement 1; Washroom
L-SSCT-SSCTWR-F1-01 | Scott Street Control Tower; Floor 1; Relay Room
L-SSCT-SSCTWR-F1-02 | Scott Street Control Tower; Floor 1; Hallway
L-SSCT-SSCTWR-F2-01 | Scott Street Control Tower; Floor 2; Washroom
L-SSCT-SSCTWR-F2-02 | Scott Street Control Tower; Floor 2; Control Room
L-WL | Whitby Layover
L-WL-CC | Whitby Layover Crew Centre
L-WL-CC-F1-01 | Whitby Layover Crew Centre; Floor 1; Office #1
L-WL-CC-F1-02 | Whitby Layover Crew Centre; Floor 1; Office #2
L-WL-CC-F1-03 | Whitby Layover Crew Centre; Floor 1; Office #3
L-WL-CC-F1-04 | Whitby Layover Crew Centre; Floor 1; Washroom
L-WL-CC-F1-05 | Whitby Layover Crew Centre; Floor 1; Janitors Closet
L-WL-CC-F1-06 | Whitby Layover Crew Centre; Floor 1; Storage Room #1
L-WL-CC-F1-07 | Whitby Layover Crew Centre; Floor 1; Lunch Room
L-WL-CC-F1-08 | Whitby Layover Crew Centre; Floor 1; Storage Room #2
L-WL-CC-F1-09 | Whitby Layover Crew Centre; Floor 1; Corridor
L-WL-ELCBLG | Whitby Layover Electrical Building
L-WL-ELCBLG-F1-01 | Whitby Layover Electrical Building; Floor 1; D/C Equipment Room
L-WL-ELCBLG-F1-02 | Whitby Layover Electrical Building; Floor 1; Communication Room
L-WL-ELCBLG-F1-03 | Whitby Layover Electrical Building; Floor 1; Switchgear Room
L-WMRF-125J-F1-01 | Willowbrook 125 Judson St; Floor 1; Electrical Cage
L-WRMF | Willowbrook Rail Maintenance Facility
L-WRMF-123J-CC | Willowbrook Crew Centre
L-WRMF-123J-CC-F1-01 | Willowbrook Crew Centre; Floor 1; Bedroom 8
L-WRMF-123J-CC-F1-02 | Willowbrook Crew Centre; Floor 1; Bedroom 7
L-WRMF-123J-CC-F1-03 | Willowbrook Crew Centre; Floor 1; Bedroom 6
L-WRMF-123J-CC-F1-04 | Willowbrook Crew Centre; Floor 1; Bedroom 5
L-WRMF-123J-CC-F1-05 | Willowbrook Crew Centre; Floor 1; Bedroom 4
L-WRMF-123J-CC-F1-06 | Willowbrook Crew Centre; Floor 1; Bedroom 3
L-WRMF-123J-CC-F1-07 | Willowbrook Crew Centre; Floor 1; Bedroom 13
L-WRMF-123J-CC-F1-08 | Willowbrook Crew Centre; Floor 1; Bedroom 2
L-WRMF-123J-CC-F1-09 | Willowbrook Crew Centre; Floor 1; Bedroom 12
L-WRMF-123J-CC-F1-10 | Willowbrook Crew Centre; Floor 1; Bedroom 1
L-WRMF-123J-CC-F1-11 | Willowbrook Crew Centre; Floor 1; Womens Washroom
L-WRMF-123J-CC-F1-12 | Willowbrook Crew Centre; Floor 1; Bedroom 11
L-WRMF-123J-CC-F1-13 | Willowbrook Crew Centre; Floor 1; Corridor 1
L-WRMF-123J-CC-F1-14 | Willowbrook Crew Centre; Floor 1; Bedroom 10
L-WRMF-123J-CC-F1-15 | Willowbrook Crew Centre; Floor 1; Bedroom 14
L-WRMF-123J-CC-F1-16 | Willowbrook Crew Centre; Floor 1; Bedroom 9
L-WRMF-123J-CC-F1-17 | Willowbrook Crew Centre; Floor 1; Mens Locker Room
L-WRMF-123J-CC-F1-18 | Willowbrook Crew Centre; Floor 1; Mens Washroom
L-WRMF-123J-CC-F1-19 | Willowbrook Crew Centre; Floor 1; Bedroom 15
L-WRMF-123J-CC-F1-20 | Willowbrook Crew Centre; Floor 1; Linen Storage
L-WRMF-123J-CC-F1-21 | Willowbrook Crew Centre; Floor 1; Vestibule
L-WRMF-123J-CC-F1-22 | Willowbrook Crew Centre; Floor 1; Electrical Room
L-WRMF-123J-CC-F1-23 | Willowbrook Crew Centre; Floor 1; Foyer
L-WRMF-123J-CC-F1-24 | Willowbrook Crew Centre; Floor 1; Janitors Room
L-WRMF-123J-CC-F1-25 | Willowbrook Crew Centre; Floor 1; Mechanical Room
L-WRMF-123J-CC-F1-26 | Willowbrook Crew Centre; Floor 1; First Aid Room
L-WRMF-123J-CC-F1-27 | Willowbrook Crew Centre; Floor 1; Corridor 2
L-WRMF-123J-CC-F1-28 | Willowbrook Crew Centre; Floor 1; Office 2
L-WRMF-123J-CC-F1-29 | Willowbrook Crew Centre; Floor 1; Lunch Room
L-WRMF-123J-CC-F1-30 | Willowbrook Crew Centre; Floor 1; Office 1
L-WRMF-123J-CC-F1-31 | Willowbrook Crew Centre; Floor 1; Data Centre
L-WRMF-123J-CC-F1-32 | Willowbrook Crew Centre; Floor 1; Office 3
L-WRMF-123J-CC-F1-33 | Willowbrook Crew Centre; Floor 1; Corridor 3
L-WRMF-123J-CC-F1-34 | Willowbrook Crew Centre; Floor 1; Office 4
L-WRMF-123J-CC-F1-35 | Willowbrook Crew Centre; Floor 1; Telephone Data Closet
L-WRMF-123J-CC-F1-36 | Willowbrook Crew Centre; Floor 1; Office 6
L-WRMF-123J-CC-F1-37 | Willowbrook Crew Centre; Floor 1; Office 5
L-WRMF-123J-CC-F1-38 | Willowbrook Crew Centre; Floor 1; Office 7
L-WRMF-123J-CC-F1-39 | Willowbrook Crew Centre; Floor 1; Training Development Office
L-WRMF-123J-CC-F1-40 | Willowbrook Crew Centre; Floor 1; Vestibule 2
L-WRMF-123J-CC-F1-41 | Willowbrook Crew Centre; Floor 1; Womens Locker Room
L-WRMF-125J-SM | Willowbrook 125 Judson
L-WRMF-125J-SM-1ST-01 | Willowbrook 125 Judson; Floor 1; Diesel Shop B Inspection
L-WRMF-125J-SM-1ST-02 | Willowbrook 125 Judson; Floor 1; Electrical Room 3
L-WRMF-125J-SM-1ST-03 | Willowbrook 125 Judson; Floor 1; Diesel Shop A
L-WRMF-125J-SM-1ST-04 | Willowbrook 125 Judson; Floor 1; Electrical Room 2
L-WRMF-125J-SM-1ST-05 | Willowbrook 125 Judson; Floor 1; Waste Disposal Room
L-WRMF-125J-SM-1ST-06 | Willowbrook 125 Judson; Floor 1; Water Treatment Room
L-WRMF-125J-SM-1ST-07 | Willowbrook 125 Judson; Floor 1; Men's Washroom 3
L-WRMF-125J-SM-1ST-08 | Willowbrook 125 Judson; Floor 1; Stair No. 12
L-WRMF-125J-SM-1ST-09 | Willowbrook 125 Judson; Floor 1; Office 14
L-WRMF-125J-SM-1ST-10 | Willowbrook 125 Judson; Floor 1; Storage Room 2
L-WRMF-125J-SM-1ST-11 | Willowbrook 125 Judson; Floor 1; Office 12
L-WRMF-125J-SM-1ST-12 | Willowbrook 125 Judson; Floor 1; Office 11
L-WRMF-125J-SM-1ST-13 | Willowbrook 125 Judson; Floor 1; Yard Office
L-WRMF-125J-SM-1ST-14 | Willowbrook 125 Judson; Floor 1; Office 5
L-WRMF-125J-SM-1ST-15 | Willowbrook 125 Judson; Floor 1; Office 6
L-WRMF-125J-SM-1ST-16 | Willowbrook 125 Judson; Floor 1; Office 9
L-WRMF-125J-SM-1ST-17 | Willowbrook 125 Judson; Floor 1; Halcomm Safety Room
L-WRMF-125J-SM-1ST-18 | Willowbrook 125 Judson; Floor 1; Corridor 2
L-WRMF-125J-SM-1ST-19 | Willowbrook 125 Judson; Floor 1; Halcomm Office
L-WRMF-125J-SM-1ST-20 | Willowbrook 125 Judson; Floor 1; Meeting Room
L-WRMF-125J-SM-1ST-21 | Willowbrook 125 Judson; Floor 1; Men's Washroom 2
L-WRMF-125J-SM-1ST-22 | Willowbrook 125 Judson; Floor 1; Men's Locker Room
L-WRMF-125J-SM-1ST-23 | Willowbrook 125 Judson; Floor 1; Women's Washroom 1
L-WRMF-125J-SM-1ST-24 | Willowbrook 125 Judson; Floor 1; Office 4
L-WRMF-125J-SM-1ST-25 | Willowbrook 125 Judson; Floor 1; Office 8
L-WRMF-125J-SM-1ST-26 | Willowbrook 125 Judson; Floor 1; Corridor 1
L-WRMF-125J-SM-1ST-27 | Willowbrook 125 Judson; Floor 1; Office 3
L-WRMF-125J-SM-1ST-28 | Willowbrook 125 Judson; Floor 1; Office 15
L-WRMF-125J-SM-1ST-29 | Willowbrook 125 Judson; Floor 1; Office 7
L-WRMF-125J-SM-1ST-30 | Willowbrook 125 Judson; Floor 1; Office 16
L-WRMF-125J-SM-1ST-31 | Willowbrook 125 Judson; Floor 1; Elevator
L-WRMF-125J-SM-1ST-32 | Willowbrook 125 Judson; Floor 1; Corridor 4
L-WRMF-125J-SM-1ST-33 | Willowbrook 125 Judson; Floor 1; Office 2
L-WRMF-125J-SM-1ST-34 | Willowbrook 125 Judson; Floor 1; Storage Room 1
L-WRMF-125J-SM-1ST-35 | Willowbrook 125 Judson; Floor 1; Stair No. 11
L-WRMF-125J-SM-1ST-36 | Willowbrook 125 Judson; Floor 1; Lost and Found Room
L-WRMF-125J-SM-1ST-37 | Willowbrook 125 Judson; Floor 1; Maintenance Area
L-WRMF-125J-SM-1ST-38 | Willowbrook 125 Judson; Floor 1; Stair No. 10
L-WRMF-125J-SM-1ST-39 | Willowbrook 125 Judson; Floor 1; First Aid Room
L-WRMF-125J-SM-1ST-40 | Willowbrook 125 Judson; Floor 1; Bombardier Storage Room
L-WRMF-125J-SM-1ST-41 | Willowbrook 125 Judson; Floor 1; Bombardier Locker Room
L-WRMF-125J-SM-1ST-42 | Willowbrook 125 Judson; Floor 1; Unisex Washroom
L-WRMF-125J-SM-1ST-43 | Willowbrook 125 Judson; Floor 1; Failure Analyst Office
L-WRMF-125J-SM-1ST-44 | Willowbrook 125 Judson; Floor 1; Planned Maintenance Office
L-WRMF-125J-SM-1ST-45 | Willowbrook 125 Judson; Floor 1; Yard Office Storage Room
L-WRMF-125J-SM-1ST-46 | Willowbrook 125 Judson; Floor 1; PM Bay 2
L-WRMF-125J-SM-1ST-47 | Willowbrook 125 Judson; Floor 1; Office 10
L-WRMF-125J-SM-1ST-48 | Willowbrook 125 Judson; Floor 1; PM Bay 1
L-WRMF-125J-SM-1ST-49 | Willowbrook 125 Judson; Floor 1; Elevator
L-WRMF-125J-SM-1ST-50 | Willowbrook 125 Judson; Floor 1; Stair No. 2
L-WRMF-125J-SM-1ST-51 | Willowbrook 125 Judson; Floor 1; Stair No. 1
L-WRMF-125J-SM-1ST-52 | Willowbrook 125 Judson; Floor 1; Coach Shop
L-WRMF-125J-SM-1ST-53 | Willowbrook 125 Judson; Floor 1; Compliance Office
L-WRMF-125J-SM-1ST-54 | Willowbrook 125 Judson; Floor 1; Radio Lab 2
L-WRMF-125J-SM-1ST-55 | Willowbrook 125 Judson; Floor 1; Electrical Lab
L-WRMF-125J-SM-1ST-56 | Willowbrook 125 Judson; Floor 1; Corridor 3
L-WRMF-125J-SM-1ST-57 | Willowbrook 125 Judson; Floor 1; Radio Lab 1
L-WRMF-125J-SM-1ST-58 | Willowbrook 125 Judson; Floor 1; Water Meter Room
L-WRMF-125J-SM-1ST-59 | Willowbrook 125 Judson; Floor 1; Electrical Room 1
L-WRMF-125J-SM-1ST-60 | Willowbrook 125 Judson; Floor 1; Men's Washroom 1
L-WRMF-125J-SM-1ST-61 | Willowbrook 125 Judson; Floor 1; Women's Washroom 2
L-WRMF-125J-SM-1ST-62 | Willowbrook 125 Judson; Floor 1; Wheel Bay 2
L-WRMF-125J-SM-1ST-63 | Willowbrook 125 Judson; Floor 1; Wheel Bay 1
L-WRMF-125J-SM-1ST-64 | Willowbrook 125 Judson; Floor 1; Coach Shop Office
L-WRMF-125J-SM-1ST-65 | Willowbrook 125 Judson; Floor 1; Office 1
L-WRMF-125J-SM-1ST-66 | Willowbrook 125 Judson; Floor 1; Office 13
L-WRMF-125J-SM-1ST-67 | Willowbrook 125 Judson; Floor 1; Wheel Bay Office
L-WRMF-125J-SM-1ST-68 | Willowbrook 125 Judson; Floor 1; Elevator Machine Room 1
L-WRMF-125J-SM-2ND-01 | Willowbrook 125 Judson; Floor 2; Electrical Room 2
L-WRMF-125J-SM-2ND-02 | Willowbrook 125 Judson; Floor 2; Electrical Room 1
L-WRMF-125J-SM-2ND-03 | Willowbrook 125 Judson; Floor 2; Office 6
L-WRMF-125J-SM-2ND-04 | Willowbrook 125 Judson; Floor 2; Security Room
L-WRMF-125J-SM-2ND-05 | Willowbrook 125 Judson; Floor 2; Corridor 5
L-WRMF-125J-SM-2ND-06 | Willowbrook 125 Judson; Floor 2; Telephone Equipment Room
L-WRMF-125J-SM-2ND-07 | Willowbrook 125 Judson; Floor 2; Office 5
L-WRMF-125J-SM-2ND-08 | Willowbrook 125 Judson; Floor 2; Women's Washroom 2
L-WRMF-125J-SM-2ND-09 | Willowbrook 125 Judson; Floor 2; Men's Washroom 2
L-WRMF-125J-SM-2ND-10 | Willowbrook 125 Judson; Floor 2; Office 4
L-WRMF-125J-SM-2ND-11 | Willowbrook 125 Judson; Floor 2; Copy Room
L-WRMF-125J-SM-2ND-12 | Willowbrook 125 Judson; Floor 2; Storage Room
L-WRMF-125J-SM-2ND-13 | Willowbrook 125 Judson; Floor 2; Office 3
L-WRMF-125J-SM-2ND-14 | Willowbrook 125 Judson; Floor 2; Office 2
L-WRMF-125J-SM-2ND-15 | Willowbrook 125 Judson; Floor 2; Corridor 3
L-WRMF-125J-SM-2ND-16 | Willowbrook 125 Judson; Floor 2; Reception
L-WRMF-125J-SM-2ND-17 | Willowbrook 125 Judson; Floor 2; Control Centre
L-WRMF-125J-SM-2ND-18 | Willowbrook 125 Judson; Floor 2; Mechanical Room
L-WRMF-125J-SM-2ND-19 | Willowbrook 125 Judson; Floor 2; Office 1
L-WRMF-125J-SM-2ND-20 | Willowbrook 125 Judson; Floor 2; Corridor 4
L-WRMF-125J-SM-2ND-21 | Willowbrook 125 Judson; Floor 2; Boardroom
L-WRMF-125J-SM-2ND-22 | Willowbrook 125 Judson; Floor 2; Corridor 2
L-WRMF-125J-SM-2ND-23 | Willowbrook 125 Judson; Floor 2; File Room
L-WRMF-125J-SM-2ND-24 | Willowbrook 125 Judson; Floor 2; Lunch Room
L-WRMF-125J-SM-2ND-25 | Willowbrook 125 Judson; Floor 2; Shower Room
L-WRMF-125J-SM-2ND-26 | Willowbrook 125 Judson; Floor 2; Janitors Room 1
L-WRMF-125J-SM-2ND-27 | Willowbrook 125 Judson; Floor 2; Men's Washroom 1
L-WRMF-125J-SM-2ND-28 | Willowbrook 125 Judson; Floor 2; Corridor 1
L-WRMF-125J-SM-2ND-29 | Willowbrook 125 Judson; Floor 2; Women's Washroom 1
L-WRMF-125J-SM-2ND-30 | Willowbrook 125 Judson; Floor 2; Men's Locker Room
L-WRMF-125J-SM-2ND-31 | Willowbrook 125 Judson; Floor 2; Office 11
L-WRMF-125J-SM-2ND-32 | Willowbrook 125 Judson; Floor 2; Janitors Room 2
L-WRMF-125J-SM-2ND-33 | Willowbrook 125 Judson; Floor 2; Office 10
L-WRMF-125J-SM-2ND-34 | Willowbrook 125 Judson; Floor 2; Computer Closet
L-WRMF-125J-SM-2ND-35 | Willowbrook 125 Judson; Floor 2; Water Treatment Room
L-WRMF-125J-SM-2ND-36 | Willowbrook 125 Judson; Floor 2; Office 9
L-WRMF-125J-SM-2ND-37 | Willowbrook 125 Judson; Floor 2; Office 8
L-WRMF-125J-SM-2ND-38 | Willowbrook 125 Judson; Floor 2; Office 7
L-WRMF-125J-SM-2ND-39 | Willowbrook 125 Judson; Floor 2; Training Room 2
L-WRMF-125J-SM-2ND-40 | Willowbrook 125 Judson; Floor 2; Training Room 1
L-WRMF-125J-SM-2ND-41 | Willowbrook 125 Judson; Floor 2; Mechanical Shaft
L-WRMF-125J-SM-3RD-01 | Willowbrook 125 Judson; Floor 3; Electrical Cabinet
L-WRMF-125J-SM-3RD-02 | Willowbrook 125 Judson; Floor 3; Corridor 2
L-WRMF-125J-SM-3RD-03 | Willowbrook 125 Judson; Floor 3; Central Security Alarm
L-WRMF-125J-SM-3RD-04 | Willowbrook 125 Judson; Floor 3; Photocopy Room
L-WRMF-125J-SM-3RD-05 | Willowbrook 125 Judson; Floor 3; Washroom
L-WRMF-125J-SM-3RD-06 | Willowbrook 125 Judson; Floor 3; Corridor 3
L-WRMF-125J-SM-3RD-07 | Willowbrook 125 Judson; Floor 3; Conference Room
L-WRMF-125J-SM-3RD-08 | Willowbrook 125 Judson; Floor 3; Open Office Space 2
L-WRMF-125J-SM-3RD-09 | Willowbrook 125 Judson; Floor 3; Enclosed Office 5
L-WRMF-125J-SM-3RD-10 | Willowbrook 125 Judson; Floor 3; File Room
L-WRMF-125J-SM-3RD-11 | Willowbrook 125 Judson; Floor 3; Reception
L-WRMF-125J-SM-3RD-12 | Willowbrook 125 Judson; Floor 3; Plan Room
L-WRMF-125J-SM-3RD-13 | Willowbrook 125 Judson; Floor 3; Enclosed Office 3
L-WRMF-125J-SM-3RD-14 | Willowbrook 125 Judson; Floor 3; Enclosed Office 2
L-WRMF-125J-SM-3RD-15 | Willowbrook 125 Judson; Floor 3; Open Office Space 1
L-WRMF-125J-SM-3RD-16 | Willowbrook 125 Judson; Floor 3; Enclosed Office 4
L-WRMF-125J-SM-3RD-17 | Willowbrook 125 Judson; Floor 3; Women's Washroom
L-WRMF-125J-SM-3RD-18 | Willowbrook 125 Judson; Floor 3; Janitor Closet
L-WRMF-125J-SM-3RD-19 | Willowbrook 125 Judson; Floor 3; Corridor 1
L-WRMF-125J-SM-3RD-20 | Willowbrook 125 Judson; Floor 3; Men's Washroom
L-WRMF-125J-SM-3RD-21 | Willowbrook 125 Judson; Floor 3; Stair No. 2
L-WRMF-125J-SM-3RD-22 | Willowbrook 125 Judson; Floor 3; Staff Room
L-WRMF-125J-SM-3RD-23 | Willowbrook 125 Judson; Floor 3; Elevator Vestibule
L-WRMF-125J-SM-3RD-24 | Willowbrook 125 Judson; Floor 3; Open Office Space 3
L-WRMF-125J-SM-3RD-25 | Willowbrook 125 Judson; Floor 3; Equipment Storage
L-WRMF-125J-SM-3RD-27 | Willowbrook 125 Judson; Floor 3; Elevator Machine Room
L-WRMF-125J-SM-3RD-28 | Willowbrook 125 Judson; Floor 3; Pedestrian Bridge
L-WRMF-125J-SM-M1-01 | Willowbrook 125 Judson; Mezzanine; Electrical Room Mezzanine
L-WRMF-335J-RAILSW | Willowbrook 335 Judson
L-WRMF-335J-RAILSW-B1-01 | Willowbrook 335 Judson; Basement 1; Unknown Room
L-WRMF-335J-RAILSW-B1-02 | Willowbrook 335 Judson; Basement 1; Sprinkler Room
L-WRMF-335J-RAILSW-B1-03 | Willowbrook 335 Judson; Basement 1; Mechanical Room
L-WRMF-335J-RAILSW-F1-01 | Willowbrook 335 Judson; Floor 1; Office #1
L-WRMF-335J-RAILSW-F1-02 | Willowbrook 335 Judson; Floor 1; Stair # 1
L-WRMF-335J-RAILSW-F1-03 | Willowbrook 335 Judson; Floor 1; Office #2
L-WRMF-335J-RAILSW-F1-04 | Willowbrook 335 Judson; Floor 1; Womens Washroom
L-WRMF-335J-RAILSW-F1-05 | Willowbrook 335 Judson; Floor 1; Meeting Room
L-WRMF-335J-RAILSW-F1-06 | Willowbrook 335 Judson; Floor 1; Phone Booth
L-WRMF-335J-RAILSW-F1-07 | Willowbrook 335 Judson; Floor 1; Copy Room
L-WRMF-335J-RAILSW-F1-08 | Willowbrook 335 Judson; Floor 1; Men's Washroom
L-WRMF-335J-RAILSW-F1-09 | Willowbrook 335 Judson; Floor 1; Stair # 2
L-WRMF-335J-RAILSW-F1-10 | Willowbrook 335 Judson; Floor 1; Janitor Closet
L-WRMF-335J-RAILSW-F1-11 | Willowbrook 335 Judson; Floor 1; Lan Room
L-WRMF-335J-RAILSW-F1-12 | Willowbrook 335 Judson; Floor 1; Closet
L-WRMF-335J-RAILSW-F1-13 | Willowbrook 335 Judson; Floor 1; Lobby
L-WRMF-335J-RAILSW-F1-14 | Willowbrook 335 Judson; Floor 1; Open Office Space #1
L-WRMF-335J-RAILSW-F1-15 | Willowbrook 335 Judson; Floor 1; Transformer Room
L-WRMF-335J-RAILSW-F1-16 | Willowbrook 335 Judson; Floor 1; Records Storage
L-WRMF-335J-RAILSW-F1-17 | Willowbrook 335 Judson; Floor 1; Corridor 1
L-WRMF-335J-RAILSW-F1-18 | Willowbrook 335 Judson; Floor 1; Stair # 8
L-WRMF-335J-RAILSW-F1-19 | Willowbrook 335 Judson; Floor 1; Electrical Room
L-WRMF-335J-RAILSW-F1-20 | Willowbrook 335 Judson; Floor 1; Warehouse 1
L-WRMF-335J-RAILSW-F1-21 | Willowbrook 335 Judson; Floor 1; Stair # 6
L-WRMF-335J-RAILSW-F1-22 | Willowbrook 335 Judson; Floor 1; Warehouse 2
L-WRMF-335J-RAILSW-F1-23 | Willowbrook 335 Judson; Floor 1; Corridor 3
L-WRMF-335J-RAILSW-F1-24 | Willowbrook 335 Judson; Floor 1; Corridor 2
L-WRMF-335J-RAILSW-F1-25 | Willowbrook 335 Judson; Floor 1; Mens Lockers
L-WRMF-335J-RAILSW-F1-26 | Willowbrook 335 Judson; Floor 1; Mens Washroom
L-WRMF-335J-RAILSW-F1-27 | Willowbrook 335 Judson; Floor 1; Stair # 12
L-WRMF-335J-RAILSW-F1-28 | Willowbrook 335 Judson; Floor 1; Secured Storage Area
L-WRMF-335J-RAILSW-F1-29 | Willowbrook 335 Judson; Floor 1; Womens Lockers
L-WRMF-335J-RAILSW-F1-30 | Willowbrook 335 Judson; Floor 1; Womens Washroom
L-WRMF-335J-RAILSW-F1-31 | Willowbrook 335 Judson; Floor 1; Stair # 5
L-WRMF-335J-RAILSW-F1-32 | Willowbrook 335 Judson; Floor 1; First Aid Room
L-WRMF-335J-RAILSW-F1-33 | Willowbrook 335 Judson; Floor 1; Warehouse 3
L-WRMF-335J-RAILSW-F1-34 | Willowbrook 335 Judson; Floor 1; Maintenance Room
L-WRMF-335J-RAILSW-F1-35 | Willowbrook 335 Judson; Floor 1; S/R Office
L-WRMF-335J-RAILSW-F1-36 | Willowbrook 335 Judson; Floor 1; Stair # 4
L-WRMF-335J-RAILSW-F1-37 | Willowbrook 335 Judson; Floor 1; Drive-In Bay
L-WRMF-335J-RAILSW-F1-38 | Willowbrook 335 Judson; Floor 1; South Shipping Receiving
L-WRMF-335J-RAILSW-F1-39 | Willowbrook 335 Judson; Floor 1; Stair # 7
L-WRMF-335J-RAILSW-F1-40 | Willowbrook 335 Judson; Floor 1; Open Office Space #2
L-WRMF-335J-RAILSW-F1-41 | Willowbrook 335 Judson; Floor 1; Office #3
L-WRMF-335J-RAILSW-F2-01 | Willowbrook 335 Judson; Floor 2; Office # 1
L-WRMF-335J-RAILSW-F2-02 | Willowbrook 335 Judson; Floor 2; Office # 2
L-WRMF-335J-RAILSW-F2-03 | Willowbrook 335 Judson; Floor 2; Office # 3
L-WRMF-335J-RAILSW-F2-04 | Willowbrook 335 Judson; Floor 2; Boardroom
L-WRMF-335J-RAILSW-F2-05 | Willowbrook 335 Judson; Floor 2; Existing Offices
L-WRMF-335J-RAILSW-F2-06 | Willowbrook 335 Judson; Floor 2; Office # 4
L-WRMF-335J-RAILSW-F2-07 | Willowbrook 335 Judson; Floor 2; Kitchen #1
L-WRMF-335J-RAILSW-F2-08 | Willowbrook 335 Judson; Floor 2; Photocopy Room
L-WRMF-335J-RAILSW-F2-09 | Willowbrook 335 Judson; Floor 2; Office # 5
L-WRMF-335J-RAILSW-F2-10 | Willowbrook 335 Judson; Floor 2; Womens Washroom
L-WRMF-335J-RAILSW-F2-11 | Willowbrook 335 Judson; Floor 2; Stairwell
L-WRMF-335J-RAILSW-F2-12 | Willowbrook 335 Judson; Floor 2; Existing Tel Room
L-WRMF-335J-RAILSW-F2-13 | Willowbrook 335 Judson; Floor 2; Closet
L-WRMF-335J-RAILSW-F2-14 | Willowbrook 335 Judson; Floor 2; Mens Washroom
L-WRMF-335J-RAILSW-F2-15 | Willowbrook 335 Judson; Floor 2; Existing Storage Room
L-WRMF-335J-RAILSW-F2-16 | Willowbrook 335 Judson; Floor 2; Mechanical Area
L-WRMF-335J-RAILSW-F2-17 | Willowbrook 335 Judson; Floor 2; Mezzanine Storage
L-WRMF-335J-RAILSW-F2-18 | Willowbrook 335 Judson; Floor 2; Storage Room
L-WRMF-335J-RAILSW-F2-19 | Willowbrook 335 Judson; Floor 2; Training Room
L-WRMF-335J-RAILSW-F2-20 | Willowbrook 335 Judson; Floor 2; Office Area
L-WRMF-335J-RAILSW-F2-21 | Willowbrook 335 Judson; Floor 2; Office # 6
L-WRMF-335J-RAILSW-F2-22 | Willowbrook 335 Judson; Floor 2; Janitors Closet
L-WRMF-335J-RAILSW-F2-23 | Willowbrook 335 Judson; Floor 2; Kitchen #2
L-WRMF-335J-RAILSW-F3-01 | Willowbrook 335 Judson; Floor 3; Rooftop Stair # 13
L-WRMF-335J-RAILSW-F3-02 | Willowbrook 335 Judson; Floor 3; Rooftop Stair #14
L-WRMF-91J-123J-125J-UG | Willowbrook RMF;91, 123, 125 Judson St; Under Ground
L-WRMF-91J-123J-125J-UG-01 | Willowbrook RMF;91, 123, 125 Judson St; Under Ground; Env Improvements Phase 1
L-WRMF-91J-123J-125J-UG-02 | Willowbrook RMF;91, 123, 125 Judson St; Under Ground; Env System- PHASE II
L-WRMF-91J-123J-125J-UG-03 | Willowbrook RMF;91, 123, 125 Judson St; Under Ground; Storm System Upgrade
L-WRMF-91J-123J-125J-UG-04 | Willowbrook RMF;91, 123, 125 Judson St; Under Ground; Eng Oil Storage tank
L-WRMF-91J-123J-125J-UG-05 | Willowbrook RMF;91, 123, 125 Judson St; Under Ground; Diesel fuel storge upgrade
L-WRMF-91J-123J-125J-UG-06 | Willowbrook RMF;91, 123, 125 Judson St; Under Ground; Storm System Upgrade
L-WRMF-91J-123J-125J-UG-07 | Willowbrook RMF;91, 123, 125 Judson St; Under Ground; Bays 3 and 4
L-WRMF-91J-123J-125J-UG-08 | Willowbrook RMF;91, 123, 125 Judson St; Under Ground; New fuel system upgrade
L-WRMF-91J-PROMTN | Willowbrook 91 Judson
L-WRMF-91J-PROMTN-F1-01 | Willowbrook 91 Judson; Floor 1; Stair No. 5
L-WRMF-91J-PROMTN-F1-02 | Willowbrook 91 Judson; Floor 1; Electrical Room No. 2
L-WRMF-91J-PROMTN-F1-03 | Willowbrook 91 Judson; Floor 1; Electrical Room No. 1
L-WRMF-91J-PROMTN-F1-04 | Willowbrook 91 Judson; Floor 1; Boiler Room
L-WRMF-91J-PROMTN-F1-05 | Willowbrook 91 Judson; Floor 1; Compressor Room
L-WRMF-91J-PROMTN-F1-06 | Willowbrook 91 Judson; Floor 1; Tanks Room
L-WRMF-91J-PROMTN-F1-07 | Willowbrook 91 Judson; Floor 1; Sanitary Room
L-WRMF-91J-PROMTN-F1-08 | Willowbrook 91 Judson; Floor 1; Elevator Machine Room
L-WRMF-91J-PROMTN-F1-09 | Willowbrook 91 Judson; Floor 1; Freight Elevator
L-WRMF-91J-PROMTN-F1-10 | Willowbrook 91 Judson; Floor 1; Sprinklers/Meters Room
L-WRMF-91J-PROMTN-F1-11 | Willowbrook 91 Judson; Floor 1; Janitor Closet
L-WRMF-91J-PROMTN-F1-12 | Willowbrook 91 Judson; Floor 1; Shop Super Office DMV
L-WRMF-91J-PROMTN-F1-13 | Willowbrook 91 Judson; Floor 1; Fibre Entrance Room
L-WRMF-91J-PROMTN-F1-14 | Willowbrook 91 Judson; Floor 1; Unsecure Parts Room
L-WRMF-91J-PROMTN-F1-15 | Willowbrook 91 Judson; Floor 1; Stair No. 2
L-WRMF-91J-PROMTN-F1-16 | Willowbrook 91 Judson; Floor 1; PM Bay 4
L-WRMF-91J-PROMTN-F1-17 | Willowbrook 91 Judson; Floor 1; Shipping Office
L-WRMF-91J-PROMTN-F1-18 | Willowbrook 91 Judson; Floor 1; PM Bay 3
L-WRMF-91J-PROMTN-F1-19 | Willowbrook 91 Judson; Floor 1; Loading Dock A
L-WRMF-91J-PROMTN-F1-20 | Willowbrook 91 Judson; Floor 1; Secured Parts Area
L-WRMF-91J-PROMTN-F1-21 | Willowbrook 91 Judson; Floor 1; Men's Locker Room
L-WRMF-91J-PROMTN-F1-22 | Willowbrook 91 Judson; Floor 1; Mens Shower
L-WRMF-91J-PROMTN-F1-23 | Willowbrook 91 Judson; Floor 1; Men's Washroom
L-WRMF-91J-PROMTN-F1-24 | Willowbrook 91 Judson; Floor 1; Corridor 2
L-WRMF-91J-PROMTN-F1-25 | Willowbrook 91 Judson; Floor 1; Womens Washroom
L-WRMF-91J-PROMTN-F1-26 | Willowbrook 91 Judson; Floor 1; Womens Locker
L-WRMF-91J-PROMTN-F1-27 | Willowbrook 91 Judson; Floor 1; Womens Shower
L-WRMF-91J-PROMTN-F1-28 | Willowbrook 91 Judson; Floor 1; Training Room
L-WRMF-91J-PROMTN-F1-29 | Willowbrook 91 Judson; Floor 1; Plant Maintenance Room
L-WRMF-91J-PROMTN-F1-30 | Willowbrook 91 Judson; Floor 1; Shop Super Office
L-WRMF-91J-PROMTN-F1-31 | Willowbrook 91 Judson; Floor 1; Office
L-WRMF-91J-PROMTN-F1-32 | Willowbrook 91 Judson; Floor 1; Super Plant Maintenance
L-WRMF-91J-PROMTN-F1-33 | Willowbrook 91 Judson; Floor 1; First Aid Room
L-WRMF-91J-PROMTN-F1-34 | Willowbrook 91 Judson; Floor 1; Communication Room
L-WRMF-91J-PROMTN-F1-35 | Willowbrook 91 Judson; Floor 1; Washroom
L-WRMF-91J-PROMTN-F1-36 | Willowbrook 91 Judson; Floor 1; Closet
L-WRMF-91J-PROMTN-F1-37 | Willowbrook 91 Judson; Floor 1; Corridor 1
L-WRMF-91J-PROMTN-F1-38 | Willowbrook 91 Judson; Floor 1; Security Office
L-WRMF-91J-PROMTN-F1-39 | Willowbrook 91 Judson; Floor 1; Lobby
L-WRMF-91J-PROMTN-F1-40 | Willowbrook 91 Judson; Floor 1; Lunch Room
L-WRMF-91J-PROMTN-F1-41 | Willowbrook 91 Judson; Floor 1; Elevator
L-WRMF-91J-PROMTN-F1-42 | Willowbrook 91 Judson; Floor 1; Machine Room
L-WRMF-91J-PROMTN-F1-43 | Willowbrook 91 Judson; Floor 1; Pit Room
L-WRMF-91J-PROMTN-F2-01 | Willowbrook 91 Judson; Floor 2; Stair No. 18
L-WRMF-91J-PROMTN-F2-02 | Willowbrook 91 Judson; Floor 2; Stair No. 19
L-WRMF-91J-PROMTN-F2-03 | Willowbrook 91 Judson; Floor 2; Stair No. 16
L-WRMF-91J-PROMTN-F2-04 | Willowbrook 91 Judson; Floor 2; Stair No. 17
L-WRMF-91J-PROMTN-F2-05 | Willowbrook 91 Judson; Floor 2; Stair No. 14
L-WRMF-91J-PROMTN-F2-06 | Willowbrook 91 Judson; Floor 2; Stair No. 3
L-WRMF-91J-PROMTN-F2-07 | Willowbrook 91 Judson; Floor 2; Stair No. 15
L-WRMF-91J-PROMTN-F2-08 | Willowbrook 91 Judson; Floor 2; Open Space
L-WRMF-91J-PROMTN-F2-09 | Willowbrook 91 Judson; Floor 2; Kitchen
L-WRMF-91J-PROMTN-F2-10 | Willowbrook 91 Judson; Floor 2; MCC Wayside Electric Room
L-WRMF-91J-PROMTN-F2-11 | Willowbrook 91 Judson; Floor 2; Training Room 1
L-WRMF-91J-PROMTN-F2-12 | Willowbrook 91 Judson; Floor 2; Training Room 2
L-WRMF-91J-PROMTN-F2-13 | Willowbrook 91 Judson; Floor 2; Office
L-WRMF-91J-PROMTN-F2-14 | Willowbrook 91 Judson; Floor 2; Lubricant Storage Room
L-WRMF-91J-PROMTN-F2-15 | Willowbrook 91 Judson; Floor 2; Men's Washroom 3
L-WRMF-91J-PROMTN-F2-16 | Willowbrook 91 Judson; Floor 2; Womens Washroom 3
L-WRMF-91J-PROMTN-F2-17 | Willowbrook 91 Judson; Floor 2; Stair No. 12
L-WRMF-91J-PROMTN-F2-18 | Willowbrook 91 Judson; Floor 2; Vestibule
L-WRMF-91J-PROMTN-F2-19 | Willowbrook 91 Judson; Floor 2; Fitness Room
L-WRMF-91J-PROMTN-F2-20 | Willowbrook 91 Judson; Floor 2; Corridor 2
L-WRMF-91J-PROMTN-F2-21 | Willowbrook 91 Judson; Floor 2; Stair No. 13
L-WRMF-91J-PROMTN-F2-22 | Willowbrook 91 Judson; Floor 2; Library
L-WRMF-91J-PROMTN-F2-23 | Willowbrook 91 Judson; Floor 2; Women's Washroom 2
L-WRMF-91J-PROMTN-F2-24 | Willowbrook 91 Judson; Floor 2; Men's Washroom 2
L-WRMF-91J-PROMTN-F2-25 | Willowbrook 91 Judson; Floor 2; Office 12
L-WRMF-91J-PROMTN-F2-26 | Willowbrook 91 Judson; Floor 2; Office 11
L-WRMF-91J-PROMTN-F2-27 | Willowbrook 91 Judson; Floor 2; Office 10
L-WRMF-91J-PROMTN-F2-28 | Willowbrook 91 Judson; Floor 2; Office 6
L-WRMF-91J-PROMTN-F2-29 | Willowbrook 91 Judson; Floor 2; Office 5
L-WRMF-91J-PROMTN-F2-30 | Willowbrook 91 Judson; Floor 2; Office 9
L-WRMF-91J-PROMTN-F2-31 | Willowbrook 91 Judson; Floor 2; Stair No. 10
L-WRMF-91J-PROMTN-F2-32 | Willowbrook 91 Judson; Floor 2; Office 4
L-WRMF-91J-PROMTN-F2-33 | Willowbrook 91 Judson; Floor 2; Office 8
L-WRMF-91J-PROMTN-F2-34 | Willowbrook 91 Judson; Floor 2; Office 3
L-WRMF-91J-PROMTN-F2-35 | Willowbrook 91 Judson; Floor 2; Open Office Area
L-WRMF-91J-PROMTN-F2-36 | Willowbrook 91 Judson; Floor 2; Presentation Area
L-WRMF-91J-PROMTN-F2-37 | Willowbrook 91 Judson; Floor 2; Office 7
L-WRMF-91J-PROMTN-F2-38 | Willowbrook 91 Judson; Floor 2; Office 2
L-WRMF-91J-PROMTN-F2-39 | Willowbrook 91 Judson; Floor 2; Office 1
L-WRMF-91J-PROMTN-F2-40 | Willowbrook 91 Judson; Floor 2; Duct Space
L-WRMF-91J-PROMTN-F2-41 | Willowbrook 91 Judson; Floor 2; Supply Room
L-WRMF-91J-PROMTN-F2-42 | Willowbrook 91 Judson; Floor 2; Lunch Room
L-WRMF-91J-PROMTN-F2-43 | Willowbrook 91 Judson; Floor 2; Closet 3
L-WRMF-91J-PROMTN-F2-44 | Willowbrook 91 Judson; Floor 2; Men's Washroom 1
L-WRMF-91J-PROMTN-F2-45 | Willowbrook 91 Judson; Floor 2; Womens Washroom 1
L-WRMF-91J-PROMTN-F2-46 | Willowbrook 91 Judson; Floor 2; Janitor Closet
L-WRMF-91J-PROMTN-F2-47 | Willowbrook 91 Judson; Floor 2; Stair No. 11
L-WRMF-91J-PROMTN-F2-48 | Willowbrook 91 Judson; Floor 2; Closet 2
L-WRMF-91J-PROMTN-F2-49 | Willowbrook 91 Judson; Floor 2; Lobby
L-WRMF-91J-PROMTN-F2-50 | Willowbrook 91 Judson; Floor 2; Closet 1
L-WRMF-91J-PROMTN-F2-51 | Willowbrook 91 Judson; Floor 2; Conference Room
L-WRMF-91J-PROMTN-F2-53 | Willowbrook 91 Judson; Floor 2; Stair No. 1
L-WRMF-91J-PROMTN-F2-54 | Willowbrook 91 Judson; Floor 2; Stair No. 8
L-WRMF-91J-PROMTN-F2-55 | Willowbrook 91 Judson; Floor 2; Stair No. 9
L-WRMF-91J-PROMTN-F2-56 | Willowbrook 91 Judson; Floor 2; Stair No. 6
L-WRMF-91J-PROMTN-F2-57 | Willowbrook 91 Judson; Floor 2; Stair No. 7
L-WRMF-91J-PROMTN-F2-58 | Willowbrook 91 Judson; Floor 2; Stair No. 4
L-WRMF-91J-PROMTN-F2-59 | Willowbrook 91 Judson; Floor 2; Stair No. 5
L-WRMF-91J-PROMTN-F2-60 | Willowbrook 91 Judson; Floor 2; Stair No. 2
L-WRMF-91J-PROMTN-F2-61 | Willowbrook 91 Judson; Floor 2; Office 13
L-WRMF-91J-PROMTN-F2-62 | Willowbrook 91 Judson; Floor 2; Stair 1 Penthouse
L-WRMF-91J-PROMTN-F3-01 | Willowbrook 91 Judson; Floor 3; Freight Elevator Roof Lobby
L-WRMF-CONWB | Willowbrook Consist Wash Building
L-WRMF-CONWB-F1-01 | Willowbrook Consist Wash Building; Floor 1; Consist Wash Area
L-WRMF-CONWB-F1-02 | Willowbrook Consist Wash Building; Floor 1; Storage Room
L-WRMF-CONWB-F1-03 | Willowbrook Consist Wash Building; Floor 1; Security Communication Room
L-WRMF-CONWB-F1-04 | Willowbrook Consist Wash Building; Floor 1; Electrical Room
L-WRMF-CONWB-F1-05 | Willowbrook Consist Wash Building; Floor 1; Service Room
L-WRMF-CONWB-F1-06 | Willowbrook Consist Wash Building; Floor 1; Sprinkler Room
L-WRMF-CONWB-F2-01 | Willowbrook Consist Wash Building; Floor 2; Control Platform
L-WRMF-CONWB-F2-02 | Willowbrook Consist Wash Building; Floor 2; Control Room
L-WRMF-CONWB-F2-03 | Willowbrook Consist Wash Building; Floor 2; Control Room Bathroom
L-WRMF-DEFBLG | Willowbrook DEF Building
L-WRMF-DEFBLG-F1-01 | Willowbrook DEF Building; Floor 1; DEF Room
L-WRMF-LW | Willowbrook Locomotive Wash Building
L-WRMF-LW-B1-01 | Willowbrook Locomotive Wash Building; Basement 1; Lower Level North
L-WRMF-LW-B1-02 | Willowbrook Locomotive Wash Building; Basement 1; Trench Level
L-WRMF-LW-B1-03 | Willowbrook Locomotive Wash Building; Basement 1; Lower Level South
L-WRMF-LW-B1-04 | Willowbrook Locomotive Wash Building; Basement 1; Master Water Treatment Room
L-WRMF-LW-F1-01 | Willowbrook Locomotive Wash Building; Floor 1; Stair No. 4
L-WRMF-LW-F1-02 | Willowbrook Locomotive Wash Building; Floor 1; Track Level East
L-WRMF-LW-F1-03 | Willowbrook Locomotive Wash Building; Floor 1; Stair No. 8
L-WRMF-LW-F1-04 | Willowbrook Locomotive Wash Building; Floor 1; Stair No. 5
L-WRMF-LW-F1-05 | Willowbrook Locomotive Wash Building; Floor 1; Stair No. 3
L-WRMF-LW-F1-06 | Willowbrook Locomotive Wash Building; Floor 1; Stair No. 10
L-WRMF-LW-F1-07 | Willowbrook Locomotive Wash Building; Floor 1; Level 1 Platform South
L-WRMF-LW-F1-08 | Willowbrook Locomotive Wash Building; Floor 1; Level 1 Platform North
L-WRMF-LW-F1-10 | Willowbrook Locomotive Wash Building; Floor 1; Stair No. 9
L-WRMF-LW-F1-11 | Willowbrook Locomotive Wash Building; Floor 1; Stair No. 2
L-WRMF-LW-F1-12 | Willowbrook Locomotive Wash Building; Floor 1; Stair No. 1
L-WRMF-LW-F1-13 | Willowbrook Locomotive Wash Building; Floor 1; Detergent Storage
L-WRMF-LW-F1-14 | Willowbrook Locomotive Wash Building; Floor 1; Stair No. 7
L-WRMF-LW-F1-15 | Willowbrook Locomotive Wash Building; Floor 1; Track Level West
L-WRMF-LW-F1-16 | Willowbrook Locomotive Wash Building; Floor 1; Stair No. 6
L-WRMF-LW-F1-17 | Willowbrook Locomotive Wash Building; Floor 1; Master Water Treatment Room
L-WRMF-LW-F2-01 | Willowbrook Locomotive Wash Building; Floor 2; Level 2 Platform North
L-WRMF-LW-F2-02 | Willowbrook Locomotive Wash Building; Floor 2; Level 2 Platform South
L-WRMF-LW-F2-03 | Willowbrook Locomotive Wash Building; Floor 2; Mechanical Room
L-WRMF-LW-F2-04 | Willowbrook Locomotive Wash Building; Floor 2; Locker Room
L-WRMF-LW-F2-05 | Willowbrook Locomotive Wash Building; Floor 2; Washroom
L-WRMF-LW-F3-01 | Willowbrook Locomotive Wash Building; Floor 3; Electrical Room
L-WRMF-OGARBLG | Willowbrook Old Garage Building
L-WRMF-OGARBLG-F1-01 | Willowbrook Old Garage Building; Floor 1; Old Garage Building Interior
L-WRMF-PH | Willowbrook Yard Pump House Building
L-WRMF-PH-F1-01 | Willowbrook Yard Pump House Building; Floor 1; Pump House
L-WRMF-PH-F1-02 | Willowbrook Yard Pump House Building; Floor 1; Pump House Electrical Room
L-WRMF-QUONH | Willowbrook Quonset Hut
L-WRMF-QUONH-F1-01 | Willowbrook Quonset Hut; Floor 1; Quonset Hut Interior
L-WRMF-TB | Willowbrook Track Maintenance Building
L-WRMF-TB-F1-01 | Willowbrook Track Maintenance Building; Floor 1; Mechanical Room
L-WRMF-TB-F1-02 | Willowbrook Track Maintenance Building; Floor 1; Unisex Washroom
L-WRMF-TB-F1-03 | Willowbrook Track Maintenance Building; Floor 1; Storage Room
L-WRMF-TB-F1-04 | Willowbrook Track Maintenance Building; Floor 1; Shower Area
L-WRMF-TB-F1-05 | Willowbrook Track Maintenance Building; Floor 1; H.W.T. Storage CL.
L-WRMF-TB-F1-06 | Willowbrook Track Maintenance Building; Floor 1; Corridor
L-WRMF-TB-F1-07 | Willowbrook Track Maintenance Building; Floor 1; Office
L-WRMF-TB-F1-08 | Willowbrook Track Maintenance Building; Floor 1; Lunch Room
L-WRMF-TB-F1-09 | Willowbrook Track Maintenance Building; Floor 1; Locker Room
L-WRMF-TB-F1-10 | Willowbrook Track Maintenance Building; Floor 1; Laundry Room
L-WRMF-TB-F1-11 | Willowbrook Track Maintenance Building; Floor 1; Wash Bay
L-WRMF-TB-F1-12 | Willowbrook Track Maintenance Building; Floor 1; Tool Room 1
L-WRMF-TB-F1-13 | Willowbrook Track Maintenance Building; Floor 1; Tool Room 2
L-WRMF-TB-F1-14 | Willowbrook Track Maintenance Building; Floor 1; Track Repairs
L-WRMF-TB-F1-15 | Willowbrook Track Maintenance Building; Floor 1; Electric Room
L-WRMF-TB-F1-16 | Willowbrook Track Maintenance Building; Floor 1; Compressor Room
L-WRMF-TB-F1-17 | Willowbrook Track Maintenance Building; Floor 1; Kitchen
Context & Considerations
- All assets within Metrolinx EAM will be associated with a position to assist in locating equipment for performing work and reporting based on location
- All new assets will either:
(a) Be associated with the existing location structure of the below hierarchy
(b) Modifications of the below hierarchy are required to account for the new location of assets (Metrolinx involvement in design)
- All assets will be associated to a functional position as its parent object- Load sheets will require the location ID to be populated

## Func Hierarchy -Tbl (hidden)
Gas Dist. System
Functional Hierarchy Source table
Level 1 | Level 2 | Code 3 | Level 3 | Code 4 | Level 4 | Code 5 | Level 5 | Code 6 | Level 6 | Code 7 | Level 7 | Code 8 | Level 8 | Code 9 | Level 9
RFA | RFAE | BALY | Barrie Layover (Allandale Layover) | CRCN | Crew Center | GUTL | Grounds Utilities | WTR | Water Supply | UTLMTR | Utility Meters |  | Utility Meters
| RFAE | BALY | Barrie Layover (Allandale Layover) | CRCN | Crew Center | PSYS | Process Systems | FDST | Fuel Distribution System | UTLMTR | Utility Meters |  | Utility Meters
| RFAE | BALY | Barrie Layover (Allandale Layover) | CRCN | Crew Center | RMINT | Room Interior | DR | Door |  | Door
| RFAE | BALY | Barrie Layover (Allandale Layover) | CRCN | Crew Center | RMINT | Room Interior | RMINT | Room Interior |  | Room Interior
| RFAE | BALY | Barrie Layover (Allandale Layover) | CRCN | Crew Center | SBST | Substructure | SBST | Substructure |  | Substructure
| RFAE | BALY | Barrie Layover (Allandale Layover) | CRCN | Crew Center | SBST | Substructure | SPST | Superstructure |  | Superstructure
| RFAE | BALY | Barrie Layover (Allandale Layover) | CRCN | Crew Center | SHELL | Shell | DR | Door |  | Door
| RFAE | BALY | Barrie Layover (Allandale Layover) | CRCN | Crew Center | SHELL | Shell | EXTRWLL | Exterior Wall |  | Exterior Wall
| RFAE | BALY | Barrie Layover (Allandale Layover) | CRCN | Crew Center | SHELL | Shell | OHDDR | Overhead Door |  | Overhead Door
| RFAE | BALY | Barrie Layover (Allandale Layover) | CRCN | Crew Center | SHELL | Shell | SLPDRF | Sloped Roof |  | Sloped Roof
| RFAE | BALY | Barrie Layover (Allandale Layover) | CRCN | Crew Center | SHELL | Shell | WINDSYS | Window System |  | Window System
| RFAE | BALY | Barrie Layover (Allandale Layover) | CRCN | Crew Center | SRV | Services | ELEC | Electrical | BPEMR | Battery Powered Emergency Lighting and Exit Lighting | BPEMERGL | Battery Powered Emergency Lighting and Exit Lighting
| RFAE | BALY | Barrie Layover (Allandale Layover) | CRCN | Crew Center | SRV | Services | ELEC | Electrical | HNDDRY | Hand Dryer |  | Hand Dryer
| RFAE | BALY | Barrie Layover (Allandale Layover) | CRCN | Crew Center | SRV | Services | ELEC | Electrical | LGHT | Lighting |  | Lighting
| RFAE | BALY | Barrie Layover (Allandale Layover) | CRCN | Crew Center | SRV | Services | ELEC | Electrical | LVDSYS | Low Voltage Dist. System |  | Low Voltage Distribution System
| RFAE | BALY | Barrie Layover (Allandale Layover) | CRCN | Crew Center | SRV | Services | ELEC | Electrical | LVPAN | Low Voltage Panel |  | Low Voltage Panel
| RFAE | BALY | Barrie Layover (Allandale Layover) | CRCN | Crew Center | SRV | Services | ELEC | Electrical | LVTRS | Low Voltage Transformer |  | Low Voltage Transformer
| RFAE | BALY | Barrie Layover (Allandale Layover) | CRCN | Crew Center | SRV | Services | FRDT | Fire Detection | FRDSYS | Fire Detection System |  | Fire Detection System
| RFAE | BALY | Barrie Layover (Allandale Layover) | CRCN | Crew Center | SRV | Services | FRPR | Fire Protection | FREXT | Fire Extinguisher |  | Fire Extinguisher
| RFAE | BALY | Barrie Layover (Allandale Layover) | CRCN | Crew Center | SRV | Services | HAS | Health and Safety | EMRGPF | Emergency Plumbing Fixture |  | Emergency Plumbing Fixture
| RFAE | BALY | Barrie Layover (Allandale Layover) | CRCN | Crew Center | SRV | Services | HAS | Health and Safety | FRAIDK | First Aid Kit |  | First Aid Kit
| RFAE | BALY | Barrie Layover (Allandale Layover) | CRCN | Crew Center | SRV | Services | HVAC | HVAC | ACCND | AC - Condenser |  | AC - Condenser
| RFAE | BALY | Barrie Layover (Allandale Layover) | CRCN | Crew Center | SRV | Services | HVAC | HVAC | BLDGAC | Building Automation Controls |  | Building Automation Controls
| RFAE | BALY | Barrie Layover (Allandale Layover) | CRCN | Crew Center | SRV | Services | HVAC | HVAC | FAN | Fan |  | Fan
| RFAE | BALY | Barrie Layover (Allandale Layover) | CRCN | Crew Center | SRV | Services | HVAC | HVAC | FURN | Furnace |  | Furnace
| RFAE | BALY | Barrie Layover (Allandale Layover) | CRCN | Crew Center | SRV | Services | HVAC | HVAC | GSDESYS | Gas Detection System |  | Gas Detection System
| RFAE | BALY | Barrie Layover (Allandale Layover) | CRCN | Crew Center | SRV | Services | HVAC | HVAC | TRMHTR | Terminal Heater |  | Terminal Heater
| RFAE | BALY | Barrie Layover (Allandale Layover) | CRCN | Crew Center | SRV | Services | PLB | Plumbing | BFP | Backflow Prevention |  | Backflow Prevention
| RFAE | BALY | Barrie Layover (Allandale Layover) | CRCN | Crew Center | SRV | Services | PLB | Plumbing | DOMWDS | Domestic Water Dist. System |  | Domestic Water Distribution System
| RFAE | BALY | Barrie Layover (Allandale Layover) | CRCN | Crew Center | SRV | Services | PLB | Plumbing | HTWTRHT | Hot Water Heater |  | Hot Water Heater
| RFAE | BALY | Barrie Layover (Allandale Layover) | CRCN | Crew Center | SRV | Services | PLB | Plumbing | PLMBFXT | Plumbing Fixture |  | Plumbing Fixture
| RFAE | BALY | Barrie Layover (Allandale Layover) | CRCN | Crew Center | SRV | Services | PLB | Plumbing | PRV | Pressure Reducing Valve |  | Pressure Reducing Valve
| RFAE | BALY | Barrie Layover (Allandale Layover) | DEF | Diesel Exhaust Fluid (DEF) System | PSYS | Process Systems | FDST | Fuel Distribution System | ACCPLTF | Access Platform |  | Access Platform
| RFAE | BALY | Barrie Layover (Allandale Layover) | DEF | Diesel Exhaust Fluid (DEF) System | PSYS | Process Systems | FDST | Fuel Distribution System | CP | Control Panel |  | Control Panel
| RFAE | BALY | Barrie Layover (Allandale Layover) | DEF | Diesel Exhaust Fluid (DEF) System | PSYS | Process Systems | FDST | Fuel Distribution System | EMRGSB | Emergency Stop Button |  | Emergency Stop Button
| RFAE | BALY | Barrie Layover (Allandale Layover) | DEF | Diesel Exhaust Fluid (DEF) System | PSYS | Process Systems | FDST | Fuel Distribution System | FLDSTDEF | Fuel Dist. System - DEF |  | Fuel Distribution System - DEF
| RFAE | BALY | Barrie Layover (Allandale Layover) | DEF | Diesel Exhaust Fluid (DEF) System | PSYS | Process Systems | FDST | Fuel Distribution System | FLTR | Filter |  | Filter
| RFAE | BALY | Barrie Layover (Allandale Layover) | DEF | Diesel Exhaust Fluid (DEF) System | PSYS | Process Systems | FDST | Fuel Distribution System | MOVA | Motor Operated Valve and Actuator |  | Motor Operated Valve and Actuator
| RFAE | BALY | Barrie Layover (Allandale Layover) | DEF | Diesel Exhaust Fluid (DEF) System | PSYS | Process Systems | FDST | Fuel Distribution System | MVLV | Manual Valve |  | Manual Valve
| RFAE | BALY | Barrie Layover (Allandale Layover) | DEF | Diesel Exhaust Fluid (DEF) System | PSYS | Process Systems | FDST | Fuel Distribution System | PMP | Pump |  | Pump
| RFAE | BALY | Barrie Layover (Allandale Layover) | DEF | Diesel Exhaust Fluid (DEF) System | PSYS | Process Systems | FDST | Fuel Distribution System | STORTNK | Storage Tank |  | Storage Tank
| RFAE | BALY | Barrie Layover (Allandale Layover) | DEF | Diesel Exhaust Fluid (DEF) System | RMINT | Room Interior | RMINT | Room Interior |  | Room Interior
| RFAE | BALY | Barrie Layover (Allandale Layover) | DEF | Diesel Exhaust Fluid (DEF) System | SBST | Substructure | SBST | Substructure |  | Substructure
| RFAE | BALY | Barrie Layover (Allandale Layover) | DEF | Diesel Exhaust Fluid (DEF) System | SBST | Substructure | SPST | Superstructure |  | Superstructure
| RFAE | BALY | Barrie Layover (Allandale Layover) | DEF | Diesel Exhaust Fluid (DEF) System | SHELL | Shell | DR | Door |  | Door
| RFAE | BALY | Barrie Layover (Allandale Layover) | DEF | Diesel Exhaust Fluid (DEF) System | SHELL | Shell | EXTRWLL | Exterior Wall |  | Exterior Wall
| RFAE | BALY | Barrie Layover (Allandale Layover) | DEF | Diesel Exhaust Fluid (DEF) System | SHELL | Shell | OHDDR | Overhead Door |  | Overhead Door
| RFAE | BALY | Barrie Layover (Allandale Layover) | DEF | Diesel Exhaust Fluid (DEF) System | SHELL | Shell | SLPDRF | Sloped Roof |  | Sloped Roof
| RFAE | BALY | Barrie Layover (Allandale Layover) | DEF | Diesel Exhaust Fluid (DEF) System | SHELL | Shell | WINDSYS | Window System |  | Window System
| RFAE | BALY | Barrie Layover (Allandale Layover) | DEF | Diesel Exhaust Fluid (DEF) System | SRV | Services | ELEC | Electrical | BPEMR | Battery Powered Emergency Lighting and Exit Lighting | BPEMERGL | Battery Powered Emergency Lighting and Exit Lighting
| RFAE | BALY | Barrie Layover (Allandale Layover) | DEF | Diesel Exhaust Fluid (DEF) System | SRV | Services | ELEC | Electrical | EMRGEN | Emergency Generator |  | Emergency Generator
| RFAE | BALY | Barrie Layover (Allandale Layover) | DEF | Diesel Exhaust Fluid (DEF) System | SRV | Services | ELEC | Electrical | LGHT | Lighting |  | Lighting
| RFAE | BALY | Barrie Layover (Allandale Layover) | DEF | Diesel Exhaust Fluid (DEF) System | SRV | Services | ELEC | Electrical | LVTRS | Low Voltage Transformer |  | Low Voltage Transformer
| RFAE | BALY | Barrie Layover (Allandale Layover) | DEF | Diesel Exhaust Fluid (DEF) System | SRV | Services | ELEC | Electrical | MHVTRS | Medium/High Voltage Transformer |  | Medium/High Voltage Transformer
| RFAE | BALY | Barrie Layover (Allandale Layover) | DEF | Diesel Exhaust Fluid (DEF) System | SRV | Services | ELEC | Electrical | UPS | UPS |  | Uninterruptable Power Supply
| RFAE | BALY | Barrie Layover (Allandale Layover) | DEF | Diesel Exhaust Fluid (DEF) System | SRV | Services | FRPR | Fire Protection | FREXT | Fire Extinguisher |  | Fire Extinguisher
| RFAE | BALY | Barrie Layover (Allandale Layover) | DEF | Diesel Exhaust Fluid (DEF) System | SRV | Services | HAS | Health and Safety | EMRGPF | Emergency Plumbing Fixture |  | Emergency Plumbing Fixture
| RFAE | BALY | Barrie Layover (Allandale Layover) | DEF | Diesel Exhaust Fluid (DEF) System | SRV | Services | HVAC | HVAC | ACCND | AC - Condenser |  | AC - Condenser
| RFAE | BALY | Barrie Layover (Allandale Layover) | DEF | Diesel Exhaust Fluid (DEF) System | SRV | Services | HVAC | HVAC | ACINE | AC - Indoor Evaporator |  | AC - Indoor Evaporator
| RFAE | BALY | Barrie Layover (Allandale Layover) | DEF | Diesel Exhaust Fluid (DEF) System | SRV | Services | HVAC | HVAC | ARHU | Air Handling Unit |  | Air Handling Unit
| RFAE | BALY | Barrie Layover (Allandale Layover) | DEF | Diesel Exhaust Fluid (DEF) System | SRV | Services | HVAC | HVAC | FAN | Fan |  | Fan
| RFAE | BALY | Barrie Layover (Allandale Layover) | DEF | Diesel Exhaust Fluid (DEF) System | SRV | Services | HVAC | HVAC | GSDSTSYS | Gas Dist. System | GSDSTSYS | Gas Distribution System
| RFAE | BALY | Barrie Layover (Allandale Layover) | DEF | Diesel Exhaust Fluid (DEF) System | SRV | Services | HVAC | HVAC | HVACDS | HVAC Air Dist. System |  | HVAC Air Distribution System
| RFAE | BALY | Barrie Layover (Allandale Layover) | DEF | Diesel Exhaust Fluid (DEF) System | SRV | Services | HVAC | HVAC | TRMHTR | Terminal Heater |  | Terminal Heater
| RFAE | BALY | Barrie Layover (Allandale Layover) | DEF | Diesel Exhaust Fluid (DEF) System | SRV | Services | PLB | Plumbing | PRV | Pressure Reducing Valve |  | Pressure Reducing Valve
| RFAE | BALY | Barrie Layover (Allandale Layover) | DEF | Diesel Exhaust Fluid (DEF) System | SRV | Services | PLB | Plumbing | WWCLS | Waste Water Collection System |  | Waste Water Collection System
| RFAE | BALY | Barrie Layover (Allandale Layover) | ELCB | Electrical Building | PSYS | Process Systems | WYSD | Wayside | CP | Control Panel |  | Control Panel
| RFAE | BALY | Barrie Layover (Allandale Layover) | ELCB | Electrical Building | RMINT | Room Interior | ACCLDR | Access Ladder |  | Access Ladder
| RFAE | BALY | Barrie Layover (Allandale Layover) | ELCB | Electrical Building | RMINT | Room Interior | DR | Door |  | Door
| RFAE | BALY | Barrie Layover (Allandale Layover) | ELCB | Electrical Building | RMINT | Room Interior | RMINT | Room Interior |  | Room Interior
| RFAE | BALY | Barrie Layover (Allandale Layover) | ELCB | Electrical Building | SBST | Substructure | SBST | Substructure |  | Substructure
| RFAE | BALY | Barrie Layover (Allandale Layover) | ELCB | Electrical Building | SBST | Substructure | SPST | Superstructure |  | Superstructure
| RFAE | BALY | Barrie Layover (Allandale Layover) | ELCB | Electrical Building | SHELL | Shell | DR | Door |  | Door
| RFAE | BALY | Barrie Layover (Allandale Layover) | ELCB | Electrical Building | SHELL | Shell | EXTRWLL | Exterior Wall |  | Exterior Wall
| RFAE | BALY | Barrie Layover (Allandale Layover) | ELCB | Electrical Building | SHELL | Shell | FLTROOF | Flat Roof |  | Flat Roof
| RFAE | BALY | Barrie Layover (Allandale Layover) | ELCB | Electrical Building | SRV | Services | ELEC | Electrical | BPEMR | Battery Powered Emergency Lighting and Exit Lighting | BPEMERGL | Battery Powered Emergency Lighting and Exit Lighting
| RFAE | BALY | Barrie Layover (Allandale Layover) | ELCB | Electrical Building | SRV | Services | ELEC | Electrical | DRWOBR | Draw-Out breaker |  | Draw-Out breaker
| RFAE | BALY | Barrie Layover (Allandale Layover) | ELCB | Electrical Building | SRV | Services | ELEC | Electrical | EMRGSB | Emergency Stop Button |  | Emergency Stop Button
| RFAE | BALY | Barrie Layover (Allandale Layover) | ELCB | Electrical Building | SRV | Services | ELEC | Electrical | GRLPS | Grounding and Lightning PS | GRNDLPS | Grounding and Lightning Protection System
| RFAE | BALY | Barrie Layover (Allandale Layover) | ELCB | Electrical Building | SRV | Services | ELEC | Electrical | LGHT | Lighting |  | Lighting
| RFAE | BALY | Barrie Layover (Allandale Layover) | ELCB | Electrical Building | SRV | Services | ELEC | Electrical | LVDSYS | Low Voltage Dist. System |  | Low Voltage Distribution System
| RFAE | BALY | Barrie Layover (Allandale Layover) | ELCB | Electrical Building | SRV | Services | ELEC | Electrical | LVPAN | Low Voltage Panel |  | Low Voltage Panel
| RFAE | BALY | Barrie Layover (Allandale Layover) | ELCB | Electrical Building | SRV | Services | ELEC | Electrical | LVTRS | Low Voltage Transformer |  | Low Voltage Transformer
| RFAE | BALY | Barrie Layover (Allandale Layover) | ELCB | Electrical Building | SRV | Services | ELEC | Electrical | MCC | Motor Control Centers | MTRCONTC | Motor Control Centers (MCC)
| RFAE | BALY | Barrie Layover (Allandale Layover) | ELCB | Electrical Building | SRV | Services | ELEC | Electrical | RCTFR | Rectifier | RCTFR | Rectifier | BATTERY | Battery
| RFAE | BALY | Barrie Layover (Allandale Layover) | ELCB | Electrical Building | SRV | Services | ELEC | Electrical | SWTBRD | Switchboard |  | Switchboard
| RFAE | BALY | Barrie Layover (Allandale Layover) | ELCB | Electrical Building | SRV | Services | ELEC | Electrical | SWTGR | Switchgear |  | Switchgear
| RFAE | BALY | Barrie Layover (Allandale Layover) | ELCB | Electrical Building | SRV | Services | ELEC | Electrical | UPS | UPS |  | Uninterruptable Power Supply
| RFAE | BALY | Barrie Layover (Allandale Layover) | ELCB | Electrical Building | SRV | Services | FRDT | Fire Detection | FRDSYS | Fire Detection System |  | Fire Detection System
| RFAE | BALY | Barrie Layover (Allandale Layover) | ELCB | Electrical Building | SRV | Services | FRPR | Fire Protection | FREXT | Fire Extinguisher |  | Fire Extinguisher
| RFAE | BALY | Barrie Layover (Allandale Layover) | ELCB | Electrical Building | SRV | Services | HVAC | HVAC | ACCND | AC - Condenser |  | AC - Condenser
| RFAE | BALY | Barrie Layover (Allandale Layover) | ELCB | Electrical Building | SRV | Services | HVAC | HVAC | ACINE | AC - Indoor Evaporator |  | AC - Indoor Evaporator
| RFAE | BALY | Barrie Layover (Allandale Layover) | ELCB | Electrical Building | SRV | Services | HVAC | HVAC | BLDGAC | Building Automation Controls |  | Building Automation Controls
| RFAE | BALY | Barrie Layover (Allandale Layover) | ELCB | Electrical Building | SRV | Services | HVAC | HVAC | BALVLV | Balancing Valve |  | Balancing Valve
| RFAE | BALY | Barrie Layover (Allandale Layover) | ELCB | Electrical Building | SRV | Services | HVAC | HVAC | FAN | Fan |  | Fan
| RFAE | BALY | Barrie Layover (Allandale Layover) | ELCB | Electrical Building | SRV | Services | HVAC | HVAC | GSDESYS | Gas Detection System |  | Gas Detection System
| RFAE | BALY | Barrie Layover (Allandale Layover) | ELCB | Electrical Building | SRV | Services | HVAC | HVAC | TRMHTR | Terminal Heater |  | Terminal Heater
| RFAE | BALY | Barrie Layover (Allandale Layover) | ELCB | Electrical Building | SRV | Services | PLB | Plumbing | CP | Control Panel |  | Control Panel
| RFAE | BALY | Barrie Layover (Allandale Layover) | ELCB | Electrical Building | SRV | Services | PLB | Plumbing | WSTWLS | Waste Water Lift Station |  | Waste Water Lift Station
| RFAE | BALY | Barrie Layover (Allandale Layover) | PMPHS | Pump House | PSYS | Process Systems | FDST | Fuel Distribution System | CP | Control Panel |  | Control Panel
| RFAE | BALY | Barrie Layover (Allandale Layover) | PMPHS | Pump House | PSYS | Process Systems | FDST | Fuel Distribution System | EMRGSB | Emergency Stop Button |  | Emergency Stop Button
| RFAE | BALY | Barrie Layover (Allandale Layover) | PMPHS | Pump House | PSYS | Process Systems | FDST | Fuel Distribution System | FLFMTR | Fuel Flow Meter |  | Fuel Flow Meter
| RFAE | BALY | Barrie Layover (Allandale Layover) | PMPHS | Pump House | PSYS | Process Systems | FDST | Fuel Distribution System | FSLP | Fuel Relief/ Slop Tank |  | Fuel Relief/ Slop Tank
| RFAE | BALY | Barrie Layover (Allandale Layover) | PMPHS | Pump House | PSYS | Process Systems | FDST | Fuel Distribution System | FLTR | Filter |  | Filter
| RFAE | BALY | Barrie Layover (Allandale Layover) | PMPHS | Pump House | PSYS | Process Systems | FDST | Fuel Distribution System | MOVA | Motor Operated Valve and Actuator |  | Motor Operated Valve and Actuator
| RFAE | BALY | Barrie Layover (Allandale Layover) | PMPHS | Pump House | PSYS | Process Systems | FDST | Fuel Distribution System | MVLV | Manual Valve |  | Manual Valve
| RFAE | BALY | Barrie Layover (Allandale Layover) | PMPHS | Pump House | PSYS | Process Systems | FDST | Fuel Distribution System | PGV | Pressure Regulating Valve |  | Pressure Regulating Valve
| RFAE | BALY | Barrie Layover (Allandale Layover) | PMPHS | Pump House | PSYS | Process Systems | FDST | Fuel Distribution System | PMP | Pump |  | Pump
| RFAE | BALY | Barrie Layover (Allandale Layover) | PMPHS | Pump House | PSYS | Process Systems | FDST | Fuel Distribution System | SDVLV | Solenoid Valve |  | Solenoid Valve
| RFAE | BALY | Barrie Layover (Allandale Layover) | PMPHS | Pump House | PSYS | Process Systems | FDST | Fuel Distribution System | STRN | Strainer |  | Strainer
| RFAE | BALY | Barrie Layover (Allandale Layover) | PMPHS | Pump House | RMINT | Room Interior | RMINT | Room Interior |  | Room Interior
| RFAE | BALY | Barrie Layover (Allandale Layover) | PMPHS | Pump House | SBST | Substructure | SBST | Substructure |  | Substructure
| RFAE | BALY | Barrie Layover (Allandale Layover) | PMPHS | Pump House | SBST | Substructure | SPST | Superstructure |  | Superstructure
| RFAE | BALY | Barrie Layover (Allandale Layover) | PMPHS | Pump House | SHELL | Shell | DR | Door |  | Door
| RFAE | BALY | Barrie Layover (Allandale Layover) | PMPHS | Pump House | SHELL | Shell | EXTRWLL | Exterior Wall |  | Exterior Wall
| RFAE | BALY | Barrie Layover (Allandale Layover) | PMPHS | Pump House | SHELL | Shell | SLPDRF | Sloped Roof |  | Sloped Roof
| RFAE | BALY | Barrie Layover (Allandale Layover) | PMPHS | Pump House | SHELL | Shell | WINDSYS | Window System |  | Window System
| RFAE | BALY | Barrie Layover (Allandale Layover) | PMPHS | Pump House | SRV | Services | ELEC | Electrical | BPEMR | Battery Powered Emergency Lighting and Exit Lighting | BPEMERGL | Battery Powered Emergency Lighting and Exit Lighting
| RFAE | BALY | Barrie Layover (Allandale Layover) | PMPHS | Pump House | SRV | Services | ELEC | Electrical | EMRGSB | Emergency Stop Button |  | Emergency Stop Button
| RFAE | BALY | Barrie Layover (Allandale Layover) | PMPHS | Pump House | SRV | Services | ELEC | Electrical | GRLPS | Grounding and Lightning PS | GRNDLPS | Grounding and Lightning Protection System
| RFAE | BALY | Barrie Layover (Allandale Layover) | PMPHS | Pump House | SRV | Services | ELEC | Electrical | LGHT | Lighting |  | Lighting
| RFAE | BALY | Barrie Layover (Allandale Layover) | PMPHS | Pump House | SRV | Services | ELEC | Electrical | LVDSYS | Low Voltage Dist. System |  | Low Voltage Distribution System
| RFAE | BALY | Barrie Layover (Allandale Layover) | PMPHS | Pump House | SRV | Services | ELEC | Electrical | LVPAN | Low Voltage Panel |  | Low Voltage Panel
| RFAE | BALY | Barrie Layover (Allandale Layover) | PMPHS | Pump House | SRV | Services | ELEC | Electrical | LVTRS | Low Voltage Transformer |  | Low Voltage Transformer
| RFAE | BALY | Barrie Layover (Allandale Layover) | PMPHS | Pump House | SRV | Services | ELEC | Electrical | MCC | Motor Control Centers | MTRCONTC | Motor Control Centers (MCC)
| RFAE | BALY | Barrie Layover (Allandale Layover) | PMPHS | Pump House | SRV | Services | ELEC | Electrical | UPS | UPS |  | Uninterruptable Power Supply
| RFAE | BALY | Barrie Layover (Allandale Layover) | PMPHS | Pump House | SRV | Services | FRDT | Fire Detection | FRDSYS | Fire Detection System |  | Fire Detection System
| RFAE | BALY | Barrie Layover (Allandale Layover) | PMPHS | Pump House | SRV | Services | FRPR | Fire Protection | FREXT | Fire Extinguisher |  | Fire Extinguisher
| RFAE | BALY | Barrie Layover (Allandale Layover) | PMPHS | Pump House | SRV | Services | HVAC | HVAC | ACCND | AC - Condenser |  | AC - Condenser
| RFAE | BALY | Barrie Layover (Allandale Layover) | PMPHS | Pump House | SRV | Services | HVAC | HVAC | ACINE | AC - Indoor Evaporator |  | AC - Indoor Evaporator
| RFAE | BALY | Barrie Layover (Allandale Layover) | PMPHS | Pump House | SRV | Services | HVAC | HVAC | FAN | Fan |  | Fan
| RFAE | BALY | Barrie Layover (Allandale Layover) | PMPHS | Pump House | SRV | Services | HVAC | HVAC | TRMHTR | Terminal Heater |  | Terminal Heater
| RFAE | BALY | Barrie Layover (Allandale Layover) | RDGR | Roads and Grounds | GEL | Grounds Electrical | EDST | Electrical Distribution | LOADBNK | Load Bank |  | Load Bank
| RFAE | BALY | Barrie Layover (Allandale Layover) | RDGR | Roads and Grounds | GEL | Grounds Electrical | EDST | Electrical Distribution | MNHOL | Manhole |  | Manhole
| RFAE | BALY | Barrie Layover (Allandale Layover) | RDGR | Roads and Grounds | GEL | Grounds Electrical | GLGT | Grounds Lighting | LGHTSTD | Light Standard |  | Light Standard
| RFAE | BALY | Barrie Layover (Allandale Layover) | RDGR | Roads and Grounds | GRDS | Grounds | BOLRD | Bollard |  | Bollard
| RFAE | BALY | Barrie Layover (Allandale Layover) | RDGR | Roads and Grounds | GRDS | Grounds | ELEC | Electrical | LGHT | Lighting |  | Lighting
| RFAE | BALY | Barrie Layover (Allandale Layover) | RDGR | Roads and Grounds | GRDS | Grounds | FNC | Fence |  | Fence
| RFAE | BALY | Barrie Layover (Allandale Layover) | RDGR | Roads and Grounds | GRDS | Grounds | GATE | Gate |  | Gate
| RFAE | BALY | Barrie Layover (Allandale Layover) | RDGR | Roads and Grounds | GRDS | Grounds | HVAC | HVAC | TRMHTR | Terminal Heater |  | Terminal Heater
| RFAE | BALY | Barrie Layover (Allandale Layover) | RDGR | Roads and Grounds | GRDS | Grounds | MNHOL | Manhole |  | Manhole
| RFAE | BALY | Barrie Layover (Allandale Layover) | RDGR | Roads and Grounds | GRDS | Grounds | SGNFAC | Signs - Facility ID |  | Signs - Facility ID
| RFAE | BALY | Barrie Layover (Allandale Layover) | RDGR | Roads and Grounds | GRDS | Grounds | SHD | Shed |  | Shed
| RFAE | BALY | Barrie Layover (Allandale Layover) | RDGR | Roads and Grounds | GRDS | Grounds | UTLPOLE | Utility Pole |  | Utility Pole
| RFAE | BALY | Barrie Layover (Allandale Layover) | RDGR | Roads and Grounds | GUTL | Grounds Utilities | SAN | Sanitary Sewer | SEP | Separator |  | Separator
| RFAE | BALY | Barrie Layover (Allandale Layover) | RDGR | Roads and Grounds | GUTL | Grounds Utilities | STM | Storm Sewer | DRNCB | Drainage Catch Basin |  | Drainage Catch Basin
| RFAE | BALY | Barrie Layover (Allandale Layover) | RDGR | Roads and Grounds | GUTL | Grounds Utilities | STM | Storm Sewer | MNHOL | Manhole |  | Manhole
| RFAE | BALY | Barrie Layover (Allandale Layover) | RDGR | Roads and Grounds | GUTL | Grounds Utilities | STM | Storm Sewer | SWT | Storm Water Treatment | SOF | Stormwater outflow |  | Stormwater outflow
| RFAE | BALY | Barrie Layover (Allandale Layover) | RDGR | Roads and Grounds | GUTL | Grounds Utilities | STM | Storm Sewer | SWT | Storm Water Treatment | SOGS | Stormwater oil grit separator |  | Stormwater oil grit separator
| RFAE | BALY | Barrie Layover (Allandale Layover) | RDGR | Roads and Grounds | GUTL | Grounds Utilities | STM | Storm Sewer | SWT | Storm Water Treatment | SOSV | Stormwater oil stop valve |  | Stormwater oil stop valve
| RFAE | BALY | Barrie Layover (Allandale Layover) | RDGR | Roads and Grounds | GUTL | Grounds Utilities | WTR | Water Supply | FRHYD | Fire Hydrants |  | Fire Hydrants
| RFAE | BALY | Barrie Layover (Allandale Layover) | RDGR | Roads and Grounds | GUTL | Grounds Utilities | WTR | Water Supply | MNHOL | Manhole |  | Manhole
| RFAE | BALY | Barrie Layover (Allandale Layover) | RDGR | Roads and Grounds | PLOT | Parking Lot | PKGAREA | Parking Area |  | Parking Area
| RFAE | BALY | Barrie Layover (Allandale Layover) | RDGR | Roads and Grounds | PSYS | Process Systems | CAIR | Compressed Air | EMRGSB | Emergency Stop Button |  | Emergency Stop Button
| RFAE | BALY | Barrie Layover (Allandale Layover) | RDGR | Roads and Grounds | PSYS | Process Systems | CAIR | Compressed Air | FLTR | Filter |  | Filter
| RFAE | BALY | Barrie Layover (Allandale Layover) | RDGR | Roads and Grounds | PSYS | Process Systems | FDST | Fuel Distribution System | CP | Control Panel |  | Control Panel
| RFAE | BALY | Barrie Layover (Allandale Layover) | RDGR | Roads and Grounds | PSYS | Process Systems | FDST | Fuel Distribution System | DSLDISP | Diesel Dispenser |  | Diesel Dispenser
| RFAE | BALY | Barrie Layover (Allandale Layover) | RDGR | Roads and Grounds | PSYS | Process Systems | FDST | Fuel Distribution System | DSLST | Diesel Storage Tank |  | Diesel Storage Tank
| RFAE | BALY | Barrie Layover (Allandale Layover) | RDGR | Roads and Grounds | PSYS | Process Systems | FDST | Fuel Distribution System | FLDSDS | Fuel Dist. System - Diesel |  | Fuel Distribution System - Diesel
| RFAE | BALY | Barrie Layover (Allandale Layover) | RDGR | Roads and Grounds | PSYS | Process Systems | FDST | Fuel Distribution System | MNHOL | Manhole |  | Manhole
| RFAE | BALY | Barrie Layover (Allandale Layover) | RDGR | Roads and Grounds | PSYS | Process Systems | FDST | Fuel Distribution System | MOVA | Motor Operated Valve and Actuator |  | Motor Operated Valve and Actuator
| RFAE | BALY | Barrie Layover (Allandale Layover) | RDGR | Roads and Grounds | PSYS | Process Systems | FDST | Fuel Distribution System | MVLV | Manual Valve |  | Manual Valve
| RFAE | BALY | Barrie Layover (Allandale Layover) | RDGR | Roads and Grounds | PSYS | Process Systems | WYSD | Wayside | ARCMP | Air Compressor |  | Air Compressor
| RFAE | BALY | Barrie Layover (Allandale Layover) | RDGR | Roads and Grounds | PSYS | Process Systems | WYSD | Wayside | CMPADS | Compressed Air Dist. System |  | Compressed Air Distribution System
| RFAE | BALY | Barrie Layover (Allandale Layover) | RDGR | Roads and Grounds | PSYS | Process Systems | WYSD | Wayside | DRYARCP | Dryer - Air Compressor |  | Dryer - Air Compressor
| RFAE | BALY | Barrie Layover (Allandale Layover) | RDGR | Roads and Grounds | PSYS | Process Systems | WYSD | Wayside | EMRGSB | Emergency Stop Button |  | Emergency Stop Button
| RFAE | BALY | Barrie Layover (Allandale Layover) | RDGR | Roads and Grounds | PSYS | Process Systems | WYSD | Wayside | PTARCP | Pressure Tank - Air Compressor |  | Pressure Tank - Air Compressor
| RFAE | BALY | Barrie Layover (Allandale Layover) | RDGR | Roads and Grounds | PSYS | Process Systems | WYSD | Wayside | WYCMPAR | Wayside Compressed Air Outlet |  | Wayside Compressed Air Outlet
| RFAE | BALY | Barrie Layover (Allandale Layover) | RDGR | Roads and Grounds | PSYS | Process Systems | WYSD | Wayside | WYSPDP | Wayside Power Dist. Panel |  | Wayside Power Distribution Panel
| RFAE | BALY | Barrie Layover (Allandale Layover) | RDGR | Roads and Grounds | PSYS | Process Systems | WYSD | Wayside | WYSPOC | Wayside Power Outlets & Cables |  | Wayside Power Outlets & Cables
| RFAE | BALY | Barrie Layover (Allandale Layover) | RDGR | Roads and Grounds | RDW | Roadways | RDWY | Roadway |  | Roadway
| RFAE | BALY | Barrie Layover (Allandale Layover) | RDGR | Roads and Grounds | WLKY | Walkway | PEDWLK | Pedestrian walk way |  | Pedestrian walk way
| RFAE | BDLY | Bradford Layover | CRCN | Crew Center | GUTL | Grounds Utilities | WTR | Water Supply | UTLMTR | Utility Meters |  | Utility Meters
| RFAE | BDLY | Bradford Layover | CRCN | Crew Center | RMINT | Room Interior | DR | Door |  | Door
| RFAE | BDLY | Bradford Layover | CRCN | Crew Center | RMINT | Room Interior | RMINT | Room Interior |  | Room Interior
| RFAE | BDLY | Bradford Layover | CRCN | Crew Center | SBST | Substructure | SBST | Substructure |  | Substructure
| RFAE | BDLY | Bradford Layover | CRCN | Crew Center | SBST | Substructure | SPST | Superstructure |  | Superstructure
| RFAE | BDLY | Bradford Layover | CRCN | Crew Center | SHELL | Shell | DR | Door |  | Door
| RFAE | BDLY | Bradford Layover | CRCN | Crew Center | SHELL | Shell | EXTRWLL | Exterior Wall |  | Exterior Wall
| RFAE | BDLY | Bradford Layover | CRCN | Crew Center | SHELL | Shell | FLTROOF | Flat Roof |  | Flat Roof
| RFAE | BDLY | Bradford Layover | CRCN | Crew Center | SHELL | Shell | HNDRL | Hand Rail |  | Hand Rail
| RFAE | BDLY | Bradford Layover | CRCN | Crew Center | SHELL | Shell | WINDSYS | Window System |  | Window System
| RFAE | BDLY | Bradford Layover | CRCN | Crew Center | SRV | Services | ELEC | Electrical | BPEMR | Battery Powered Emergency Lighting and Exit Lighting | BPEMERGL | Battery Powered Emergency Lighting and Exit Lighting
| RFAE | BDLY | Bradford Layover | CRCN | Crew Center | SRV | Services | ELEC | Electrical | HNDDRY | Hand Dryer |  | Hand Dryer
| RFAE | BDLY | Bradford Layover | CRCN | Crew Center | SRV | Services | ELEC | Electrical | LGHT | Lighting |  | Lighting
| RFAE | BDLY | Bradford Layover | CRCN | Crew Center | SRV | Services | FRDT | Fire Detection | FRDSYS | Fire Detection System |  | Fire Detection System
| RFAE | BDLY | Bradford Layover | CRCN | Crew Center | SRV | Services | FRPR | Fire Protection | FREXT | Fire Extinguisher |  | Fire Extinguisher
| RFAE | BDLY | Bradford Layover | CRCN | Crew Center | SRV | Services | HVAC | HVAC | ARHU | Air Handling Unit |  | Air Handling Unit
| RFAE | BDLY | Bradford Layover | CRCN | Crew Center | SRV | Services | HVAC | HVAC | FAN | Fan |  | Fan
| RFAE | BDLY | Bradford Layover | CRCN | Crew Center | SRV | Services | HVAC | HVAC | HVACDS | HVAC Air Dist. System |  | HVAC Air Distribution System
| RFAE | BDLY | Bradford Layover | CRCN | Crew Center | SRV | Services | HVAC | HVAC | TRMHTR | Terminal Heater |  | Terminal Heater
| RFAE | BDLY | Bradford Layover | CRCN | Crew Center | SRV | Services | PLB | Plumbing | BFP | Backflow Prevention |  | Backflow Prevention
| RFAE | BDLY | Bradford Layover | CRCN | Crew Center | SRV | Services | PLB | Plumbing | DOMWDS | Domestic Water Dist. System |  | Domestic Water Distribution System
| RFAE | BDLY | Bradford Layover | CRCN | Crew Center | SRV | Services | PLB | Plumbing | HTWTRHT | Hot Water Heater |  | Hot Water Heater
| RFAE | BDLY | Bradford Layover | CRCN | Crew Center | SRV | Services | PLB | Plumbing | PLMBFXT | Plumbing Fixture |  | Plumbing Fixture
| RFAE | BDLY | Bradford Layover | CRCN | Crew Center | SRV | Services | PLB | Plumbing | WWCLS | Waste Water Collection System |  | Waste Water Collection System
| RFAE | BDLY | Bradford Layover | CRCN | Crew Center | WLKY | Walkway | STRWY | Stairway |  | Stairway
| RFAE | BDLY | Bradford Layover | ELCM | Electrical and Comm. Building | RMINT | Room Interior | BOLRD | Bollard |  | Bollard
| RFAE | BDLY | Bradford Layover | ELCM | Electrical and Comm. Building | RMINT | Room Interior | RMINT | Room Interior |  | Room Interior
| RFAE | BDLY | Bradford Layover | ELCM | Electrical and Comm. Building | SBST | Substructure | SBST | Substructure |  | Substructure
| RFAE | BDLY | Bradford Layover | ELCM | Electrical and Comm. Building | SBST | Substructure | SPST | Superstructure |  | Superstructure
| RFAE | BDLY | Bradford Layover | ELCM | Electrical and Comm. Building | SHELL | Shell | DR | Door |  | Door
| RFAE | BDLY | Bradford Layover | ELCM | Electrical and Comm. Building | SHELL | Shell | EXTRWLL | Exterior Wall |  | Exterior Wall
| RFAE | BDLY | Bradford Layover | ELCM | Electrical and Comm. Building | SHELL | Shell | FLTROOF | Flat Roof |  | Flat Roof
| RFAE | BDLY | Bradford Layover | ELCM | Electrical and Comm. Building | SHELL | Shell | OHDDR | Overhead Door |  | Overhead Door
| RFAE | BDLY | Bradford Layover | ELCM | Electrical and Comm. Building | SRV | Services | ELEC | Electrical | BPEMR | Battery Powered Emergency Lighting and Exit Lighting | BPEMERGL | Battery Powered Emergency Lighting and Exit Lighting
| RFAE | BDLY | Bradford Layover | ELCM | Electrical and Comm. Building | SRV | Services | ELEC | Electrical | CP | Control Panel |  | Control Panel
| RFAE | BDLY | Bradford Layover | ELCM | Electrical and Comm. Building | SRV | Services | ELEC | Electrical | DRWOBR | Draw-Out breaker |  | Draw-Out breaker
| RFAE | BDLY | Bradford Layover | ELCM | Electrical and Comm. Building | SRV | Services | ELEC | Electrical | EMRGSB | Emergency Stop Button |  | Emergency Stop Button
| RFAE | BDLY | Bradford Layover | ELCM | Electrical and Comm. Building | SRV | Services | ELEC | Electrical | GRLPS | Grounding and Lightning PS | GRNDLPS | Grounding and Lightning Protection System
| RFAE | BDLY | Bradford Layover | ELCM | Electrical and Comm. Building | SRV | Services | ELEC | Electrical | LGHT | Lighting |  | Lighting
| RFAE | BDLY | Bradford Layover | ELCM | Electrical and Comm. Building | SRV | Services | ELEC | Electrical | LVDSYS | Low Voltage Dist. System |  | Low Voltage Distribution System
| RFAE | BDLY | Bradford Layover | ELCM | Electrical and Comm. Building | SRV | Services | ELEC | Electrical | LVPAN | Low Voltage Panel |  | Low Voltage Panel
| RFAE | BDLY | Bradford Layover | ELCM | Electrical and Comm. Building | SRV | Services | ELEC | Electrical | LVTRS | Low Voltage Transformer |  | Low Voltage Transformer
| RFAE | BDLY | Bradford Layover | ELCM | Electrical and Comm. Building | SRV | Services | ELEC | Electrical | MCC | Motor Control Centers | MTRCONTC | Motor Control Centers (MCC)
| RFAE | BDLY | Bradford Layover | ELCM | Electrical and Comm. Building | SRV | Services | ELEC | Electrical | MHVTRS | Medium/High Voltage Transformer |  | Medium/High Voltage Transformer
| RFAE | BDLY | Bradford Layover | ELCM | Electrical and Comm. Building | SRV | Services | ELEC | Electrical | RCTFR | Rectifier | RCTFR | Rectifier | BATTERY | Battery
| RFAE | BDLY | Bradford Layover | ELCM | Electrical and Comm. Building | SRV | Services | ELEC | Electrical | SWTGR | Switchgear |  | Switchgear
| RFAE | BDLY | Bradford Layover | ELCM | Electrical and Comm. Building | SRV | Services | ELEC | Electrical | UPS | UPS |  | Uninterruptable Power Supply
| RFAE | BDLY | Bradford Layover | ELCM | Electrical and Comm. Building | SRV | Services | FRDT | Fire Detection | FRDSYS | Fire Detection System |  | Fire Detection System
| RFAE | BDLY | Bradford Layover | ELCM | Electrical and Comm. Building | SRV | Services | FRPR | Fire Protection | FREXT | Fire Extinguisher |  | Fire Extinguisher
| RFAE | BDLY | Bradford Layover | ELCM | Electrical and Comm. Building | SRV | Services | HVAC | HVAC | ACCND | AC - Condenser |  | AC - Condenser
| RFAE | BDLY | Bradford Layover | ELCM | Electrical and Comm. Building | SRV | Services | HVAC | HVAC | ACINE | AC - Indoor Evaporator |  | AC - Indoor Evaporator
| RFAE | BDLY | Bradford Layover | ELCM | Electrical and Comm. Building | SRV | Services | HVAC | HVAC | BALVLV | Balancing Valve |  | Balancing Valve
| RFAE | BDLY | Bradford Layover | ELCM | Electrical and Comm. Building | SRV | Services | HVAC | HVAC | FAN | Fan |  | Fan
| RFAE | BDLY | Bradford Layover | ELCM | Electrical and Comm. Building | SRV | Services | HVAC | HVAC | GSDESYS | Gas Detection System |  | Gas Detection System
| RFAE | BDLY | Bradford Layover | ELCM | Electrical and Comm. Building | SRV | Services | HVAC | HVAC | GSDSTSYS | Gas Dist. System | GSDSTSYS | Gas Distribution System
| RFAE | BDLY | Bradford Layover | ELCM | Electrical and Comm. Building | SRV | Services | HVAC | HVAC | HVACDS | HVAC Air Dist. System |  | HVAC Air Distribution System
| RFAE | BDLY | Bradford Layover | ELCM | Electrical and Comm. Building | SRV | Services | HVAC | HVAC | TRMHTR | Terminal Heater |  | Terminal Heater
| RFAE | BDLY | Bradford Layover | RDGR | Roads and Grounds | GEL | Grounds Electrical | EDST | Electrical Distribution | FZDISC | Fuse Disconnect |  | Fuse Disconnect
| RFAE | BDLY | Bradford Layover | RDGR | Roads and Grounds | GEL | Grounds Electrical | EDST | Electrical Distribution | MNHOL | Manhole |  | Manhole
| RFAE | BDLY | Bradford Layover | RDGR | Roads and Grounds | GEL | Grounds Electrical | GLGT | Grounds Lighting | LGHTSTD | Light Standard |  | Light Standard
| RFAE | BDLY | Bradford Layover | RDGR | Roads and Grounds | GRDS | Grounds | BOLRD | Bollard |  | Bollard
| RFAE | BDLY | Bradford Layover | RDGR | Roads and Grounds | GRDS | Grounds | ELEC | Electrical | LGHT | Lighting |  | Lighting
| RFAE | BDLY | Bradford Layover | RDGR | Roads and Grounds | GRDS | Grounds | FNC | Fence |  | Fence
| RFAE | BDLY | Bradford Layover | RDGR | Roads and Grounds | GRDS | Grounds | GATE | Gate |  | Gate
| RFAE | BDLY | Bradford Layover | RDGR | Roads and Grounds | GRDS | Grounds | HVAC | HVAC | TRMHTR | Terminal Heater |  | Terminal Heater
| RFAE | BDLY | Bradford Layover | RDGR | Roads and Grounds | GRDS | Grounds | MNHOL | Manhole |  | Manhole
| RFAE | BDLY | Bradford Layover | RDGR | Roads and Grounds | GRDS | Grounds | SHD | Shed |  | Shed
| RFAE | BDLY | Bradford Layover | RDGR | Roads and Grounds | GRDS | Grounds | UTLPOLE | Utility Pole |  | Utility Pole
| RFAE | BDLY | Bradford Layover | RDGR | Roads and Grounds | GUTL | Grounds Utilities | SAN | Sanitary Sewer | SEP | Separator |  | Separator
| RFAE | BDLY | Bradford Layover | RDGR | Roads and Grounds | GUTL | Grounds Utilities | STM | Storm Sewer | DRNCB | Drainage Catch Basin |  | Drainage Catch Basin
| RFAE | BDLY | Bradford Layover | RDGR | Roads and Grounds | GUTL | Grounds Utilities | WTR | Water Supply | FRHYD | Fire Hydrants |  | Fire Hydrants
| RFAE | BDLY | Bradford Layover | RDGR | Roads and Grounds | PLOT | Parking Lot | PKGAREA | Parking Area |  | Parking Area
| RFAE | BDLY | Bradford Layover | RDGR | Roads and Grounds | PSYS | Process Systems | CAIR | Compressed Air | DRYARCP | Dryer - Air Compressor |  | Dryer - Air Compressor
| RFAE | BDLY | Bradford Layover | RDGR | Roads and Grounds | PSYS | Process Systems | CAIR | Compressed Air | FLTR | Filter |  | Filter
| RFAE | BDLY | Bradford Layover | RDGR | Roads and Grounds | PSYS | Process Systems | FDST | Fuel Distribution System | PRV | Pressure Reducing Valve |  | Pressure Reducing Valve
| RFAE | BDLY | Bradford Layover | RDGR | Roads and Grounds | PSYS | Process Systems | FDST | Fuel Distribution System | STORTNK | Storage Tank |  | Storage Tank
| RFAE | BDLY | Bradford Layover | RDGR | Roads and Grounds | PSYS | Process Systems | SEU | Site Electrical Utilities | UTLPOLE | Utility Pole |  | Utility Pole
| RFAE | BDLY | Bradford Layover | RDGR | Roads and Grounds | PSYS | Process Systems | WYSD | Wayside | ARCMP | Air Compressor |  | Air Compressor
| RFAE | BDLY | Bradford Layover | RDGR | Roads and Grounds | PSYS | Process Systems | WYSD | Wayside | CMPADS | Compressed Air Dist. System |  | Compressed Air Distribution System
| RFAE | BDLY | Bradford Layover | RDGR | Roads and Grounds | PSYS | Process Systems | WYSD | Wayside | EMRGSB | Emergency Stop Button |  | Emergency Stop Button
| RFAE | BDLY | Bradford Layover | RDGR | Roads and Grounds | PSYS | Process Systems | WYSD | Wayside | PTARCP | Pressure Tank - Air Compressor |  | Pressure Tank - Air Compressor
| RFAE | BDLY | Bradford Layover | RDGR | Roads and Grounds | PSYS | Process Systems | WYSD | Wayside | WYCMPAR | Wayside Compressed Air Outlet |  | Wayside Compressed Air Outlet
| RFAE | BDLY | Bradford Layover | RDGR | Roads and Grounds | PSYS | Process Systems | WYSD | Wayside | WYSPDP | Wayside Power Dist. Panel |  | Wayside Power Distribution Panel
| RFAE | BDLY | Bradford Layover | RDGR | Roads and Grounds | PSYS | Process Systems | WYSD | Wayside | WYSPOC | Wayside Power Outlets & Cables |  | Wayside Power Outlets & Cables
| RFAE | BDLY | Bradford Layover | RDGR | Roads and Grounds | WLKY | Walkway | PEDWLK | Pedestrian walk way |  | Pedestrian walk way
| RFAE | BDLY | Bradford Layover | RDGR | Roads and Grounds | GUTL | Grounds Utilities | STM | Storm Sewer | SWT | Storm Water Treatment | SOF | Stormwater outflow |  | Stormwater outflow
| RFAE | BDLY | Bradford Layover | RDGR | Roads and Grounds | GUTL | Grounds Utilities | STM | Storm Sewer | SWT | Storm Water Treatment | SOGS | Stormwater oil grit separator |  | Stormwater oil grit separator
| RFAE | BDLY | Bradford Layover | RDGR | Roads and Grounds | GUTL | Grounds Utilities | STM | Storm Sewer | SWT | Storm Water Treatment | SOSV | Stormwater oil stop valve |  | Stormwater oil stop valve
| RFAW | BNLY | Bathurst North Layover | CRCN | Crew Center | GRDS | Grounds | SGNFAC | Signs - Facility ID |  | Signs - Facility ID
| RFAW | BNLY | Bathurst North Layover | CRCN | Crew Center | GUTL | Grounds Utilities | SAN | Sanitary Sewer | WWCLS | Waste Water Collection System |  | Waste Water Collection System
| RFAW | BNLY | Bathurst North Layover | CRCN | Crew Center | RMINT | Room Interior | DR | Door |  | Door
| RFAW | BNLY | Bathurst North Layover | CRCN | Crew Center | RMINT | Room Interior | RMINT | Room Interior |  | Room Interior
| RFAW | BNLY | Bathurst North Layover | CRCN | Crew Center | SBST | Substructure | SBST | Substructure |  | Substructure
| RFAW | BNLY | Bathurst North Layover | CRCN | Crew Center | SBST | Substructure | SPST | Superstructure |  | Superstructure
| RFAW | BNLY | Bathurst North Layover | CRCN | Crew Center | SHELL | Shell | EXTRWLL | Exterior Wall |  | Exterior Wall
| RFAW | BNLY | Bathurst North Layover | CRCN | Crew Center | SHELL | Shell | FLTROOF | Flat Roof |  | Flat Roof
| RFAW | BNLY | Bathurst North Layover | CRCN | Crew Center | SHELL | Shell | SGNFAC | Signs - Facility ID |  | Signs - Facility ID
| RFAW | BNLY | Bathurst North Layover | CRCN | Crew Center | SHELL | Shell | WINDSYS | Window System |  | Window System
| RFAW | BNLY | Bathurst North Layover | CRCN | Crew Center | SRV | Services | ELEC | Electrical | LGHT | Lighting |  | Lighting
| RFAW | BNLY | Bathurst North Layover | CRCN | Crew Center | SRV | Services | ELEC | Electrical | LVDSYS | Low Voltage Dist. System |  | Low Voltage Distribution System
| RFAW | BNLY | Bathurst North Layover | CRCN | Crew Center | SRV | Services | ELEC | Electrical | LVPAN | Low Voltage Panel |  | Low Voltage Panel
| RFAW | BNLY | Bathurst North Layover | CRCN | Crew Center | SRV | Services | ELEC | Electrical | LVTRS | Low Voltage Transformer |  | Low Voltage Transformer
| RFAW | BNLY | Bathurst North Layover | CRCN | Crew Center | SRV | Services | FRDT | Fire Detection | FRDSYS | Fire Detection System |  | Fire Detection System
| RFAW | BNLY | Bathurst North Layover | CRCN | Crew Center | SRV | Services | FRPR | Fire Protection | FREXT | Fire Extinguisher |  | Fire Extinguisher
| RFAW | BNLY | Bathurst North Layover | CRCN | Crew Center | SRV | Services | HAS | Health and Safety | FRAIDK | First Aid Kit |  | First Aid Kit
| RFAW | BNLY | Bathurst North Layover | CRCN | Crew Center | SRV | Services | HVAC | HVAC | ACINE | AC - Indoor Evaporator |  | AC - Indoor Evaporator
| RFAW | BNLY | Bathurst North Layover | CRCN | Crew Center | SRV | Services | HVAC | HVAC | FAN | Fan |  | Fan
| RFAW | BNLY | Bathurst North Layover | CRCN | Crew Center | SRV | Services | HVAC | HVAC | HVACDS | HVAC Air Dist. System |  | HVAC Air Distribution System
| RFAW | BNLY | Bathurst North Layover | CRCN | Crew Center | SRV | Services | HVAC | HVAC | TRMHTR | Terminal Heater |  | Terminal Heater
| RFAW | BNLY | Bathurst North Layover | CRCN | Crew Center | SRV | Services | PLB | Plumbing | BFP | Backflow Prevention |  | Backflow Prevention
| RFAW | BNLY | Bathurst North Layover | CRCN | Crew Center | SRV | Services | PLB | Plumbing | DOMWDS | Domestic Water Dist. System |  | Domestic Water Distribution System
| RFAW | BNLY | Bathurst North Layover | CRCN | Crew Center | SRV | Services | PLB | Plumbing | EXPTANK | Expansion Tank |  | Expansion Tank
| RFAW | BNLY | Bathurst North Layover | CRCN | Crew Center | SRV | Services | PLB | Plumbing | HTWTRHT | Hot Water Heater |  | Hot Water Heater
| RFAW | BNLY | Bathurst North Layover | CRCN | Crew Center | SRV | Services | PLB | Plumbing | PLMBFXT | Plumbing Fixture |  | Plumbing Fixture
| RFAW | BNLY | Bathurst North Layover | CRCN | Crew Center | SRV | Services | PLB | Plumbing | SMPIT | Sump Pit |  | Sump Pit
| RFAW | BNLY | Bathurst North Layover | CRCN | Crew Center | SRV | Services | PLB | Plumbing | UTLMTR | Utility Meters |  | Utility Meters
| RFAW | BNLY | Bathurst North Layover | PMPHS | Pump House | PSYS | Process Systems | CAIR | Compressed Air | ARCMP | Air Compressor |  | Air Compressor
| RFAW | BNLY | Bathurst North Layover | PMPHS | Pump House | PSYS | Process Systems | CAIR | Compressed Air | DRYARCP | Dryer - Air Compressor |  | Dryer - Air Compressor
| RFAW | BNLY | Bathurst North Layover | PMPHS | Pump House | PSYS | Process Systems | CAIR | Compressed Air | FLTR | Filter |  | Filter
| RFAW | BNLY | Bathurst North Layover | PMPHS | Pump House | PSYS | Process Systems | CAIR | Compressed Air | PTARCP | Pressure Tank - Air Compressor |  | Pressure Tank - Air Compressor
| RFAW | BNLY | Bathurst North Layover | PMPHS | Pump House | RMINT | Room Interior | DR | Door |  | Door
| RFAW | BNLY | Bathurst North Layover | PMPHS | Pump House | SBST | Substructure | SBST | Substructure |  | Substructure
| RFAW | BNLY | Bathurst North Layover | PMPHS | Pump House | SBST | Substructure | SPST | Superstructure |  | Superstructure
| RFAW | BNLY | Bathurst North Layover | PMPHS | Pump House | SHELL | Shell | EXTRWLL | Exterior Wall |  | Exterior Wall
| RFAW | BNLY | Bathurst North Layover | PMPHS | Pump House | SHELL | Shell | FLTROOF | Flat Roof |  | Flat Roof
| RFAW | BNLY | Bathurst North Layover | PMPHS | Pump House | SRV | Services | ELEC | Electrical | EMRGSB | Emergency Stop Button |  | Emergency Stop Button
| RFAW | BNLY | Bathurst North Layover | PMPHS | Pump House | SRV | Services | HVAC | HVAC | FAN | Fan |  | Fan
| RFAW | BNLY | Bathurst North Layover | PMPHS | Pump House | SRV | Services | HVAC | HVAC | TRMHTR | Terminal Heater |  | Terminal Heater
| RFAW | BNLY | Bathurst North Layover | PMPHS | Pump House | SRV | Services | PLB | Plumbing | WSTWLS | Waste Water Lift Station |  | Waste Water Lift Station
| RFAW | BNLY | Bathurst North Layover | RDGR | Roads and Grounds | GEL | Grounds Electrical | EDST | Electrical Distribution | GRLPS | Grounding and Lightning PS | GRNDLPS | Grounding and Lightning Protection System
| RFAW | BNLY | Bathurst North Layover | RDGR | Roads and Grounds | GEL | Grounds Electrical | EDST | Electrical Distribution | MHVLTDS | Medium/High Voltage Dist. System |  | Medium/High Voltage Distribution System
| RFAW | BNLY | Bathurst North Layover | RDGR | Roads and Grounds | GEL | Grounds Electrical | EDST | Electrical Distribution | MNHOL | Manhole |  | Manhole
| RFAW | BNLY | Bathurst North Layover | RDGR | Roads and Grounds | GEL | Grounds Electrical | EDST | Electrical Distribution | SWTYDSE | Switchyard Service Entrance |  | Switchyard Service Entrance
| RFAW | BNLY | Bathurst North Layover | RDGR | Roads and Grounds | GEL | Grounds Electrical | GLGT | Grounds Lighting | LGHTSTD | Light Standard |  | Light Standard
| RFAW | BNLY | Bathurst North Layover | RDGR | Roads and Grounds | GRDS | Grounds | BOLRD | Bollard |  | Bollard
| RFAW | BNLY | Bathurst North Layover | RDGR | Roads and Grounds | GRDS | Grounds | FNC | Fence |  | Fence
| RFAW | BNLY | Bathurst North Layover | RDGR | Roads and Grounds | GRDS | Grounds | GATE | Gate |  | Gate
| RFAW | BNLY | Bathurst North Layover | RDGR | Roads and Grounds | GRDS | Grounds | MNHOL | Manhole |  | Manhole
| RFAW | BNLY | Bathurst North Layover | RDGR | Roads and Grounds | GRDS | Grounds | RTNWLL | Retaining Wall |  | Retaining Wall
| RFAW | BNLY | Bathurst North Layover | RDGR | Roads and Grounds | GRDS | Grounds | SGNFAC | Signs - Facility ID |  | Signs - Facility ID
| RFAW | BNLY | Bathurst North Layover | RDGR | Roads and Grounds | GRDS | Grounds | SHD | Shed |  | Shed
| RFAW | BNLY | Bathurst North Layover | RDGR | Roads and Grounds | GUTL | Grounds Utilities | SAN | Sanitary Sewer | MNHOL | Manhole |  | Manhole
| RFAW | BNLY | Bathurst North Layover | RDGR | Roads and Grounds | GUTL | Grounds Utilities | STM | Storm Sewer | DRNCB | Drainage Catch Basin |  | Drainage Catch Basin
| RFAW | BNLY | Bathurst North Layover | RDGR | Roads and Grounds | GUTL | Grounds Utilities | STM | Storm Sewer | MNHOL | Manhole |  | Manhole
| RFAW | BNLY | Bathurst North Layover | RDGR | Roads and Grounds | PSYS | Process Systems | CAIR | Compressed Air | EMRGSB | Emergency Stop Button |  | Emergency Stop Button
| RFAW | BNLY | Bathurst North Layover | RDGR | Roads and Grounds | PSYS | Process Systems | SEU | Site Electrical Utilities | UTLPOLE | Utility Pole |  | Utility Pole
| RFAW | BNLY | Bathurst North Layover | RDGR | Roads and Grounds | PSYS | Process Systems | WYSD | Wayside | EMRGSB | Emergency Stop Button |  | Emergency Stop Button
| RFAW | BNLY | Bathurst North Layover | RDGR | Roads and Grounds | PSYS | Process Systems | WYSD | Wayside | WYCMPAR | Wayside Compressed Air Outlet |  | Wayside Compressed Air Outlet
| RFAW | BNLY | Bathurst North Layover | RDGR | Roads and Grounds | PSYS | Process Systems | WYSD | Wayside | WYSPDP | Wayside Power Dist. Panel |  | Wayside Power Distribution Panel
| RFAW | BNLY | Bathurst North Layover | RDGR | Roads and Grounds | PSYS | Process Systems | WYSD | Wayside | WYSPOC | Wayside Power Outlets & Cables |  | Wayside Power Outlets & Cables
| RFAW | BNLY | Bathurst North Layover | RDGR | Roads and Grounds | RDW | Roadways | RDWY | Roadway |  | Roadway
| RFAW | BNLY | Bathurst North Layover | RDGR | Roads and Grounds | WLKY | Walkway | HVAC | HVAC | ACCND | AC - Condenser |  | AC - Condenser
| RFAW | BNLY | Bathurst North Layover | RDGR | Roads and Grounds | WLKY | Walkway | PEDWLK | Pedestrian walk way |  | Pedestrian walk way
| RFAW | BNLY | Bathurst North Layover | SS | Substation | GEL | Grounds Electrical | EDST | Electrical Distribution | MHVTRS | Medium/High Voltage Transformer |  | Medium/High Voltage Transformer
| RFAW | BNLY | Bathurst North Layover | SS | Substation | GEL | Grounds Electrical | EDST | Electrical Distribution | SWTYDSE | Switchyard Service Entrance |  | Switchyard Service Entrance
| RFAW | BNLY | Bathurst North Layover | SS | Substation | GEL | Grounds Electrical | EDST | Electrical Distribution | UTLMTR | Utility Meters |  | Utility Meters
| RFAW | BNLY | Bathurst North Layover | SS | Substation | RMINT | Room Interior | DR | Door |  | Door
| RFAW | BNLY | Bathurst North Layover | SS | Substation | RMINT | Room Interior | RMINT | Room Interior |  | Room Interior
| RFAW | BNLY | Bathurst North Layover | SS | Substation | SBST | Substructure | SBST | Substructure |  | Substructure
| RFAW | BNLY | Bathurst North Layover | SS | Substation | SBST | Substructure | SPST | Superstructure |  | Superstructure
| RFAW | BNLY | Bathurst North Layover | SS | Substation | SHELL | Shell | EXTRWLL | Exterior Wall |  | Exterior Wall
| RFAW | BNLY | Bathurst North Layover | SS | Substation | SHELL | Shell | FLTROOF | Flat Roof |  | Flat Roof
| RFAW | BNLY | Bathurst North Layover | SS | Substation | SRV | Services | ELEC | Electrical | BPEMR | Battery Powered Emergency Lighting and Exit Lighting | BPEMERGL | Battery Powered Emergency Lighting and Exit Lighting
| RFAW | BNLY | Bathurst North Layover | SS | Substation | SRV | Services | ELEC | Electrical | CP | Control Panel |  | Control Panel
| RFAW | BNLY | Bathurst North Layover | SS | Substation | SRV | Services | ELEC | Electrical | DRWOBR | Draw-Out breaker |  | Draw-Out breaker
| RFAW | BNLY | Bathurst North Layover | SS | Substation | SRV | Services | ELEC | Electrical | EMRGSB | Emergency Stop Button |  | Emergency Stop Button
| RFAW | BNLY | Bathurst North Layover | SS | Substation | SRV | Services | ELEC | Electrical | FZDISC | Fuse Disconnect |  | Fuse Disconnect
| RFAW | BNLY | Bathurst North Layover | SS | Substation | SRV | Services | ELEC | Electrical | GRLPS | Grounding and Lightning PS | GRNDLPS | Grounding and Lightning Protection System
| RFAW | BNLY | Bathurst North Layover | SS | Substation | SRV | Services | ELEC | Electrical | LGHTCTRL | Lighting Control System |  | Lighting Control System
| RFAW | BNLY | Bathurst North Layover | SS | Substation | SRV | Services | ELEC | Electrical | LGHT | Lighting |  | Lighting
| RFAW | BNLY | Bathurst North Layover | SS | Substation | SRV | Services | ELEC | Electrical | LVDSYS | Low Voltage Dist. System |  | Low Voltage Distribution System
| RFAW | BNLY | Bathurst North Layover | SS | Substation | SRV | Services | ELEC | Electrical | LVPAN | Low Voltage Panel |  | Low Voltage Panel
| RFAW | BNLY | Bathurst North Layover | SS | Substation | SRV | Services | ELEC | Electrical | MCC | Motor Control Centers | MTRCONTC | Motor Control Centers (MCC)
| RFAW | BNLY | Bathurst North Layover | SS | Substation | SRV | Services | ELEC | Electrical | RCTFR | Rectifier | RCTFR | Rectifier | BATTERY | Battery
| RFAW | BNLY | Bathurst North Layover | SS | Substation | SRV | Services | ELEC | Electrical | SWTGR | Switchgear |  | Switchgear
| RFAW | BNLY | Bathurst North Layover | SS | Substation | SRV | Services | ELEC | Electrical | UPS | UPS |  | Uninterruptable Power Supply
| RFAW | BNLY | Bathurst North Layover | SS | Substation | SRV | Services | FRPR | Fire Protection | FREXT | Fire Extinguisher |  | Fire Extinguisher
| RFAW | BNLY | Bathurst North Layover | SS | Substation | SRV | Services | HVAC | HVAC | ACCND | AC - Condenser |  | AC - Condenser
| RFAW | BNLY | Bathurst North Layover | SS | Substation | SRV | Services | HVAC | HVAC | ACINE | AC - Indoor Evaporator |  | AC - Indoor Evaporator
| RFAW | BNLY | Bathurst North Layover | SS | Substation | SRV | Services | HVAC | HVAC | FAN | Fan |  | Fan
| RFAW | BNLY | Bathurst North Layover | SS | Substation | SRV | Services | HVAC | HVAC | TRMHTR | Terminal Heater |  | Terminal Heater
| RFAW | DNLY | Don Yard Layover | CRCN | Crew Center | GUTL | Grounds Utilities | SAN | Sanitary Sewer | WWCLS | Waste Water Collection System |  | Waste Water Collection System
| RFAW | DNLY | Don Yard Layover | CRCN | Crew Center | GUTL | Grounds Utilities | WTR | Water Supply | UTLMTR | Utility Meters |  | Utility Meters
| RFAW | DNLY | Don Yard Layover | CRCN | Crew Center | RMINT | Room Interior | ACCLDR | Access Ladder |  | Access Ladder
| RFAW | DNLY | Don Yard Layover | CRCN | Crew Center | RMINT | Room Interior | BOLRD | Bollard |  | Bollard
| RFAW | DNLY | Don Yard Layover | CRCN | Crew Center | RMINT | Room Interior | DR | Door |  | Door
| RFAW | DNLY | Don Yard Layover | CRCN | Crew Center | RMINT | Room Interior | OHDDR | Overhead Door |  | Overhead Door
| RFAW | DNLY | Don Yard Layover | CRCN | Crew Center | RMINT | Room Interior | RMINT | Room Interior |  | Room Interior
| RFAW | DNLY | Don Yard Layover | CRCN | Crew Center | SBST | Substructure | SBST | Substructure |  | Substructure
| RFAW | DNLY | Don Yard Layover | CRCN | Crew Center | SBST | Substructure | SPST | Superstructure |  | Superstructure
| RFAW | DNLY | Don Yard Layover | CRCN | Crew Center | SHELL | Shell | EXTRWLL | Exterior Wall |  | Exterior Wall
| RFAW | DNLY | Don Yard Layover | CRCN | Crew Center | SHELL | Shell | FLTROOF | Flat Roof |  | Flat Roof
| RFAW | DNLY | Don Yard Layover | CRCN | Crew Center | SHELL | Shell | SGNFAC | Signs - Facility ID |  | Signs - Facility ID
| RFAW | DNLY | Don Yard Layover | CRCN | Crew Center | SHELL | Shell | SLPDRF | Sloped Roof |  | Sloped Roof
| RFAW | DNLY | Don Yard Layover | CRCN | Crew Center | SHELL | Shell | WINDSYS | Window System |  | Window System
| RFAW | DNLY | Don Yard Layover | CRCN | Crew Center | SRV | Services | ELEC | Electrical | BPEMR | Battery Powered Emergency Lighting and Exit Lighting | BPEMERGL | Battery Powered Emergency Lighting and Exit Lighting
| RFAW | DNLY | Don Yard Layover | CRCN | Crew Center | SRV | Services | ELEC | Electrical | CRBENC | Circuit Breaker Enclosure |  | Circuit Breaker Enclosure
| RFAW | DNLY | Don Yard Layover | CRCN | Crew Center | SRV | Services | ELEC | Electrical | EMRGEN | Emergency Generator |  | Emergency Generator
| RFAW | DNLY | Don Yard Layover | CRCN | Crew Center | SRV | Services | ELEC | Electrical | EMRGSB | Emergency Stop Button |  | Emergency Stop Button
| RFAW | DNLY | Don Yard Layover | CRCN | Crew Center | SRV | Services | ELEC | Electrical | FZDISC | Fuse Disconnect |  | Fuse Disconnect
| RFAW | DNLY | Don Yard Layover | CRCN | Crew Center | SRV | Services | ELEC | Electrical | GRLPS | Grounding and Lightning PS | GRNDLPS | Grounding and Lightning Protection System
| RFAW | DNLY | Don Yard Layover | CRCN | Crew Center | SRV | Services | ELEC | Electrical | HNDDRY | Hand Dryer |  | Hand Dryer
| RFAW | DNLY | Don Yard Layover | CRCN | Crew Center | SRV | Services | ELEC | Electrical | LGHT | Lighting |  | Lighting
| RFAW | DNLY | Don Yard Layover | CRCN | Crew Center | SRV | Services | ELEC | Electrical | LVDSYS | Low Voltage Dist. System |  | Low Voltage Distribution System
| RFAW | DNLY | Don Yard Layover | CRCN | Crew Center | SRV | Services | ELEC | Electrical | LVPAN | Low Voltage Panel |  | Low Voltage Panel
| RFAW | DNLY | Don Yard Layover | CRCN | Crew Center | SRV | Services | ELEC | Electrical | LVTRS | Low Voltage Transformer |  | Low Voltage Transformer
| RFAW | DNLY | Don Yard Layover | CRCN | Crew Center | SRV | Services | ELEC | Electrical | SWTGR | Switchgear |  | Switchgear
| RFAW | DNLY | Don Yard Layover | CRCN | Crew Center | SRV | Services | ELEC | Electrical | TRSSWT | Transfer Switch |  | Transfer Switch
| RFAW | DNLY | Don Yard Layover | CRCN | Crew Center | SRV | Services | ELEC | Electrical | UPS | UPS |  | Uninterruptable Power Supply
| RFAW | DNLY | Don Yard Layover | CRCN | Crew Center | SRV | Services | FRDT | Fire Detection | FRDSYS | Fire Detection System |  | Fire Detection System
| RFAW | DNLY | Don Yard Layover | CRCN | Crew Center | SRV | Services | FRPR | Fire Protection | FREXT | Fire Extinguisher |  | Fire Extinguisher
| RFAW | DNLY | Don Yard Layover | CRCN | Crew Center | SRV | Services | FRPR | Fire Protection | FRSPUN | Fire Suppression Units |  | Fire Suppression Units
| RFAW | DNLY | Don Yard Layover | CRCN | Crew Center | SRV | Services | HAS | Health and Safety | FRAIDK | First Aid Kit |  | First Aid Kit
| RFAW | DNLY | Don Yard Layover | CRCN | Crew Center | SRV | Services | HAS | Health and Safety | PRTEMG | Portable Emergency Eyewash |  | Portable Emergency Eyewash
| RFAW | DNLY | Don Yard Layover | CRCN | Crew Center | SRV | Services | HVAC | HVAC | ACCND | AC - Condenser |  | AC - Condenser
| RFAW | DNLY | Don Yard Layover | CRCN | Crew Center | SRV | Services | HVAC | HVAC | ACINE | AC - Indoor Evaporator |  | AC - Indoor Evaporator
| RFAW | DNLY | Don Yard Layover | CRCN | Crew Center | SRV | Services | HVAC | HVAC | ARHU | Air Handling Unit |  | Air Handling Unit
| RFAW | DNLY | Don Yard Layover | CRCN | Crew Center | SRV | Services | HVAC | HVAC | FAN | Fan |  | Fan
| RFAW | DNLY | Don Yard Layover | CRCN | Crew Center | SRV | Services | HVAC | HVAC | GSDSTSYS | Gas Dist. System | GSDSTSYS | Gas Distribution System
| RFAW | DNLY | Don Yard Layover | CRCN | Crew Center | SRV | Services | HVAC | HVAC | HVACDS | HVAC Air Dist. System |  | HVAC Air Distribution System
| RFAW | DNLY | Don Yard Layover | CRCN | Crew Center | SRV | Services | HVAC | HVAC | TRMHTR | Terminal Heater |  | Terminal Heater
| RFAW | DNLY | Don Yard Layover | CRCN | Crew Center | SRV | Services | PLB | Plumbing | BFP | Backflow Prevention |  | Backflow Prevention
| RFAW | DNLY | Don Yard Layover | CRCN | Crew Center | SRV | Services | PLB | Plumbing | DOMWDS | Domestic Water Dist. System |  | Domestic Water Distribution System
| RFAW | DNLY | Don Yard Layover | CRCN | Crew Center | SRV | Services | PLB | Plumbing | EXPTANK | Expansion Tank |  | Expansion Tank
| RFAW | DNLY | Don Yard Layover | CRCN | Crew Center | SRV | Services | PLB | Plumbing | HTWTRHT | Hot Water Heater |  | Hot Water Heater
| RFAW | DNLY | Don Yard Layover | CRCN | Crew Center | SRV | Services | PLB | Plumbing | PLMBFXT | Plumbing Fixture |  | Plumbing Fixture
| RFAW | DNLY | Don Yard Layover | CRCN | Crew Center | SRV | Services | PLB | Plumbing | PRV | Pressure Reducing Valve |  | Pressure Reducing Valve
| RFAW | DNLY | Don Yard Layover | CRCN | Crew Center | SRV | Services | PLB | Plumbing | STRN | Strainer |  | Strainer
| RFAW | DNLY | Don Yard Layover | ELCM | Electrical and Comm. Building | GEL | Grounds Electrical | EDST | Electrical Distribution | SWTYDSE | Switchyard Service Entrance |  | Switchyard Service Entrance
| RFAW | DNLY | Don Yard Layover | ELCM | Electrical and Comm. Building | PSYS | Process Systems | SEU | Site Electrical Utilities | UTLMTR | Utility Meters |  | Utility Meters
| RFAW | DNLY | Don Yard Layover | ELCM | Electrical and Comm. Building | RMINT | Room Interior | DR | Door |  | Door
| RFAW | DNLY | Don Yard Layover | ELCM | Electrical and Comm. Building | RMINT | Room Interior | RMINT | Room Interior |  | Room Interior
| RFAW | DNLY | Don Yard Layover | ELCM | Electrical and Comm. Building | SBST | Substructure | SPST | Superstructure |  | Superstructure
| RFAW | DNLY | Don Yard Layover | ELCM | Electrical and Comm. Building | SHELL | Shell | ACCLDR | Access Ladder |  | Access Ladder
| RFAW | DNLY | Don Yard Layover | ELCM | Electrical and Comm. Building | SHELL | Shell | EXTRWLL | Exterior Wall |  | Exterior Wall
| RFAW | DNLY | Don Yard Layover | ELCM | Electrical and Comm. Building | SHELL | Shell | FLTROOF | Flat Roof |  | Flat Roof
| RFAW | DNLY | Don Yard Layover | ELCM | Electrical and Comm. Building | SRV | Services | ELEC | Electrical | CP | Control Panel |  | Control Panel
| RFAW | DNLY | Don Yard Layover | ELCM | Electrical and Comm. Building | SRV | Services | ELEC | Electrical | DRWOBR | Draw-Out breaker |  | Draw-Out breaker
| RFAW | DNLY | Don Yard Layover | ELCM | Electrical and Comm. Building | SRV | Services | ELEC | Electrical | EMRGSB | Emergency Stop Button |  | Emergency Stop Button
| RFAW | DNLY | Don Yard Layover | ELCM | Electrical and Comm. Building | SRV | Services | ELEC | Electrical | FZDISC | Fuse Disconnect |  | Fuse Disconnect
| RFAW | DNLY | Don Yard Layover | ELCM | Electrical and Comm. Building | SRV | Services | ELEC | Electrical | GRLPS | Grounding and Lightning PS | GRNDLPS | Grounding and Lightning Protection System
| RFAW | DNLY | Don Yard Layover | ELCM | Electrical and Comm. Building | SRV | Services | ELEC | Electrical | LGHTCTRL | Lighting Control System |  | Lighting Control System
| RFAW | DNLY | Don Yard Layover | ELCM | Electrical and Comm. Building | SRV | Services | ELEC | Electrical | LGHT | Lighting |  | Lighting
| RFAW | DNLY | Don Yard Layover | ELCM | Electrical and Comm. Building | SRV | Services | ELEC | Electrical | LVDSYS | Low Voltage Dist. System |  | Low Voltage Distribution System
| RFAW | DNLY | Don Yard Layover | ELCM | Electrical and Comm. Building | SRV | Services | ELEC | Electrical | LVPAN | Low Voltage Panel |  | Low Voltage Panel
| RFAW | DNLY | Don Yard Layover | ELCM | Electrical and Comm. Building | SRV | Services | ELEC | Electrical | LVTRS | Low Voltage Transformer |  | Low Voltage Transformer
| RFAW | DNLY | Don Yard Layover | ELCM | Electrical and Comm. Building | SRV | Services | ELEC | Electrical | MCC | Motor Control Centers | MTRCONTC | Motor Control Centers (MCC)
| RFAW | DNLY | Don Yard Layover | ELCM | Electrical and Comm. Building | SRV | Services | ELEC | Electrical | MHVTRS | Medium/High Voltage Transformer |  | Medium/High Voltage Transformer
| RFAW | DNLY | Don Yard Layover | ELCM | Electrical and Comm. Building | SRV | Services | ELEC | Electrical | RCTFR | Rectifier | RCTFR | Rectifier | BATTERY | Battery
| RFAW | DNLY | Don Yard Layover | ELCM | Electrical and Comm. Building | SRV | Services | ELEC | Electrical | SWTBRD | Switchboard |  | Switchboard
| RFAW | DNLY | Don Yard Layover | ELCM | Electrical and Comm. Building | SRV | Services | ELEC | Electrical | TRSSWT | Transfer Switch |  | Transfer Switch
| RFAW | DNLY | Don Yard Layover | ELCM | Electrical and Comm. Building | SRV | Services | ELEC | Electrical | UPS | UPS |  | Uninterruptable Power Supply
| RFAW | DNLY | Don Yard Layover | ELCM | Electrical and Comm. Building | SRV | Services | FRPR | Fire Protection | FREXT | Fire Extinguisher |  | Fire Extinguisher
| RFAW | DNLY | Don Yard Layover | ELCM | Electrical and Comm. Building | SRV | Services | HVAC | HVAC | ACCND | AC - Condenser |  | AC - Condenser
| RFAW | DNLY | Don Yard Layover | ELCM | Electrical and Comm. Building | SRV | Services | HVAC | HVAC | ACINE | AC - Indoor Evaporator |  | AC - Indoor Evaporator
| RFAW | DNLY | Don Yard Layover | ELCM | Electrical and Comm. Building | SRV | Services | HVAC | HVAC | ARHU | Air Handling Unit |  | Air Handling Unit
| RFAW | DNLY | Don Yard Layover | ELCM | Electrical and Comm. Building | SRV | Services | HVAC | HVAC | CP | Control Panel |  | Control Panel
| RFAW | DNLY | Don Yard Layover | ELCM | Electrical and Comm. Building | SRV | Services | HVAC | HVAC | FAN | Fan |  | Fan
| RFAW | DNLY | Don Yard Layover | ELCM | Electrical and Comm. Building | SRV | Services | HVAC | HVAC | TRMHTR | Terminal Heater |  | Terminal Heater
| RFAW | DNLY | Don Yard Layover | ELCM | Electrical and Comm. Building | WLKY | Walkway | HNDRL | Hand Rail |  | Hand Rail
| RFAW | DNLY | Don Yard Layover | ELCM | Electrical and Comm. Building | WLKY | Walkway | STRWY | Stairway |  | Stairway
| RFAW | DNLY | Don Yard Layover | RDGR | Roads and Grounds | GEL | Grounds Electrical | EDST | Electrical Distribution | EMRGSB | Emergency Stop Button |  | Emergency Stop Button
| RFAW | DNLY | Don Yard Layover | RDGR | Roads and Grounds | GEL | Grounds Electrical | EDST | Electrical Distribution | GRLPS | Grounding and Lightning PS | GRNDLPS | Grounding and Lightning Protection System
| RFAW | DNLY | Don Yard Layover | RDGR | Roads and Grounds | GEL | Grounds Electrical | EDST | Electrical Distribution | LOADBNK | Load Bank |  | Load Bank
| RFAW | DNLY | Don Yard Layover | RDGR | Roads and Grounds | GEL | Grounds Electrical | EDST | Electrical Distribution | MNHOL | Manhole |  | Manhole
| RFAW | DNLY | Don Yard Layover | RDGR | Roads and Grounds | GEL | Grounds Electrical | EDST | Electrical Distribution | SWTYDSE | Switchyard Service Entrance |  | Switchyard Service Entrance
| RFAW | DNLY | Don Yard Layover | RDGR | Roads and Grounds | GEL | Grounds Electrical | GLGT | Grounds Lighting | LGHTSTD | Light Standard |  | Light Standard
| RFAW | DNLY | Don Yard Layover | RDGR | Roads and Grounds | GRDS | Grounds | BOLRD | Bollard |  | Bollard
| RFAW | DNLY | Don Yard Layover | RDGR | Roads and Grounds | GRDS | Grounds | FNC | Fence |  | Fence
| RFAW | DNLY | Don Yard Layover | RDGR | Roads and Grounds | GRDS | Grounds | GATE | Gate |  | Gate
| RFAW | DNLY | Don Yard Layover | RDGR | Roads and Grounds | GRDS | Grounds | RTNWLL | Retaining Wall |  | Retaining Wall
| RFAW | DNLY | Don Yard Layover | RDGR | Roads and Grounds | GRDS | Grounds | SGNFAC | Signs - Facility ID |  | Signs - Facility ID
| RFAW | DNLY | Don Yard Layover | RDGR | Roads and Grounds | GUTL | Grounds Utilities | STM | Storm Sewer | DRNCB | Drainage Catch Basin |  | Drainage Catch Basin
| RFAW | DNLY | Don Yard Layover | RDGR | Roads and Grounds | GUTL | Grounds Utilities | STM | Storm Sewer | MNHOL | Manhole |  | Manhole
| RFAW | DNLY | Don Yard Layover | RDGR | Roads and Grounds | GUTL | Grounds Utilities | WTR | Water Supply | FRHYD | Fire Hydrants |  | Fire Hydrants
| RFAW | DNLY | Don Yard Layover | RDGR | Roads and Grounds | PLOT | Parking Lot | PKGAREA | Parking Area |  | Parking Area
| RFAW | DNLY | Don Yard Layover | RDGR | Roads and Grounds | PSYS | Process Systems | FDST | Fuel Distribution System | STORTNK | Storage Tank |  | Storage Tank
| RFAW | DNLY | Don Yard Layover | RDGR | Roads and Grounds | PSYS | Process Systems | SEU | Site Electrical Utilities | UTLPOLE | Utility Pole |  | Utility Pole
| RFAW | DNLY | Don Yard Layover | RDGR | Roads and Grounds | PSYS | Process Systems | WYSD | Wayside | EMRGSB | Emergency Stop Button |  | Emergency Stop Button
| RFAW | DNLY | Don Yard Layover | RDGR | Roads and Grounds | PSYS | Process Systems | WYSD | Wayside | WYCMPAR | Wayside Compressed Air Outlet |  | Wayside Compressed Air Outlet
| RFAW | DNLY | Don Yard Layover | RDGR | Roads and Grounds | PSYS | Process Systems | WYSD | Wayside | WYSPDP | Wayside Power Dist. Panel |  | Wayside Power Distribution Panel
| RFAW | DNLY | Don Yard Layover | RDGR | Roads and Grounds | PSYS | Process Systems | WYSD | Wayside | WYSPOC | Wayside Power Outlets & Cables |  | Wayside Power Outlets & Cables
| RFAW | DNLY | Don Yard Layover | RDGR | Roads and Grounds | RDW | Roadways | RDWY | Roadway |  | Roadway
| RFAW | DNLY | Don Yard Layover | RDGR | Roads and Grounds | RDW | Roadways | TRFBAR | Traffic Barrier |  | Traffic Barrier
| RFAW | DNLY | Don Yard Layover | RDGR | Roads and Grounds | WLKY | Walkway | GRDRL | Guard Rail |  | Guard Rail
| RFAW | DNLY | Don Yard Layover | RDGR | Roads and Grounds | WLKY | Walkway | HNDRL | Hand Rail |  | Hand Rail
| RFAW | DNLY | Don Yard Layover | RDGR | Roads and Grounds | WLKY | Walkway | PEDWLK | Pedestrian walk way |  | Pedestrian walk way
| RFAW | DNLY | Don Yard Layover | RDGR | Roads and Grounds | WLKY | Walkway | STRWY | Stairway |  | Stairway
| RFAW | DNLY | Don Yard Layover | RDGR | Roads and Grounds | GUTL | Grounds Utilities | STM | Storm Sewer | SWT | Storm Water Treatment | SOGS | Stormwater oil grit separator |  | Stormwater oil grit separator
| RFAW | DNLY | Don Yard Layover | RDGR | Roads and Grounds | GUTL | Grounds Utilities | STM | Storm Sewer | SWT | Storm Water Treatment | SOF | Stormwater outflow |  | Stormwater outflow
| RFAW | GTLY | Georgetown Station Layover | CRCN | Crew Center | RMINT | Room Interior | DR | Door |  | Door
| RFAW | GTLY | Georgetown Station Layover | CRCN | Crew Center | RMINT | Room Interior | RMINT | Room Interior |  | Room Interior
| RFAW | GTLY | Georgetown Station Layover | CRCN | Crew Center | SBST | Substructure | SBST | Substructure |  | Substructure
| RFAW | GTLY | Georgetown Station Layover | CRCN | Crew Center | SBST | Substructure | SPST | Superstructure |  | Superstructure
| RFAW | GTLY | Georgetown Station Layover | CRCN | Crew Center | SHELL | Shell | ACCPLTF | Access Platform |  | Access Platform
| RFAW | GTLY | Georgetown Station Layover | CRCN | Crew Center | SHELL | Shell | DR | Door |  | Door
| RFAW | GTLY | Georgetown Station Layover | CRCN | Crew Center | SHELL | Shell | EXTRWLL | Exterior Wall |  | Exterior Wall
| RFAW | GTLY | Georgetown Station Layover | CRCN | Crew Center | SHELL | Shell | FLTROOF | Flat Roof |  | Flat Roof
| RFAW | GTLY | Georgetown Station Layover | CRCN | Crew Center | SHELL | Shell | HNDRL | Hand Rail |  | Hand Rail
| RFAW | GTLY | Georgetown Station Layover | CRCN | Crew Center | SHELL | Shell | WINDSYS | Window System |  | Window System
| RFAW | GTLY | Georgetown Station Layover | CRCN | Crew Center | SRV | Services | ELEC | Electrical | LGHT | Lighting |  | Lighting
| RFAW | GTLY | Georgetown Station Layover | CRCN | Crew Center | SRV | Services | ELEC | Electrical | LVPAN | Low Voltage Panel |  | Low Voltage Panel
| RFAW | GTLY | Georgetown Station Layover | CRCN | Crew Center | SRV | Services | FRPR | Fire Protection | FREXT | Fire Extinguisher |  | Fire Extinguisher
| RFAW | GTLY | Georgetown Station Layover | CRCN | Crew Center | SRV | Services | HVAC | HVAC | ARHU | Air Handling Unit |  | Air Handling Unit
| RFAW | GTLY | Georgetown Station Layover | CRCN | Crew Center | SRV | Services | HVAC | HVAC | FAN | Fan |  | Fan
| RFAW | GTLY | Georgetown Station Layover | CRCN | Crew Center | SRV | Services | HVAC | HVAC | HVACDS | HVAC Air Dist. System |  | HVAC Air Distribution System
| RFAW | GTLY | Georgetown Station Layover | CRCN | Crew Center | SRV | Services | HVAC | HVAC | TRMHTR | Terminal Heater |  | Terminal Heater
| RFAW | GTLY | Georgetown Station Layover | CRCN | Crew Center | SRV | Services | PLB | Plumbing | BFP | Backflow Prevention |  | Backflow Prevention
| RFAW | GTLY | Georgetown Station Layover | CRCN | Crew Center | SRV | Services | PLB | Plumbing | DOMWDS | Domestic Water Dist. System |  | Domestic Water Distribution System
| RFAW | GTLY | Georgetown Station Layover | CRCN | Crew Center | SRV | Services | PLB | Plumbing | EXPTANK | Expansion Tank |  | Expansion Tank
| RFAW | GTLY | Georgetown Station Layover | CRCN | Crew Center | SRV | Services | PLB | Plumbing | FLTR | Filter |  | Filter
| RFAW | GTLY | Georgetown Station Layover | CRCN | Crew Center | SRV | Services | PLB | Plumbing | HTWTRHT | Hot Water Heater |  | Hot Water Heater
| RFAW | GTLY | Georgetown Station Layover | CRCN | Crew Center | SRV | Services | PLB | Plumbing | PLMBFXT | Plumbing Fixture |  | Plumbing Fixture
| RFAW | GTLY | Georgetown Station Layover | CRCN | Crew Center | SRV | Services | PLB | Plumbing | STRN | Strainer |  | Strainer
| RFAW | GTLY | Georgetown Station Layover | CRCN | Crew Center | SRV | Services | PLB | Plumbing | UTLMTR | Utility Meters |  | Utility Meters
| RFAW | GTLY | Georgetown Station Layover | CRCN | Crew Center | SRV | Services | PLB | Plumbing | WWCLS | Waste Water Collection System |  | Waste Water Collection System
| RFAW | GTLY | Georgetown Station Layover | PLT | Platform | RLPLTF | Rail Platform | GRDRL | Guard Rail |  | Guard Rail
| RFAW | GTLY | Georgetown Station Layover | PLT | Platform | RLPLTF | Rail Platform | HNDRL | Hand Rail |  | Hand Rail
| RFAW | GTLY | Georgetown Station Layover | RDGR | Roads and Grounds | GRDS | Grounds | FXGRB | Fixed Garbage Bin |  | Fixed Garbage Bin
| RFAW | GTLY | Georgetown Station Layover | RDGR | Roads and Grounds | PSYS | Process Systems | WYSD | Wayside | EMRGSB | Emergency Stop Button |  | Emergency Stop Button
| RFAW | GTLY | Georgetown Station Layover | RDGR | Roads and Grounds | PSYS | Process Systems | WYSD | Wayside | WYSPDP | Wayside Power Dist. Panel |  | Wayside Power Distribution Panel
| RFAW | GTLY | Georgetown Station Layover | RDGR | Roads and Grounds | PSYS | Process Systems | WYSD | Wayside | WYSPOC | Wayside Power Outlets & Cables |  | Wayside Power Outlets & Cables
| RFAW | GTLY | Georgetown Station Layover | RDGR | Roads and Grounds | RDW | Roadways | SPST | Superstructure |  | Superstructure
| RFAW | GTLY | Georgetown Station Layover | STRB | Storage Building | RMINT | Room Interior | DR | Door |  | Door
| RFAW | GTLY | Georgetown Station Layover | STRB | Storage Building | RMINT | Room Interior | RMINT | Room Interior |  | Room Interior
| RFAW | GTLY | Georgetown Station Layover | STRB | Storage Building | SBST | Substructure | SBST | Substructure |  | Substructure
| RFAW | GTLY | Georgetown Station Layover | STRB | Storage Building | SBST | Substructure | SPST | Superstructure |  | Superstructure
| RFAW | GTLY | Georgetown Station Layover | STRB | Storage Building | SHELL | Shell | DR | Door |  | Door
| RFAW | GTLY | Georgetown Station Layover | STRB | Storage Building | SHELL | Shell | EXTRWLL | Exterior Wall |  | Exterior Wall
| RFAW | GTLY | Georgetown Station Layover | STRB | Storage Building | SHELL | Shell | FLTROOF | Flat Roof |  | Flat Roof
| RFAW | GTLY | Georgetown Station Layover | STRB | Storage Building | SHELL | Shell | OHDDR | Overhead Door |  | Overhead Door
| RFAW | GTLY | Georgetown Station Layover | STRB | Storage Building | SHELL | Shell | WINDSYS | Window System |  | Window System
| RFAW | GTLY | Georgetown Station Layover | STRB | Storage Building | SRV | Services | ELEC | Electrical | BPEMR | Battery Powered Emergency Lighting and Exit Lighting | BPEMERGL | Battery Powered Emergency Lighting and Exit Lighting
| RFAW | GTLY | Georgetown Station Layover | STRB | Storage Building | SRV | Services | ELEC | Electrical | LGHT | Lighting |  | Lighting
| RFAW | GTLY | Georgetown Station Layover | STRB | Storage Building | SRV | Services | FRDT | Fire Detection | FRDSYS | Fire Detection System |  | Fire Detection System
| RFAW | GTLY | Georgetown Station Layover | STRB | Storage Building | SRV | Services | FRPR | Fire Protection | FREXT | Fire Extinguisher |  | Fire Extinguisher
| RFAW | GTLY | Georgetown Station Layover | STRB | Storage Building | SRV | Services | HAS | Health and Safety | FRAIDK | First Aid Kit |  | First Aid Kit
| RFAW | GTLY | Georgetown Station Layover | STRB | Storage Building | SRV | Services | HVAC | HVAC | FAN | Fan |  | Fan
| RFAW | GTLY | Georgetown Station Layover | STRB | Storage Building | SRV | Services | HVAC | HVAC | TRMHTR | Terminal Heater |  | Terminal Heater
| RFAW | GTLY | Georgetown Station Layover | STRB | Storage Building | SRV | Services | PLB | Plumbing | BFP | Backflow Prevention |  | Backflow Prevention
| RFAW | GTLY | Georgetown Station Layover | STRB | Storage Building | SRV | Services | PLB | Plumbing | DOMWDS | Domestic Water Dist. System |  | Domestic Water Distribution System
| RFAW | GTLY | Georgetown Station Layover | STRB | Storage Building | SRV | Services | PLB | Plumbing | EXPTANK | Expansion Tank |  | Expansion Tank
| RFAW | GTLY | Georgetown Station Layover | STRB | Storage Building | SRV | Services | PLB | Plumbing | HTWTRHT | Hot Water Heater |  | Hot Water Heater
| RFAW | GTLY | Georgetown Station Layover | STRB | Storage Building | SRV | Services | PLB | Plumbing | PLMBFXT | Plumbing Fixture |  | Plumbing Fixture
| RFAW | GTLY | Georgetown Station Layover | STRB | Storage Building | SRV | Services | PLB | Plumbing | UTLMTR | Utility Meters |  | Utility Meters
| RFAW | GTLY | Georgetown Station Layover | STRB | Storage Building | SRV | Services | PLB | Plumbing | WSTWLS | Waste Water Lift Station |  | Waste Water Lift Station
| RFAW | GTLY | Georgetown Station Layover | STRB | Storage Building | SRV | Services | PLB | Plumbing | WWCLS | Waste Water Collection System |  | Waste Water Collection System
| RFAW | HALY | Hamilton Layover | PLT | Platform | RLPLTF | Rail Platform | LGHTSTD | Light Standard |  | Light Standard
| RFAW | HALY | Hamilton Layover | RDGR | Roads and Grounds | GEL | Grounds Electrical | EDST | Electrical Distribution | MHVTRS | Medium/High Voltage Transformer |  | Medium/High Voltage Transformer
| RFAW | HALY | Hamilton Layover | RDGR | Roads and Grounds | GEL | Grounds Electrical | EDST | Electrical Distribution | MNHOL | Manhole |  | Manhole
| RFAW | HALY | Hamilton Layover | RDGR | Roads and Grounds | GRDS | Grounds | BOLRD | Bollard |  | Bollard
| RFAW | HALY | Hamilton Layover | RDGR | Roads and Grounds | GRDS | Grounds | ELEC | Electrical | LGHT | Lighting |  | Lighting
| RFAW | HALY | Hamilton Layover | RDGR | Roads and Grounds | GRDS | Grounds | ELEC | Electrical | LVPAN | Low Voltage Panel |  | Low Voltage Panel
| RFAW | HALY | Hamilton Layover | RDGR | Roads and Grounds | GRDS | Grounds | FNC | Fence |  | Fence
| RFAW | HALY | Hamilton Layover | RDGR | Roads and Grounds | GRDS | Grounds | GATE | Gate |  | Gate
| RFAW | HALY | Hamilton Layover | RDGR | Roads and Grounds | GRDS | Grounds | HVAC | HVAC | TRMHTR | Terminal Heater |  | Terminal Heater
| RFAW | HALY | Hamilton Layover | RDGR | Roads and Grounds | GRDS | Grounds | RTNWLL | Retaining Wall |  | Retaining Wall
| RFAW | HALY | Hamilton Layover | RDGR | Roads and Grounds | GRDS | Grounds | SHD | Shed |  | Shed
| RFAW | HALY | Hamilton Layover | RDGR | Roads and Grounds | GRDS | Grounds | UTLPOLE | Utility Pole |  | Utility Pole
| RFAW | HALY | Hamilton Layover | RDGR | Roads and Grounds | GUTL | Grounds Utilities | STM | Storm Sewer | DRNCB | Drainage Catch Basin |  | Drainage Catch Basin
| RFAW | HALY | Hamilton Layover | RDGR | Roads and Grounds | GUTL | Grounds Utilities | STM | Storm Sewer | MNHOL | Manhole |  | Manhole
| RFAW | HALY | Hamilton Layover | RDGR | Roads and Grounds | GUTL | Grounds Utilities | WTR | Water Supply | FRHYD | Fire Hydrants |  | Fire Hydrants
| RFAW | HALY | Hamilton Layover | RDGR | Roads and Grounds | PLOT | Parking Lot | PKGAREA | Parking Area |  | Parking Area
| RFAW | HALY | Hamilton Layover | RDGR | Roads and Grounds | PSYS | Process Systems | CAIR | Compressed Air | ARCMP | Air Compressor |  | Air Compressor
| RFAW | HALY | Hamilton Layover | RDGR | Roads and Grounds | PSYS | Process Systems | CAIR | Compressed Air | CMPADS | Compressed Air Dist. System |  | Compressed Air Distribution System
| RFAW | HALY | Hamilton Layover | RDGR | Roads and Grounds | PSYS | Process Systems | CAIR | Compressed Air | DRYARCP | Dryer - Air Compressor |  | Dryer - Air Compressor
| RFAW | HALY | Hamilton Layover | RDGR | Roads and Grounds | PSYS | Process Systems | CAIR | Compressed Air | FLTR | Filter |  | Filter
| RFAW | HALY | Hamilton Layover | RDGR | Roads and Grounds | PSYS | Process Systems | WYSD | Wayside | EMRGSB | Emergency Stop Button |  | Emergency Stop Button
| RFAW | HALY | Hamilton Layover | RDGR | Roads and Grounds | PSYS | Process Systems | WYSD | Wayside | WYCMPAR | Wayside Compressed Air Outlet |  | Wayside Compressed Air Outlet
| RFAW | HALY | Hamilton Layover | RDGR | Roads and Grounds | PSYS | Process Systems | WYSD | Wayside | WYSPOC | Wayside Power Outlets & Cables |  | Wayside Power Outlets & Cables
| RFAW | HALY | Hamilton Layover | RDGR | Roads and Grounds | RDW | Roadways | RDWY | Roadway |  | Roadway
| RFAW | HALY | Hamilton Layover | RDGR | Roads and Grounds | WLKY | Walkway | PEDWLK | Pedestrian walk way |  | Pedestrian walk way
| RFAW | HALY | Hamilton Layover | SS | Substation | RMINT | Room Interior | DR | Door |  | Door
| RFAW | HALY | Hamilton Layover | SS | Substation | RMINT | Room Interior | RMINT | Room Interior |  | Room Interior
| RFAW | HALY | Hamilton Layover | SS | Substation | SBST | Substructure | SBST | Substructure |  | Substructure
| RFAW | HALY | Hamilton Layover | SS | Substation | SHELL | Shell | ACCLDR | Access Ladder |  | Access Ladder
| RFAW | HALY | Hamilton Layover | SS | Substation | SHELL | Shell | FLTROOF | Flat Roof |  | Flat Roof
| RFAW | HALY | Hamilton Layover | SS | Substation | SHELL | Shell | SGNFAC | Signs - Facility ID |  | Signs - Facility ID
| RFAW | HALY | Hamilton Layover | SS | Substation | SHELL | Shell | SPST | Superstructure |  | Superstructure
| RFAW | HALY | Hamilton Layover | SS | Substation | SHELL | Shell | WINDSYS | Window System |  | Window System
| RFAW | HALY | Hamilton Layover | SS | Substation | SRV | Services | ELEC | Electrical | BPEMR | Battery Powered Emergency Lighting and Exit Lighting | BPEMERGL | Battery Powered Emergency Lighting and Exit Lighting
| RFAW | HALY | Hamilton Layover | SS | Substation | SRV | Services | ELEC | Electrical | CP | Control Panel |  | Control Panel
| RFAW | HALY | Hamilton Layover | SS | Substation | SRV | Services | ELEC | Electrical | EMRGSB | Emergency Stop Button |  | Emergency Stop Button
| RFAW | HALY | Hamilton Layover | SS | Substation | SRV | Services | ELEC | Electrical | FZDISC | Fuse Disconnect |  | Fuse Disconnect
| RFAW | HALY | Hamilton Layover | SS | Substation | SRV | Services | ELEC | Electrical | GRLPS | Grounding and Lightning PS | GRNDLPS | Grounding and Lightning Protection System
| RFAW | HALY | Hamilton Layover | SS | Substation | SRV | Services | ELEC | Electrical | LGHTCTRL | Lighting Control System |  | Lighting Control System
| RFAW | HALY | Hamilton Layover | SS | Substation | SRV | Services | ELEC | Electrical | LGHT | Lighting |  | Lighting
| RFAW | HALY | Hamilton Layover | SS | Substation | SRV | Services | ELEC | Electrical | LVDSYS | Low Voltage Dist. System |  | Low Voltage Distribution System
| RFAW | HALY | Hamilton Layover | SS | Substation | SRV | Services | ELEC | Electrical | LVPAN | Low Voltage Panel |  | Low Voltage Panel
| RFAW | HALY | Hamilton Layover | SS | Substation | SRV | Services | ELEC | Electrical | MCC | Motor Control Centers | MTRCONTC | Motor Control Centers (MCC)
| RFAW | HALY | Hamilton Layover | SS | Substation | SRV | Services | ELEC | Electrical | MHVTRS | Medium/High Voltage Transformer |  | Medium/High Voltage Transformer
| RFAW | HALY | Hamilton Layover | SS | Substation | SRV | Services | ELEC | Electrical | RCTFR | Rectifier | RCTFR | Rectifier | BATTERY | Battery
| RFAW | HALY | Hamilton Layover | SS | Substation | SRV | Services | ELEC | Electrical | SWTBRD | Switchboard |  | Switchboard
| RFAW | HALY | Hamilton Layover | SS | Substation | SRV | Services | ELEC | Electrical | SWTGR | Switchgear |  | Switchgear
| RFAW | HALY | Hamilton Layover | SS | Substation | SRV | Services | ELEC | Electrical | UPS | UPS |  | Uninterruptable Power Supply
| RFAW | HALY | Hamilton Layover | SS | Substation | SRV | Services | FRPR | Fire Protection | FREXT | Fire Extinguisher |  | Fire Extinguisher
| RFAW | HALY | Hamilton Layover | SS | Substation | SRV | Services | HAS | Health and Safety | EMRGPF | Emergency Plumbing Fixture |  | Emergency Plumbing Fixture
| RFAW | HALY | Hamilton Layover | SS | Substation | SRV | Services | HAS | Health and Safety | EMRGSB | Emergency Stop Button |  | Emergency Stop Button
| RFAW | HALY | Hamilton Layover | SS | Substation | SRV | Services | HAS | Health and Safety | FALASYS | Fall Arrest System |  | Fall Arrest System
| RFAW | HALY | Hamilton Layover | SS | Substation | SRV | Services | HVAC | HVAC | ACCND | AC - Condenser |  | AC - Condenser
| RFAW | HALY | Hamilton Layover | SS | Substation | SRV | Services | HVAC | HVAC | ACINE | AC - Indoor Evaporator |  | AC - Indoor Evaporator
| RFAW | HALY | Hamilton Layover | SS | Substation | SRV | Services | HVAC | HVAC | ARHU | Air Handling Unit |  | Air Handling Unit
| RFAW | HALY | Hamilton Layover | SS | Substation | SRV | Services | HVAC | HVAC | BLDGAC | Building Automation Controls |  | Building Automation Controls
| RFAW | HALY | Hamilton Layover | SS | Substation | SRV | Services | HVAC | HVAC | FAN | Fan |  | Fan
| RFAW | HALY | Hamilton Layover | SS | Substation | SRV | Services | HVAC | HVAC | GSDESYS | Gas Detection System |  | Gas Detection System
| RFAW | HALY | Hamilton Layover | SS | Substation | SRV | Services | HVAC | HVAC | HVACDS | HVAC Air Dist. System |  | HVAC Air Distribution System
| RFAW | HALY | Hamilton Layover | SS | Substation | SRV | Services | HVAC | HVAC | TRMHTR | Terminal Heater |  | Terminal Heater
| RFAW | HALY | Hamilton Layover | SS | Substation | SRV | Services | PLB | Plumbing | BFP | Backflow Prevention |  | Backflow Prevention
| RFAW | HALY | Hamilton Layover | SS | Substation | SRV | Services | PLB | Plumbing | DOMWDS | Domestic Water Dist. System |  | Domestic Water Distribution System
| RFAW | HALY | Hamilton Layover | SS | Substation | SRV | Services | PLB | Plumbing | EXPTANK | Expansion Tank |  | Expansion Tank
| RFAW | HALY | Hamilton Layover | SS | Substation | SRV | Services | PLB | Plumbing | HTWTRHT | Hot Water Heater |  | Hot Water Heater
| RFAW | HALY | Hamilton Layover | SS | Substation | SRV | Services | PLB | Plumbing | PLMBFXT | Plumbing Fixture |  | Plumbing Fixture
| RFAW | HALY | Hamilton Layover | SS | Substation | SRV | Services | PLB | Plumbing | STRN | Strainer |  | Strainer
| RFAW | HALY | Hamilton Layover | SS | Substation | SRV | Services | PLB | Plumbing | UTLMTR | Utility Meters |  | Utility Meters
| RFAW | HALY | Hamilton Layover | SS | Substation | SRV | Services | PLB | Plumbing | WWCLS | Waste Water Collection System |  | Waste Water Collection System
| RFAW | KTLY | Kitchener Layover | RDGR | Roads and Grounds | GUTL | Grounds Utilities | STM | Storm Sewer | SWT | Storm Water Treatment | SOGS | Stormwater oil grit separator |  | Stormwater oil grit separator
| RFAW | KTLY | Kitchener Layover | RDGR | Roads and Grounds | GUTL | Grounds Utilities | STM | Storm Sewer | SWT | Storm Water Treatment | SOF | Stormwater outflow |  | Stormwater outflow
| RFAW | KTLY | Kitchener Layover | LAYB | Layover Building | GUTL | Grounds Utilities | WTR | Water Supply | UTLMTR | Utility Meters |  | Utility Meters
| RFAW | KTLY | Kitchener Layover | LAYB | Layover Building | PSYS | Process Systems | CAIR | Compressed Air | CMPADS | Compressed Air Dist. System |  | Compressed Air Distribution System
| RFAW | KTLY | Kitchener Layover | LAYB | Layover Building | RMINT | Room Interior | DR | Door |  | Door
| RFAW | KTLY | Kitchener Layover | LAYB | Layover Building | RMINT | Room Interior | RMINT | Room Interior |  | Room Interior
| RFAW | KTLY | Kitchener Layover | LAYB | Layover Building | SBST | Substructure | SBST | Substructure |  | Substructure
| RFAW | KTLY | Kitchener Layover | LAYB | Layover Building | SBST | Substructure | SPST | Superstructure |  | Superstructure
| RFAW | KTLY | Kitchener Layover | LAYB | Layover Building | SHELL | Shell | DR | Door |  | Door
| RFAW | KTLY | Kitchener Layover | LAYB | Layover Building | SHELL | Shell | EXTRWLL | Exterior Wall |  | Exterior Wall
| RFAW | KTLY | Kitchener Layover | LAYB | Layover Building | SHELL | Shell | FLTROOF | Flat Roof |  | Flat Roof
| RFAW | KTLY | Kitchener Layover | LAYB | Layover Building | SHELL | Shell | WINDSYS | Window System |  | Window System
| RFAW | KTLY | Kitchener Layover | LAYB | Layover Building | SRV | Services | ELEC | Electrical | BPEMR | Battery Powered Emergency Lighting and Exit Lighting | BPEMERGL | Battery Powered Emergency Lighting and Exit Lighting
| RFAW | KTLY | Kitchener Layover | LAYB | Layover Building | SRV | Services | ELEC | Electrical | GRLPS | Grounding and Lightning PS | GRNDLPS | Grounding and Lightning Protection System
| RFAW | KTLY | Kitchener Layover | LAYB | Layover Building | SRV | Services | ELEC | Electrical | LGHT | Lighting |  | Lighting
| RFAW | KTLY | Kitchener Layover | LAYB | Layover Building | SRV | Services | ELEC | Electrical | LVPAN | Low Voltage Panel |  | Low Voltage Panel
| RFAW | KTLY | Kitchener Layover | LAYB | Layover Building | SRV | Services | ELEC | Electrical | LVTRS | Low Voltage Transformer |  | Low Voltage Transformer
| RFAW | KTLY | Kitchener Layover | LAYB | Layover Building | SRV | Services | ELEC | Electrical | SWTGR | Switchgear |  | Switchgear
| RFAW | KTLY | Kitchener Layover | LAYB | Layover Building | SRV | Services | FRDT | Fire Detection | FRDSYS | Fire Detection System |  | Fire Detection System
| RFAW | KTLY | Kitchener Layover | LAYB | Layover Building | SRV | Services | FRPR | Fire Protection | FREXT | Fire Extinguisher |  | Fire Extinguisher
| RFAW | KTLY | Kitchener Layover | LAYB | Layover Building | SRV | Services | FRPR | Fire Protection | FRSPUN | Fire Suppression Units |  | Fire Suppression Units
| RFAW | KTLY | Kitchener Layover | LAYB | Layover Building | SRV | Services | HAS | Health and Safety | EMRGPF | Emergency Plumbing Fixture |  | Emergency Plumbing Fixture
| RFAW | KTLY | Kitchener Layover | LAYB | Layover Building | SRV | Services | HAS | Health and Safety | FRAIDK | First Aid Kit |  | First Aid Kit
| RFAW | KTLY | Kitchener Layover | LAYB | Layover Building | SRV | Services | HVAC | HVAC | ARHU | Air Handling Unit |  | Air Handling Unit
| RFAW | KTLY | Kitchener Layover | LAYB | Layover Building | SRV | Services | HVAC | HVAC | FAN | Fan |  | Fan
| RFAW | KTLY | Kitchener Layover | LAYB | Layover Building | SRV | Services | HVAC | HVAC | HVACDS | HVAC Air Dist. System |  | HVAC Air Distribution System
| RFAW | KTLY | Kitchener Layover | LAYB | Layover Building | SRV | Services | HVAC | HVAC | TRMHTR | Terminal Heater |  | Terminal Heater
| RFAW | KTLY | Kitchener Layover | LAYB | Layover Building | SRV | Services | PLB | Plumbing | BFP | Backflow Prevention |  | Backflow Prevention
| RFAW | KTLY | Kitchener Layover | LAYB | Layover Building | SRV | Services | PLB | Plumbing | DOMWDS | Domestic Water Dist. System |  | Domestic Water Distribution System
| RFAW | KTLY | Kitchener Layover | LAYB | Layover Building | SRV | Services | PLB | Plumbing | EXPTANK | Expansion Tank |  | Expansion Tank
| RFAW | KTLY | Kitchener Layover | LAYB | Layover Building | SRV | Services | PLB | Plumbing | HTWTRHT | Hot Water Heater |  | Hot Water Heater
| RFAW | KTLY | Kitchener Layover | LAYB | Layover Building | SRV | Services | PLB | Plumbing | PLMBFXT | Plumbing Fixture |  | Plumbing Fixture
| RFAW | KTLY | Kitchener Layover | LAYB | Layover Building | SRV | Services | PLB | Plumbing | STRN | Strainer |  | Strainer
| RFAW | KTLY | Kitchener Layover | LAYB | Layover Building | SRV | Services | PLB | Plumbing | WWCLS | Waste Water Collection System |  | Waste Water Collection System
| RFAW | KTLY | Kitchener Layover | RDGR | Roads and Grounds | GEL | Grounds Electrical | EDST | Electrical Distribution | MNHOL | Manhole |  | Manhole
| RFAW | KTLY | Kitchener Layover | RDGR | Roads and Grounds | GEL | Grounds Electrical | GLGT | Grounds Lighting | LGHTSTD | Light Standard |  | Light Standard
| RFAW | KTLY | Kitchener Layover | RDGR | Roads and Grounds | GRDS | Grounds | BOLRD | Bollard |  | Bollard
| RFAW | KTLY | Kitchener Layover | RDGR | Roads and Grounds | GRDS | Grounds | ELEC | Electrical | LGHT | Lighting |  | Lighting
| RFAW | KTLY | Kitchener Layover | RDGR | Roads and Grounds | GRDS | Grounds | ELEC | Electrical | LVPAN | Low Voltage Panel |  | Low Voltage Panel
| RFAW | KTLY | Kitchener Layover | RDGR | Roads and Grounds | GRDS | Grounds | FNC | Fence |  | Fence
| RFAW | KTLY | Kitchener Layover | RDGR | Roads and Grounds | GRDS | Grounds | GATE | Gate |  | Gate
| RFAW | KTLY | Kitchener Layover | RDGR | Roads and Grounds | GRDS | Grounds | HVAC | HVAC | TRMHTR | Terminal Heater |  | Terminal Heater
| RFAW | KTLY | Kitchener Layover | RDGR | Roads and Grounds | GRDS | Grounds | MNHOL | Manhole |  | Manhole
| RFAW | KTLY | Kitchener Layover | RDGR | Roads and Grounds | GRDS | Grounds | RTNWLL | Retaining Wall |  | Retaining Wall
| RFAW | KTLY | Kitchener Layover | RDGR | Roads and Grounds | GRDS | Grounds | SHD | Shed |  | Shed
| RFAW | KTLY | Kitchener Layover | RDGR | Roads and Grounds | GUTL | Grounds Utilities | SAN | Sanitary Sewer | MNHOL | Manhole |  | Manhole
| RFAW | KTLY | Kitchener Layover | RDGR | Roads and Grounds | GUTL | Grounds Utilities | SAN | Sanitary Sewer | SEP | Separator |  | Separator
| RFAW | KTLY | Kitchener Layover | RDGR | Roads and Grounds | GUTL | Grounds Utilities | STM | Storm Sewer | DRNCB | Drainage Catch Basin |  | Drainage Catch Basin
| RFAW | KTLY | Kitchener Layover | RDGR | Roads and Grounds | PSYS | Process Systems | CAIR | Compressed Air | FLTR | Filter |  | Filter
| RFAW | KTLY | Kitchener Layover | RDGR | Roads and Grounds | PSYS | Process Systems | ELEC | Electrical | CP | Control Panel |  | Control Panel
| RFAW | KTLY | Kitchener Layover | RDGR | Roads and Grounds | PSYS | Process Systems | SEU | Site Electrical Utilities | UTLPOLE | Utility Pole |  | Utility Pole
| RFAW | KTLY | Kitchener Layover | RDGR | Roads and Grounds | PSYS | Process Systems | WYSD | Wayside | ARCMP | Air Compressor |  | Air Compressor
| RFAW | KTLY | Kitchener Layover | RDGR | Roads and Grounds | PSYS | Process Systems | WYSD | Wayside | DRYARCP | Dryer - Air Compressor |  | Dryer - Air Compressor
| RFAW | KTLY | Kitchener Layover | RDGR | Roads and Grounds | PSYS | Process Systems | WYSD | Wayside | EMRGSB | Emergency Stop Button |  | Emergency Stop Button
| RFAW | KTLY | Kitchener Layover | RDGR | Roads and Grounds | PSYS | Process Systems | WYSD | Wayside | PTARCP | Pressure Tank - Air Compressor |  | Pressure Tank - Air Compressor
| RFAW | KTLY | Kitchener Layover | RDGR | Roads and Grounds | PSYS | Process Systems | WYSD | Wayside | WYCMPAR | Wayside Compressed Air Outlet |  | Wayside Compressed Air Outlet
| RFAW | KTLY | Kitchener Layover | RDGR | Roads and Grounds | PSYS | Process Systems | WYSD | Wayside | WYSPDP | Wayside Power Dist. Panel |  | Wayside Power Distribution Panel
| RFAW | KTLY | Kitchener Layover | RDGR | Roads and Grounds | PSYS | Process Systems | WYSD | Wayside | WYSPOC | Wayside Power Outlets & Cables |  | Wayside Power Outlets & Cables
| RFAW | KTLY | Kitchener Layover | RDGR | Roads and Grounds | WLKY | Walkway | PEDWLK | Pedestrian walk way |  | Pedestrian walk way
| RFAW | KTLY | Kitchener Layover | STRB | Storage Building | RMINT | Room Interior | RMINT | Room Interior |  | Room Interior
| RFAW | KTLY | Kitchener Layover | STRB | Storage Building | SBST | Substructure | SBST | Substructure |  | Substructure
| RFAW | KTLY | Kitchener Layover | STRB | Storage Building | SBST | Substructure | SPST | Superstructure |  | Superstructure
| RFAW | KTLY | Kitchener Layover | STRB | Storage Building | SHELL | Shell | DR | Door |  | Door
| RFAW | KTLY | Kitchener Layover | STRB | Storage Building | SHELL | Shell | EXTRWLL | Exterior Wall |  | Exterior Wall
| RFAW | KTLY | Kitchener Layover | STRB | Storage Building | SHELL | Shell | FLTROOF | Flat Roof |  | Flat Roof
| RFAW | KTLY | Kitchener Layover | STRB | Storage Building | SHELL | Shell | OHDDR | Overhead Door |  | Overhead Door
| RFAW | KTLY | Kitchener Layover | STRB | Storage Building | SRV | Services | ELEC | Electrical | BPEMR | Battery Powered Emergency Lighting and Exit Lighting | BPEMERGL | Battery Powered Emergency Lighting and Exit Lighting
| RFAW | KTLY | Kitchener Layover | STRB | Storage Building | SRV | Services | ELEC | Electrical | DRWOBR | Draw-Out breaker |  | Draw-Out breaker
| RFAW | KTLY | Kitchener Layover | STRB | Storage Building | SRV | Services | ELEC | Electrical | EMRGSB | Emergency Stop Button |  | Emergency Stop Button
| RFAW | KTLY | Kitchener Layover | STRB | Storage Building | SRV | Services | ELEC | Electrical | GRLPS | Grounding and Lightning PS | GRNDLPS | Grounding and Lightning Protection System
| RFAW | KTLY | Kitchener Layover | STRB | Storage Building | SRV | Services | ELEC | Electrical | LGHTCTRL | Lighting Control System |  | Lighting Control System
| RFAW | KTLY | Kitchener Layover | STRB | Storage Building | SRV | Services | ELEC | Electrical | LGHT | Lighting |  | Lighting
| RFAW | KTLY | Kitchener Layover | STRB | Storage Building | SRV | Services | ELEC | Electrical | LVDSYS | Low Voltage Dist. System |  | Low Voltage Distribution System
| RFAW | KTLY | Kitchener Layover | STRB | Storage Building | SRV | Services | ELEC | Electrical | LVPAN | Low Voltage Panel |  | Low Voltage Panel
| RFAW | KTLY | Kitchener Layover | STRB | Storage Building | SRV | Services | ELEC | Electrical | LVTRS | Low Voltage Transformer |  | Low Voltage Transformer
| RFAW | KTLY | Kitchener Layover | STRB | Storage Building | SRV | Services | ELEC | Electrical | MCC | Motor Control Centers | MTRCONTC | Motor Control Centers (MCC)
| RFAW | KTLY | Kitchener Layover | STRB | Storage Building | SRV | Services | ELEC | Electrical | MHVTRS | Medium/High Voltage Transformer |  | Medium/High Voltage Transformer
| RFAW | KTLY | Kitchener Layover | STRB | Storage Building | SRV | Services | ELEC | Electrical | RCTFR | Rectifier | RCTFR | Rectifier | BATTERY | Battery
| RFAW | KTLY | Kitchener Layover | STRB | Storage Building | SRV | Services | ELEC | Electrical | SWTGR | Switchgear |  | Switchgear
| RFAW | KTLY | Kitchener Layover | STRB | Storage Building | SRV | Services | FRDT | Fire Detection | CP | Control Panel |  | Control Panel
| RFAW | KTLY | Kitchener Layover | STRB | Storage Building | SRV | Services | FRDT | Fire Detection | FRDSYS | Fire Detection System |  | Fire Detection System
| RFAW | KTLY | Kitchener Layover | STRB | Storage Building | SRV | Services | FRPR | Fire Protection | FREXT | Fire Extinguisher |  | Fire Extinguisher
| RFAW | KTLY | Kitchener Layover | STRB | Storage Building | SRV | Services | HVAC | HVAC | ACCND | AC - Condenser |  | AC - Condenser
| RFAW | KTLY | Kitchener Layover | STRB | Storage Building | SRV | Services | HVAC | HVAC | ACINE | AC - Indoor Evaporator |  | AC - Indoor Evaporator
| RFAW | KTLY | Kitchener Layover | STRB | Storage Building | SRV | Services | HVAC | HVAC | FAN | Fan |  | Fan
| RFAW | KTLY | Kitchener Layover | STRB | Storage Building | SRV | Services | HVAC | HVAC | GSDESYS | Gas Detection System |  | Gas Detection System
| RFAW | KTLY | Kitchener Layover | STRB | Storage Building | SRV | Services | HVAC | HVAC | HVACDS | HVAC Air Dist. System |  | HVAC Air Distribution System
| RFAW | KTLY | Kitchener Layover | STRB | Storage Building | SRV | Services | HVAC | HVAC | TRMHTR | Terminal Heater |  | Terminal Heater
| RFAE | LCLY | Lincolnville Layover | PLT | Platform | RLPLTF | Rail Platform | LGHTSTD | Light Standard |  | Light Standard
| RFAE | LCLY | Lincolnville Layover | PLT | Platform | RLPLTF | Rail Platform | RLMNACC | Rail Mini Accessibility Platform |  | Rail Mini Accessibility Platform
| RFAE | LCLY | Lincolnville Layover | PLT | Platform | RLPLTF | Rail Platform | RLPLTF | Rail Platform | CRN | Crane |  | Crane
| RFAE | LCLY | Lincolnville Layover | PLT | Platform | RLPLTF | Rail Platform | WYPOUTCB | Wayside Power Outlets & Cables |  | Wayside Power Outlets & Cables
| RFAE | LCLY | Lincolnville Layover | PMPHS | Pump House | PSYS | Process Systems | FDST | Fuel Distribution System | CHVLV | Check Valve |  | Check Valve
| RFAE | LCLY | Lincolnville Layover | PMPHS | Pump House | PSYS | Process Systems | FDST | Fuel Distribution System | FLFMTR | Fuel Flow Meter |  | Fuel Flow Meter
| RFAE | LCLY | Lincolnville Layover | PMPHS | Pump House | PSYS | Process Systems | FDST | Fuel Distribution System | FLTR | Filter |  | Filter
| RFAE | LCLY | Lincolnville Layover | PMPHS | Pump House | PSYS | Process Systems | FDST | Fuel Distribution System | GSDSTSYS | Gas Dist. System | GSDSTSYS | Gas Distribution System
| RFAE | LCLY | Lincolnville Layover | PMPHS | Pump House | PSYS | Process Systems | FDST | Fuel Distribution System | MOVA | Motor Operated Valve and Actuator |  | Motor Operated Valve and Actuator
| RFAE | LCLY | Lincolnville Layover | PMPHS | Pump House | PSYS | Process Systems | FDST | Fuel Distribution System | MVLV | Manual Valve |  | Manual Valve
| RFAE | LCLY | Lincolnville Layover | PMPHS | Pump House | PSYS | Process Systems | FDST | Fuel Distribution System | PMP | Pump |  | Pump
| RFAE | LCLY | Lincolnville Layover | PMPHS | Pump House | PSYS | Process Systems | FDST | Fuel Distribution System | STORTNK | Storage Tank |  | Storage Tank
| RFAE | LCLY | Lincolnville Layover | PMPHS | Pump House | PSYS | Process Systems | FDST | Fuel Distribution System | STRN | Strainer |  | Strainer
| RFAE | LCLY | Lincolnville Layover | PMPHS | Pump House | PSYS | Process Systems | FDST | Fuel Distribution System | TRNWORS | Train Waste Oil Recovery System |  | Train Waste Oil Recovery System
| RFAE | LCLY | Lincolnville Layover | PMPHS | Pump House | PSYS | Process Systems | SNDL | Sand Loading System | DRYARCP | Dryer - Air Compressor |  | Dryer - Air Compressor
| RFAE | LCLY | Lincolnville Layover | PMPHS | Pump House | PSYS | Process Systems | SNDL | Sand Loading System | SDVLV | Solenoid Valve |  | Solenoid Valve
| RFAE | LCLY | Lincolnville Layover | PMPHS | Pump House | PSYS | Process Systems | SNDL | Sand Loading System | SNDBLR | Sand Blower |  | Sand Blower
| RFAE | LCLY | Lincolnville Layover | PMPHS | Pump House | PSYS | Process Systems | SNDL | Sand Loading System | SNDPOD | Sand Pod |  | Sand Pod
| RFAE | LCLY | Lincolnville Layover | PMPHS | Pump House | PSYS | Process Systems | SNDL | Sand Loading System | SNDSILO | Sand Silo |  | Sand Silo
| RFAE | LCLY | Lincolnville Layover | PMPHS | Pump House | RMINT | Room Interior | DR | Door |  | Door
| RFAE | LCLY | Lincolnville Layover | PMPHS | Pump House | RMINT | Room Interior | RMINT | Room Interior |  | Room Interior
| RFAE | LCLY | Lincolnville Layover | PMPHS | Pump House | SBST | Substructure | SBST | Substructure |  | Substructure
| RFAE | LCLY | Lincolnville Layover | PMPHS | Pump House | SBST | Substructure | SPST | Superstructure |  | Superstructure
| RFAE | LCLY | Lincolnville Layover | PMPHS | Pump House | SHELL | Shell | DR | Door |  | Door
| RFAE | LCLY | Lincolnville Layover | PMPHS | Pump House | SHELL | Shell | EXTRWLL | Exterior Wall |  | Exterior Wall
| RFAE | LCLY | Lincolnville Layover | PMPHS | Pump House | SHELL | Shell | OHDDR | Overhead Door |  | Overhead Door
| RFAE | LCLY | Lincolnville Layover | PMPHS | Pump House | SHELL | Shell | SLPDRF | Sloped Roof |  | Sloped Roof
| RFAE | LCLY | Lincolnville Layover | PMPHS | Pump House | SRV | Services | ELEC | Electrical | FZDISC | Fuse Disconnect |  | Fuse Disconnect
| RFAE | LCLY | Lincolnville Layover | PMPHS | Pump House | SRV | Services | ELEC | Electrical | GRLPS | Grounding and Lightning PS | GRNDLPS | Grounding and Lightning Protection System
| RFAE | LCLY | Lincolnville Layover | PMPHS | Pump House | SRV | Services | ELEC | Electrical | LGHT | Lighting |  | Lighting
| RFAE | LCLY | Lincolnville Layover | PMPHS | Pump House | SRV | Services | ELEC | Electrical | LVPAN | Low Voltage Panel |  | Low Voltage Panel
| RFAE | LCLY | Lincolnville Layover | PMPHS | Pump House | SRV | Services | ELEC | Electrical | LVTRS | Low Voltage Transformer |  | Low Voltage Transformer
| RFAE | LCLY | Lincolnville Layover | PMPHS | Pump House | SRV | Services | ELEC | Electrical | MCC | Motor Control Centers | MTRCONTC | Motor Control Centers (MCC)
| RFAE | LCLY | Lincolnville Layover | PMPHS | Pump House | SRV | Services | ELEC | Electrical | TRSSWT | Transfer Switch |  | Transfer Switch
| RFAE | LCLY | Lincolnville Layover | PMPHS | Pump House | SRV | Services | ELEC | Electrical | UPS | UPS |  | Uninterruptable Power Supply
| RFAE | LCLY | Lincolnville Layover | PMPHS | Pump House | SRV | Services | FRPR | Fire Protection | FREXT | Fire Extinguisher |  | Fire Extinguisher
| RFAE | LCLY | Lincolnville Layover | PMPHS | Pump House | SRV | Services | HAS | Health and Safety | EMRGPF | Emergency Plumbing Fixture |  | Emergency Plumbing Fixture
| RFAE | LCLY | Lincolnville Layover | PMPHS | Pump House | SRV | Services | HAS | Health and Safety | PRTEMG | Portable Emergency Eyewash |  | Portable Emergency Eyewash
| RFAE | LCLY | Lincolnville Layover | PMPHS | Pump House | SRV | Services | HVAC | HVAC | ACCND | AC - Condenser |  | AC - Condenser
| RFAE | LCLY | Lincolnville Layover | PMPHS | Pump House | SRV | Services | HVAC | HVAC | ACINE | AC - Indoor Evaporator |  | AC - Indoor Evaporator
| RFAE | LCLY | Lincolnville Layover | PMPHS | Pump House | SRV | Services | HVAC | HVAC | DCTHTR | Duct Heater |  | Duct Heater
| RFAE | LCLY | Lincolnville Layover | PMPHS | Pump House | SRV | Services | HVAC | HVAC | FAN | Fan |  | Fan
| RFAE | LCLY | Lincolnville Layover | PMPHS | Pump House | SRV | Services | HVAC | HVAC | HVACDS | HVAC Air Dist. System |  | HVAC Air Distribution System
| RFAE | LCLY | Lincolnville Layover | PMPHS | Pump House | SRV | Services | HVAC | HVAC | TRMHTR | Terminal Heater |  | Terminal Heater
| RFAE | LCLY | Lincolnville Layover | PMPHS | Pump House | SRV | Services | PLB | Plumbing | MOVA | Motor Operated Valve and Actuator |  | Motor Operated Valve and Actuator
| RFAE | LCLY | Lincolnville Layover | RBFAC | Rail and Bus Facility | GEL | Grounds Electrical | EDST | Electrical Distribution | EMRGEN | Emergency Generator |  | Emergency Generator
| RFAE | LCLY | Lincolnville Layover | RBFAC | Rail and Bus Facility | GEL | Grounds Electrical | EDST | Electrical Distribution | MNHOL | Manhole |  | Manhole
| RFAE | LCLY | Lincolnville Layover | RBFAC | Rail and Bus Facility | GRDS | Grounds | BOLRD | Bollard |  | Bollard
| RFAE | LCLY | Lincolnville Layover | RBFAC | Rail and Bus Facility | GRDS | Grounds | FXFURN | Fixed Furniture |  | Fixed Furniture
| RFAE | LCLY | Lincolnville Layover | RBFAC | Rail and Bus Facility | GRDS | Grounds | GATE | Gate |  | Gate
| RFAE | LCLY | Lincolnville Layover | RBFAC | Rail and Bus Facility | GRDS | Grounds | SGNFAC | Signs - Facility ID |  | Signs - Facility ID
| RFAE | LCLY | Lincolnville Layover | RBFAC | Rail and Bus Facility | GRDS | Grounds | SHD | Shed |  | Shed
| RFAE | LCLY | Lincolnville Layover | RBFAC | Rail and Bus Facility | GUTL | Grounds Utilities | SAN | Sanitary Sewer | WWCLS | Waste Water Collection System |  | Waste Water Collection System
| RFAE | LCLY | Lincolnville Layover | RBFAC | Rail and Bus Facility | GUTL | Grounds Utilities | STM | Storm Sewer | DRNCB | Drainage Catch Basin |  | Drainage Catch Basin
| RFAE | LCLY | Lincolnville Layover | RBFAC | Rail and Bus Facility | GUTL | Grounds Utilities | STM | Storm Sewer | MNHOL | Manhole |  | Manhole
| RFAE | LCLY | Lincolnville Layover | RBFAC | Rail and Bus Facility | GUTL | Grounds Utilities | WTR | Water Supply | DOMWDS | Domestic Water Dist. System |  | Domestic Water Distribution System
| RFAE | LCLY | Lincolnville Layover | RBFAC | Rail and Bus Facility | GUTL | Grounds Utilities | WTR | Water Supply | FRHYD | Fire Hydrants |  | Fire Hydrants
| RFAE | LCLY | Lincolnville Layover | RBFAC | Rail and Bus Facility | PLOT | Parking Lot | PKGAREA | Parking Area |  | Parking Area
| RFAE | LCLY | Lincolnville Layover | RBFAC | Rail and Bus Facility | PSYS | Process Systems | FDST | Fuel Distribution System | FLDSTDEF | Fuel Dist. System - DEF |  | Fuel Distribution System - DEF
| RFAE | LCLY | Lincolnville Layover | RBFAC | Rail and Bus Facility | PSYS | Process Systems | FDST | Fuel Distribution System | GSDSTSYS | Gas Dist. System | GSDSTSYS | Gas Distribution System
| RFAE | LCLY | Lincolnville Layover | RBFAC | Rail and Bus Facility | PSYS | Process Systems | FDST | Fuel Distribution System | MNHOL | Manhole |  | Manhole
| RFAE | LCLY | Lincolnville Layover | RBFAC | Rail and Bus Facility | PSYS | Process Systems | FDST | Fuel Distribution System | PMP | Pump |  | Pump
| RFAE | LCLY | Lincolnville Layover | RBFAC | Rail and Bus Facility | PSYS | Process Systems | FDST | Fuel Distribution System | STORTNK | Storage Tank |  | Storage Tank
| RFAE | LCLY | Lincolnville Layover | RBFAC | Rail and Bus Facility | PSYS | Process Systems | SEU | Site Electrical Utilities | UTLPOLE | Utility Pole |  | Utility Pole
| RFAE | LCLY | Lincolnville Layover | RBFAC | Rail and Bus Facility | RDW | Roadways | RDWY | Roadway |  | Roadway
| RFAE | LCLY | Lincolnville Layover | RBFAC | Rail and Bus Facility | RMINT | Room Interior | DR | Door |  | Door
| RFAE | LCLY | Lincolnville Layover | RBFAC | Rail and Bus Facility | RMINT | Room Interior | HNDRL | Hand Rail |  | Hand Rail
| RFAE | LCLY | Lincolnville Layover | RBFAC | Rail and Bus Facility | RMINT | Room Interior | OHDDR | Overhead Door |  | Overhead Door
| RFAE | LCLY | Lincolnville Layover | RBFAC | Rail and Bus Facility | RMINT | Room Interior | RMINT | Room Interior |  | Room Interior
| RFAE | LCLY | Lincolnville Layover | RBFAC | Rail and Bus Facility | RMINT | Room Interior | STRWY | Stairway |  | Stairway
| RFAE | LCLY | Lincolnville Layover | RBFAC | Rail and Bus Facility | RMINT | Room Interior | WINDSYS | Window System |  | Window System
| RFAE | LCLY | Lincolnville Layover | RBFAC | Rail and Bus Facility | SBST | Substructure | SBST | Substructure |  | Substructure
| RFAE | LCLY | Lincolnville Layover | RBFAC | Rail and Bus Facility | SBST | Substructure | SPST | Superstructure |  | Superstructure
| RFAE | LCLY | Lincolnville Layover | RBFAC | Rail and Bus Facility | SHELL | Shell | DR | Door |  | Door
| RFAE | LCLY | Lincolnville Layover | RBFAC | Rail and Bus Facility | SHELL | Shell | EXTRWLL | Exterior Wall |  | Exterior Wall
| RFAE | LCLY | Lincolnville Layover | RBFAC | Rail and Bus Facility | SHELL | Shell | FLTROOF | Flat Roof |  | Flat Roof
| RFAE | LCLY | Lincolnville Layover | RBFAC | Rail and Bus Facility | SHELL | Shell | HNDRL | Hand Rail |  | Hand Rail
| RFAE | LCLY | Lincolnville Layover | RBFAC | Rail and Bus Facility | SRV | Services | ELEC | Electrical | FZDISC | Fuse Disconnect |  | Fuse Disconnect
| RFAE | LCLY | Lincolnville Layover | RBFAC | Rail and Bus Facility | SRV | Services | ELEC | Electrical | GRLPS | Grounding and Lightning PS | GRNDLPS | Grounding and Lightning Protection System
| RFAE | LCLY | Lincolnville Layover | RBFAC | Rail and Bus Facility | SRV | Services | ELEC | Electrical | HNDDRY | Hand Dryer |  | Hand Dryer
| RFAE | LCLY | Lincolnville Layover | RBFAC | Rail and Bus Facility | SRV | Services | ELEC | Electrical | LGHTCTRL | Lighting Control System |  | Lighting Control System
| RFAE | LCLY | Lincolnville Layover | RBFAC | Rail and Bus Facility | SRV | Services | ELEC | Electrical | LGHT | Lighting |  | Lighting
| RFAE | LCLY | Lincolnville Layover | RBFAC | Rail and Bus Facility | SRV | Services | ELEC | Electrical | LVPAN | Low Voltage Panel |  | Low Voltage Panel
| RFAE | LCLY | Lincolnville Layover | RBFAC | Rail and Bus Facility | SRV | Services | ELEC | Electrical | LVTRS | Low Voltage Transformer |  | Low Voltage Transformer
| RFAE | LCLY | Lincolnville Layover | RBFAC | Rail and Bus Facility | SRV | Services | ELEC | Electrical | TRSSWT | Transfer Switch |  | Transfer Switch
| RFAE | LCLY | Lincolnville Layover | RBFAC | Rail and Bus Facility | SRV | Services | ELEC | Electrical | UPS | UPS |  | Uninterruptable Power Supply
| RFAE | LCLY | Lincolnville Layover | RBFAC | Rail and Bus Facility | SRV | Services | FRDT | Fire Detection | FRDSYS | Fire Detection System |  | Fire Detection System
| RFAE | LCLY | Lincolnville Layover | RBFAC | Rail and Bus Facility | SRV | Services | FRPR | Fire Protection | FREXT | Fire Extinguisher |  | Fire Extinguisher
| RFAE | LCLY | Lincolnville Layover | RBFAC | Rail and Bus Facility | SRV | Services | HAS | Health and Safety | FRAIDK | First Aid Kit |  | First Aid Kit
| RFAE | LCLY | Lincolnville Layover | RBFAC | Rail and Bus Facility | SRV | Services | HAS | Health and Safety | PRTEMG | Portable Emergency Eyewash |  | Portable Emergency Eyewash
| RFAE | LCLY | Lincolnville Layover | RBFAC | Rail and Bus Facility | SRV | Services | HVAC | HVAC | ACCND | AC - Condenser |  | AC - Condenser
| RFAE | LCLY | Lincolnville Layover | RBFAC | Rail and Bus Facility | SRV | Services | HVAC | HVAC | ACINE | AC - Indoor Evaporator |  | AC - Indoor Evaporator
| RFAE | LCLY | Lincolnville Layover | RBFAC | Rail and Bus Facility | SRV | Services | HVAC | HVAC | ARHU | Air Handling Unit |  | Air Handling Unit
| RFAE | LCLY | Lincolnville Layover | RBFAC | Rail and Bus Facility | SRV | Services | HVAC | HVAC | BOILR | Boiler | BOILR | Boiler
| RFAE | LCLY | Lincolnville Layover | RBFAC | Rail and Bus Facility | SRV | Services | HVAC | HVAC | FAN | Fan |  | Fan
| RFAE | LCLY | Lincolnville Layover | RBFAC | Rail and Bus Facility | SRV | Services | HVAC | HVAC | FLRHSMS | Floor Heating Sys. |  | Floor Heating/ Snow Melting System
| RFAE | LCLY | Lincolnville Layover | RBFAC | Rail and Bus Facility | SRV | Services | HVAC | HVAC | FLRHSMS | Floor Heating Sys. |  | Floor Heating/ Snow Melting System
| RFAE | LCLY | Lincolnville Layover | RBFAC | Rail and Bus Facility | SRV | Services | HVAC | HVAC | GLMSYS | Glycol Make-Up System |  | Glycol Make-Up System
| RFAE | LCLY | Lincolnville Layover | RBFAC | Rail and Bus Facility | SRV | Services | HVAC | HVAC | GSDESYS | Gas Detection System |  | Gas Detection System
| RFAE | LCLY | Lincolnville Layover | RBFAC | Rail and Bus Facility | SRV | Services | HVAC | HVAC | GSDSTSYS | Gas Dist. System | GSDSTSYS | Gas Distribution System
| RFAE | LCLY | Lincolnville Layover | RBFAC | Rail and Bus Facility | SRV | Services | HVAC | HVAC | HVACDS | HVAC Air Dist. System |  | HVAC Air Distribution System
| RFAE | LCLY | Lincolnville Layover | RBFAC | Rail and Bus Facility | SRV | Services | HVAC | HVAC | PMP | Pump |  | Pump
| RFAE | LCLY | Lincolnville Layover | RBFAC | Rail and Bus Facility | SRV | Services | HVAC | HVAC | TRMHTR | Terminal Heater |  | Terminal Heater
| RFAE | LCLY | Lincolnville Layover | RBFAC | Rail and Bus Facility | SRV | Services | PLB | Plumbing | BFP | Backflow Prevention |  | Backflow Prevention
| RFAE | LCLY | Lincolnville Layover | RBFAC | Rail and Bus Facility | SRV | Services | PLB | Plumbing | HTWTRHT | Hot Water Heater |  | Hot Water Heater
| RFAE | LCLY | Lincolnville Layover | RBFAC | Rail and Bus Facility | SRV | Services | PLB | Plumbing | PLMBFXT | Plumbing Fixture |  | Plumbing Fixture
| RFAE | LCLY | Lincolnville Layover | RBFAC | Rail and Bus Facility | WLKY | Walkway | HNDRL | Hand Rail |  | Hand Rail
| RFAE | LCLY | Lincolnville Layover | RBFAC | Rail and Bus Facility | WLKY | Walkway | PEDWLK | Pedestrian walk way |  | Pedestrian walk way
| RFAE | LCLY | Lincolnville Layover | RDGR | Roads and Grounds | GEL | Grounds Electrical | EDST | Electrical Distribution | EMRGEN | Emergency Generator |  | Emergency Generator
| RFAE | LCLY | Lincolnville Layover | RDGR | Roads and Grounds | GEL | Grounds Electrical | EDST | Electrical Distribution | LOWVLTPB | Low Voltage Panel Board |  | Low Voltage Panel Board
| RFAE | LCLY | Lincolnville Layover | RDGR | Roads and Grounds | GEL | Grounds Electrical | EDST | Electrical Distribution | MHVLTDS | Medium/High Voltage Dist. System |  | Medium/High Voltage Distribution System
| RFAE | LCLY | Lincolnville Layover | RDGR | Roads and Grounds | GEL | Grounds Electrical | EDST | Electrical Distribution | MHVTRS | Medium/High Voltage Transformer |  | Medium/High Voltage Transformer
| RFAE | LCLY | Lincolnville Layover | RDGR | Roads and Grounds | GEL | Grounds Electrical | EDST | Electrical Distribution | MNHOL | Manhole |  | Manhole
| RFAE | LCLY | Lincolnville Layover | RDGR | Roads and Grounds | GEL | Grounds Electrical | EDST | Electrical Distribution | TUNSTRUC | Tunnel Structure |  | Tunnel Structure
| RFAE | LCLY | Lincolnville Layover | RDGR | Roads and Grounds | GEL | Grounds Electrical | GLGT | Grounds Lighting | LGHTSTD | Light Standard |  | Light Standard
| RFAE | LCLY | Lincolnville Layover | RDGR | Roads and Grounds | GRDS | Grounds | BOLRD | Bollard |  | Bollard
| RFAE | LCLY | Lincolnville Layover | RDGR | Roads and Grounds | GRDS | Grounds | FNC | Fence |  | Fence
| RFAE | LCLY | Lincolnville Layover | RDGR | Roads and Grounds | GRDS | Grounds | FXFURN | Fixed Furniture |  | Fixed Furniture
| RFAE | LCLY | Lincolnville Layover | RDGR | Roads and Grounds | GRDS | Grounds | GATE | Gate |  | Gate
| RFAE | LCLY | Lincolnville Layover | RDGR | Roads and Grounds | GRDS | Grounds | GRDRL | Guard Rail |  | Guard Rail
| RFAE | LCLY | Lincolnville Layover | RDGR | Roads and Grounds | GRDS | Grounds | MNHOL | Manhole |  | Manhole
| RFAE | LCLY | Lincolnville Layover | RDGR | Roads and Grounds | GRDS | Grounds | RTNWLL | Retaining Wall |  | Retaining Wall
| RFAE | LCLY | Lincolnville Layover | RDGR | Roads and Grounds | GRDS | Grounds | SGNFAC | Signs - Facility ID |  | Signs - Facility ID
| RFAE | LCLY | Lincolnville Layover | RDGR | Roads and Grounds | GRDS | Grounds | SHD | Shed |  | Shed
| RFAE | LCLY | Lincolnville Layover | RDGR | Roads and Grounds | GRDS | Grounds | SHLTR | Shelter |  | Shelter
| RFAE | LCLY | Lincolnville Layover | RDGR | Roads and Grounds | GUTL | Grounds Utilities | SEP | Separator |  | Separator
| RFAE | LCLY | Lincolnville Layover | RDGR | Roads and Grounds | GUTL | Grounds Utilities | STM | Storm Sewer | DRNCB | Drainage Catch Basin |  | Drainage Catch Basin
| RFAE | LCLY | Lincolnville Layover | RDGR | Roads and Grounds | GUTL | Grounds Utilities | STM | Storm Sewer | MNHOL | Manhole |  | Manhole
| RFAE | LCLY | Lincolnville Layover | RDGR | Roads and Grounds | GUTL | Grounds Utilities | STM | Storm Sewer | SEP | Separator |  | Separator
| RFAE | LCLY | Lincolnville Layover | RDGR | Roads and Grounds | GUTL | Grounds Utilities | WTR | Water Supply | DOMWDS | Domestic Water Dist. System |  | Domestic Water Distribution System
| RFAE | LCLY | Lincolnville Layover | RDGR | Roads and Grounds | GUTL | Grounds Utilities | WTR | Water Supply | FRHYD | Fire Hydrants |  | Fire Hydrants
| RFAE | LCLY | Lincolnville Layover | RDGR | Roads and Grounds | PLOT | Parking Lot | TRFBAR | Traffic Barrier |  | Traffic Barrier
| RFAE | LCLY | Lincolnville Layover | RDGR | Roads and Grounds | PSYS | Process Systems | CAIR | Compressed Air | ARCMP | Air Compressor |  | Air Compressor
| RFAE | LCLY | Lincolnville Layover | RDGR | Roads and Grounds | PSYS | Process Systems | CAIR | Compressed Air | WYCMPAR | Wayside Compressed Air Outlet |  | Wayside Compressed Air Outlet
| RFAE | LCLY | Lincolnville Layover | RDGR | Roads and Grounds | PSYS | Process Systems | FDST | Fuel Distribution System | FLFMTR | Fuel Flow Meter |  | Fuel Flow Meter
| RFAE | LCLY | Lincolnville Layover | RDGR | Roads and Grounds | PSYS | Process Systems | FDST | Fuel Distribution System | MNHOL | Manhole |  | Manhole
| RFAE | LCLY | Lincolnville Layover | RDGR | Roads and Grounds | PSYS | Process Systems | FDST | Fuel Distribution System | STORTNK | Storage Tank |  | Storage Tank
| RFAE | LCLY | Lincolnville Layover | RDGR | Roads and Grounds | PSYS | Process Systems | FDST | Fuel Distribution System | TRFDST | Train Fluids Dispensing Station |  | Train Fluids Dispensing Station
| RFAE | LCLY | Lincolnville Layover | RDGR | Roads and Grounds | PSYS | Process Systems | SEU | Site Electrical Utilities | MNHOL | Manhole |  | Manhole
| RFAE | LCLY | Lincolnville Layover | RDGR | Roads and Grounds | PSYS | Process Systems | SEU | Site Electrical Utilities | UTLPOLE | Utility Pole |  | Utility Pole
| RFAE | LCLY | Lincolnville Layover | RDGR | Roads and Grounds | PSYS | Process Systems | SNDL | Sand Loading System | ACCPLTF | Access Platform |  | Access Platform
| RFAE | LCLY | Lincolnville Layover | RDGR | Roads and Grounds | PSYS | Process Systems | SNDL | Sand Loading System | CP | Control Panel |  | Control Panel
| RFAE | LCLY | Lincolnville Layover | RDGR | Roads and Grounds | PSYS | Process Systems | SNDL | Sand Loading System | FLTR | Filter |  | Filter
| RFAE | LCLY | Lincolnville Layover | RDGR | Roads and Grounds | PSYS | Process Systems | SNDL | Sand Loading System | MNHOL | Manhole |  | Manhole
| RFAE | LCLY | Lincolnville Layover | RDGR | Roads and Grounds | PSYS | Process Systems | SNDL | Sand Loading System | SDVLV | Solenoid Valve |  | Solenoid Valve
| RFAE | LCLY | Lincolnville Layover | RDGR | Roads and Grounds | PSYS | Process Systems | SNDL | Sand Loading System | SNDBLR | Sand Blower |  | Sand Blower
| RFAE | LCLY | Lincolnville Layover | RDGR | Roads and Grounds | PSYS | Process Systems | SNDL | Sand Loading System | SNDLDDS | Sand Loading Dist. System |  | Sand Loading Distribution System
| RFAE | LCLY | Lincolnville Layover | RDGR | Roads and Grounds | PSYS | Process Systems | SNDL | Sand Loading System | SNPMPT | Sand Pump - Train |  | Sand Pump - Train
| RFAE | LCLY | Lincolnville Layover | RDGR | Roads and Grounds | PSYS | Process Systems | TFS | Train Fluid System | TRNFLDS | Train Fluids Dist. System |  | Train Fluids Distribution System
| RFAE | LCLY | Lincolnville Layover | RDGR | Roads and Grounds | PSYS | Process Systems | WYSD | Wayside | CP | Control Panel |  | Control Panel
| RFAE | LCLY | Lincolnville Layover | RDGR | Roads and Grounds | PSYS | Process Systems | WYSD | Wayside | LVPAN | Low Voltage Panel |  | Low Voltage Panel
| RFAE | LCLY | Lincolnville Layover | RDGR | Roads and Grounds | PSYS | Process Systems | WYSD | Wayside | WYSPDP | Wayside Power Dist. Panel |  | Wayside Power Distribution Panel
| RFAE | LCLY | Lincolnville Layover | RDGR | Roads and Grounds | PSYS | Process Systems | WYSD | Wayside | WYSPOC | Wayside Power Outlets & Cables |  | Wayside Power Outlets & Cables
| RFAE | LCLY | Lincolnville Layover | RDGR | Roads and Grounds | RDW | Roadways | RDWY | Roadway |  | Roadway
| RFAE | LCLY | Lincolnville Layover | RDGR | Roads and Grounds | RDW | Roadways | TRFBAR | Traffic Barrier |  | Traffic Barrier
| RFAE | LCLY | Lincolnville Layover | RDGR | Roads and Grounds | TRNFLDS | Train Fluids Dist. System | TRFDST | Train Fluids Dispensing Station |  | Train Fluids Dispensing Station
| RFAE | LCLY | Lincolnville Layover | RDGR | Roads and Grounds | WLKY | Walkway | DR | Door |  | Door
| RFAE | LCLY | Lincolnville Layover | RDGR | Roads and Grounds | WLKY | Walkway | ELEC | Electrical | LGHT | Lighting |  | Lighting
| RFAE | LCLY | Lincolnville Layover | RDGR | Roads and Grounds | WLKY | Walkway | PEDWLK | Pedestrian walk way |  | Pedestrian walk way
| RFAE | LCLY | Lincolnville Layover | SS | Substation | GEL | Grounds Electrical | EDST | Electrical Distribution | GRNDLPS | Grounding and Lightning PS | GRNDLPS | Grounding and Lightning Protection System
| RFAE | LCLY | Lincolnville Layover | SS | Substation | GEL | Grounds Electrical | EDST | Electrical Distribution | SWTYDSE | Switchyard Service Entrance |  | Switchyard Service Entrance
| RFAE | LCLY | Lincolnville Layover | SS | Substation | GEL | Grounds Electrical | EDST | Electrical Distribution | SWTYTRS | Switchyard Transformation |  | Switchyard Transformation
| RFAE | LCLY | Lincolnville Layover | SS | Substation | GRDS | Grounds | CNPY | Canopy |  | Canopy
| RFAE | LCLY | Lincolnville Layover | SS | Substation | PSYS | Process Systems | SNDL | Sand Loading System | ARCMP | Air Compressor |  | Air Compressor
| RFAE | LCLY | Lincolnville Layover | SS | Substation | PSYS | Process Systems | WYSD | Wayside | CP | Control Panel |  | Control Panel
| RFAE | LCLY | Lincolnville Layover | SS | Substation | PSYS | Process Systems | WYSD | Wayside | LVPAN | Low Voltage Panel |  | Low Voltage Panel
| RFAE | LCLY | Lincolnville Layover | SS | Substation | RMINT | Room Interior | DR | Door |  | Door
| RFAE | LCLY | Lincolnville Layover | SS | Substation | RMINT | Room Interior | RMINT | Room Interior |  | Room Interior
| RFAE | LCLY | Lincolnville Layover | SS | Substation | SBST | Substructure | SBST | Substructure |  | Substructure
| RFAE | LCLY | Lincolnville Layover | SS | Substation | SBST | Substructure | SPST | Superstructure |  | Superstructure
| RFAE | LCLY | Lincolnville Layover | SS | Substation | SHELL | Shell | DR | Door |  | Door
| RFAE | LCLY | Lincolnville Layover | SS | Substation | SHELL | Shell | EXTRWLL | Exterior Wall |  | Exterior Wall
| RFAE | LCLY | Lincolnville Layover | SS | Substation | SHELL | Shell | FLTROOF | Flat Roof |  | Flat Roof
| RFAE | LCLY | Lincolnville Layover | SS | Substation | SHELL | Shell | SPST | Superstructure |  | Superstructure
| RFAE | LCLY | Lincolnville Layover | SS | Substation | SHELL | Shell | DR | Door |  | Door
| RFAE | LCLY | Lincolnville Layover | SS | Substation | SHELL | Shell | EXTRWLL | Exterior Wall |  | Exterior Wall
| RFAE | LCLY | Lincolnville Layover | SS | Substation | SHELL | Shell | FLTROOF | Flat Roof |  | Flat Roof
| RFAE | LCLY | Lincolnville Layover | SS | Substation | SHELL | Shell | OHDDR | Overhead Door |  | Overhead Door
| RFAE | LCLY | Lincolnville Layover | SS | Substation | SRV | Services | ELEC | Electrical | LGHT | Lighting |  | Lighting
| RFAE | LCLY | Lincolnville Layover | SS | Substation | SRV | Services | ELEC | Electrical | LGHTCTRL | Lighting Control System |  | Lighting Control System
| RFAE | LCLY | Lincolnville Layover | SS | Substation | SRV | Services | ELEC | Electrical | BPEMR | Battery Powered Emergency Lighting and Exit Lighting | BPEMERGL | Battery Powered Emergency Lighting and Exit Lighting
| RFAE | LCLY | Lincolnville Layover | SS | Substation | SRV | Services | ELEC | Electrical | CP | Control Panel |  | Control Panel
| RFAE | LCLY | Lincolnville Layover | SS | Substation | SRV | Services | ELEC | Electrical | DRWOBR | Draw-Out breaker |  | Draw-Out breaker
| RFAE | LCLY | Lincolnville Layover | SS | Substation | SRV | Services | ELEC | Electrical | FZDISC | Fuse Disconnect |  | Fuse Disconnect
| RFAE | LCLY | Lincolnville Layover | SS | Substation | SRV | Services | ELEC | Electrical | GRLPS | Grounding and Lightning PS | GRNDLPS | Grounding and Lightning Protection System
| RFAE | LCLY | Lincolnville Layover | SS | Substation | SRV | Services | ELEC | Electrical | GRNDLPS | Grounding and Lightning PS | GRNDLPS | Grounding and Lightning Protection System
| RFAE | LCLY | Lincolnville Layover | SS | Substation | SRV | Services | ELEC | Electrical | LOWVLTPB | Low Voltage Panel Board |  | Low Voltage Panel Board
| RFAE | LCLY | Lincolnville Layover | SS | Substation | SRV | Services | ELEC | Electrical | LVPAN | Low Voltage Panel |  | Low Voltage Panel
| RFAE | LCLY | Lincolnville Layover | SS | Substation | SRV | Services | ELEC | Electrical | LVTRS | Low Voltage Transformer |  | Low Voltage Transformer
| RFAE | LCLY | Lincolnville Layover | SS | Substation | SRV | Services | ELEC | Electrical | MHVLTDS | Medium/High Voltage Dist. System |  | Medium/High Voltage Distribution System
| RFAE | LCLY | Lincolnville Layover | SS | Substation | SRV | Services | ELEC | Electrical | MCC | Motor Control Centers | MTRCONTC | Motor Control Centers (MCC)
| RFAE | LCLY | Lincolnville Layover | SS | Substation | SRV | Services | ELEC | Electrical | RCTFR | Rectifier | RCTFR | Rectifier | BATTERY | Battery
| RFAE | LCLY | Lincolnville Layover | SS | Substation | SRV | Services | ELEC | Electrical | SWTGR | Switchgear |  | Switchgear
| RFAE | LCLY | Lincolnville Layover | SS | Substation | SRV | Services | ELEC | Electrical | UPS | UPS |  | Uninterruptable Power Supply
| RFAE | LCLY | Lincolnville Layover | SS | Substation | SRV | Services | ELEC | Electrical | UTLMTR | Utility Meters |  | Utility Meters
| RFAE | LCLY | Lincolnville Layover | SS | Substation | SRV | Services | ELEC | Electrical | UPS | UPS |  | Uninterruptable Power Supply
| RFAE | LCLY | Lincolnville Layover | SS | Substation | SRV | Services | FRPR | Fire Protection | FREXT | Fire Extinguisher |  | Fire Extinguisher
| RFAE | LCLY | Lincolnville Layover | SS | Substation | SRV | Services | FZDISC | Fuse Disconnect | GENERAL | General Class |  | General Class
| RFAE | LCLY | Lincolnville Layover | SS | Substation | SRV | Services | HVAC | HVAC | FAN | Fan |  | Fan
| RFAE | LCLY | Lincolnville Layover | SS | Substation | SRV | Services | HVAC | HVAC | GSDESYS | Gas Detection System |  | Gas Detection System
| RFAE | LCLY | Lincolnville Layover | SS | Substation | SRV | Services | HVAC | HVAC | HVACDS | HVAC Air Dist. System |  | HVAC Air Distribution System
| RFAE | LCLY | Lincolnville Layover | SS | Substation | SRV | Services | HVAC | HVAC | TRMHTR | Terminal Heater |  | Terminal Heater
| RFAE | LCLY | Lincolnville Layover | SS | Substation | SRV | Services | HVACARD | Air - Conditioning- Indoor Evaporator | ACINE | AC - Indoor Evaporator |  | AC - Indoor Evaporator
| RFAE | LCLY | Lincolnville Layover | SS | Substation | SRV | Services | HVACARDS | Air - Conditioning- Condenser | ACCND | AC - Condenser |  | AC - Condenser
| RFAE | LCLY | Lincolnville Layover | RDGR | Roads and Grounds | GUTL | Grounds Utilities | STM | Storm Sewer | SWT | Storm Water Treatment | SOWS | Stormwater oil water separator |  | Stormwater oil water separator
| RFAE | LCLY | Lincolnville Layover | RDGR | Roads and Grounds | GUTL | Grounds Utilities | STM | Storm Sewer | SWT | Storm Water Treatment | SOGS | Stormwater oil grit separator |  | Stormwater oil grit separator
| RFAE | LCLY | Lincolnville Layover | RDGR | Roads and Grounds | GUTL | Grounds Utilities | STM | Storm Sewer | SWT | Storm Water Treatment | SOSV | Stormwater oil stop valve |  | Stormwater oil stop valve
| RFAE | LCLY | Lincolnville Layover | RDGR | Roads and Grounds | GUTL | Grounds Utilities | STM | Storm Sewer | SWT | Storm Water Treatment | SOF | Stormwater outflow |  | Stormwater outflow
| RFAW | LRLY | Lewis Road Layover | RDGR | Roads and Grounds | GUTL | Grounds Utilities | STM | Storm Sewer | SWT | Storm Water Treatment | SOGS | Stormwater oil grit separator |  | Stormwater oil grit separator
| RFAW | LRLY | Lewis Road Layover | RDGR | Roads and Grounds | GUTL | Grounds Utilities | STM | Storm Sewer | SWT | Storm Water Treatment | SOF | Stormwater outflow |  | Stormwater outflow
| RFAW | LRLY | Lewis Road Layover | ELCSS | Electrical Substation Building | GEL | Grounds Electrical | EDST | Electrical Distribution | LOADBNK | Load Bank |  | Load Bank
| RFAW | LRLY | Lewis Road Layover | ELCSS | Electrical Substation Building | GEL | Grounds Electrical | EDST | Electrical Distribution | SWTYDSE | Switchyard Service Entrance |  | Switchyard Service Entrance
| RFAW | LRLY | Lewis Road Layover | ELCSS | Electrical Substation Building | GEL | Grounds Electrical | EDST | Electrical Distribution | SWTYTRS | Switchyard Transformation |  | Switchyard Transformation
| RFAW | LRLY | Lewis Road Layover | ELCSS | Electrical Substation Building | PSYS | Process Systems | SEU | Site Electrical Utilities | UTLMTR | Utility Meters |  | Utility Meters
| RFAW | LRLY | Lewis Road Layover | ELCSS | Electrical Substation Building | RMINT | Room Interior | DR | Door |  | Door
| RFAW | LRLY | Lewis Road Layover | ELCSS | Electrical Substation Building | RMINT | Room Interior | RMINT | Room Interior |  | Room Interior
| RFAW | LRLY | Lewis Road Layover | ELCSS | Electrical Substation Building | SBST | Substructure | SBST | Substructure |  | Substructure
| RFAW | LRLY | Lewis Road Layover | ELCSS | Electrical Substation Building | SBST | Substructure | SPST | Superstructure |  | Superstructure
| RFAW | LRLY | Lewis Road Layover | ELCSS | Electrical Substation Building | SHELL | Shell | DR | Door |  | Door
| RFAW | LRLY | Lewis Road Layover | ELCSS | Electrical Substation Building | SHELL | Shell | EXTRWLL | Exterior Wall |  | Exterior Wall
| RFAW | LRLY | Lewis Road Layover | ELCSS | Electrical Substation Building | SHELL | Shell | OHDDR | Overhead Door |  | Overhead Door
| RFAW | LRLY | Lewis Road Layover | ELCSS | Electrical Substation Building | SHELL | Shell | SLPDRF | Sloped Roof |  | Sloped Roof
| RFAW | LRLY | Lewis Road Layover | ELCSS | Electrical Substation Building | SRV | Services | ELEC | Electrical | CP | Control Panel |  | Control Panel
| RFAW | LRLY | Lewis Road Layover | ELCSS | Electrical Substation Building | SRV | Services | ELEC | Electrical | CPCTR | Capacitor |  | Capacitor
| RFAW | LRLY | Lewis Road Layover | ELCSS | Electrical Substation Building | SRV | Services | ELEC | Electrical | DRWOBR | Draw-Out breaker |  | Draw-Out breaker
| RFAW | LRLY | Lewis Road Layover | ELCSS | Electrical Substation Building | SRV | Services | ELEC | Electrical | EMRGSB | Emergency Stop Button |  | Emergency Stop Button
| RFAW | LRLY | Lewis Road Layover | ELCSS | Electrical Substation Building | SRV | Services | ELEC | Electrical | GRLPS | Grounding and Lightning PS | GRNDLPS | Grounding and Lightning Protection System
| RFAW | LRLY | Lewis Road Layover | ELCSS | Electrical Substation Building | SRV | Services | ELEC | Electrical | LGHTCTRL | Lighting Control System |  | Lighting Control System
| RFAW | LRLY | Lewis Road Layover | ELCSS | Electrical Substation Building | SRV | Services | ELEC | Electrical | LGHT | Lighting |  | Lighting
| RFAW | LRLY | Lewis Road Layover | ELCSS | Electrical Substation Building | SRV | Services | ELEC | Electrical | LVDSYS | Low Voltage Dist. System |  | Low Voltage Distribution System
| RFAW | LRLY | Lewis Road Layover | ELCSS | Electrical Substation Building | SRV | Services | ELEC | Electrical | LVPAN | Low Voltage Panel |  | Low Voltage Panel
| RFAW | LRLY | Lewis Road Layover | ELCSS | Electrical Substation Building | SRV | Services | ELEC | Electrical | LVTRS | Low Voltage Transformer |  | Low Voltage Transformer
| RFAW | LRLY | Lewis Road Layover | ELCSS | Electrical Substation Building | SRV | Services | ELEC | Electrical | MCC | Motor Control Centers | MTRCONTC | Motor Control Centers (MCC)
| RFAW | LRLY | Lewis Road Layover | ELCSS | Electrical Substation Building | SRV | Services | ELEC | Electrical | RCTFR | Rectifier | RCTFR | Rectifier | BATTERY | Battery
| RFAW | LRLY | Lewis Road Layover | ELCSS | Electrical Substation Building | SRV | Services | ELEC | Electrical | SWTBRD | Switchboard |  | Switchboard
| RFAW | LRLY | Lewis Road Layover | ELCSS | Electrical Substation Building | SRV | Services | ELEC | Electrical | SWTGR | Switchgear |  | Switchgear
| RFAW | LRLY | Lewis Road Layover | ELCSS | Electrical Substation Building | SRV | Services | ELEC | Electrical | TRSSWT | Transfer Switch |  | Transfer Switch
| RFAW | LRLY | Lewis Road Layover | ELCSS | Electrical Substation Building | SRV | Services | ELEC | Electrical | UPS | UPS |  | Uninterruptable Power Supply
| RFAW | LRLY | Lewis Road Layover | ELCSS | Electrical Substation Building | SRV | Services | FRPR | Fire Protection | FREXT | Fire Extinguisher |  | Fire Extinguisher
| RFAW | LRLY | Lewis Road Layover | ELCSS | Electrical Substation Building | SRV | Services | HAS | Health and Safety | FRAIDK | First Aid Kit |  | First Aid Kit
| RFAW | LRLY | Lewis Road Layover | ELCSS | Electrical Substation Building | SRV | Services | HVAC | HVAC | ACCND | AC - Condenser |  | AC - Condenser
| RFAW | LRLY | Lewis Road Layover | ELCSS | Electrical Substation Building | SRV | Services | HVAC | HVAC | ACINE | AC - Indoor Evaporator |  | AC - Indoor Evaporator
| RFAW | LRLY | Lewis Road Layover | ELCSS | Electrical Substation Building | SRV | Services | HVAC | HVAC | FAN | Fan |  | Fan
| RFAW | LRLY | Lewis Road Layover | ELCSS | Electrical Substation Building | SRV | Services | HVAC | HVAC | GSDESYS | Gas Detection System |  | Gas Detection System
| RFAW | LRLY | Lewis Road Layover | ELCSS | Electrical Substation Building | SRV | Services | HVAC | HVAC | TRMHTR | Terminal Heater |  | Terminal Heater
| RFAW | LRLY | Lewis Road Layover | RDGR | Roads and Grounds | GEL | Grounds Electrical | EDST | Electrical Distribution | EMRGEN | Emergency Generator |  | Emergency Generator
| RFAW | LRLY | Lewis Road Layover | RDGR | Roads and Grounds | GEL | Grounds Electrical | EDST | Electrical Distribution | LVPAN | Low Voltage Panel |  | Low Voltage Panel
| RFAW | LRLY | Lewis Road Layover | RDGR | Roads and Grounds | GEL | Grounds Electrical | EDST | Electrical Distribution | MNHOL | Manhole |  | Manhole
| RFAW | LRLY | Lewis Road Layover | RDGR | Roads and Grounds | GEL | Grounds Electrical | GLGT | Grounds Lighting | LGHTSTD | Light Standard |  | Light Standard
| RFAW | LRLY | Lewis Road Layover | RDGR | Roads and Grounds | GRDS | Grounds | BOLRD | Bollard |  | Bollard
| RFAW | LRLY | Lewis Road Layover | RDGR | Roads and Grounds | GRDS | Grounds | ELEC | Electrical | LGHT | Lighting |  | Lighting
| RFAW | LRLY | Lewis Road Layover | RDGR | Roads and Grounds | GRDS | Grounds | GATE | Gate |  | Gate
| RFAW | LRLY | Lewis Road Layover | RDGR | Roads and Grounds | GRDS | Grounds | HVAC | HVAC | TRMHTR | Terminal Heater |  | Terminal Heater
| RFAW | LRLY | Lewis Road Layover | RDGR | Roads and Grounds | GRDS | Grounds | MNHOL | Manhole |  | Manhole
| RFAW | LRLY | Lewis Road Layover | RDGR | Roads and Grounds | GRDS | Grounds | SGNFAC | Signs - Facility ID |  | Signs - Facility ID
| RFAW | LRLY | Lewis Road Layover | RDGR | Roads and Grounds | GRDS | Grounds | SHD | Shed |  | Shed
| RFAW | LRLY | Lewis Road Layover | RDGR | Roads and Grounds | GRDS | Grounds | UTLPOLE | Utility Pole |  | Utility Pole
| RFAW | LRLY | Lewis Road Layover | RDGR | Roads and Grounds | GUTL | Grounds Utilities | SAN | Sanitary Sewer | MNHOL | Manhole |  | Manhole
| RFAW | LRLY | Lewis Road Layover | RDGR | Roads and Grounds | GUTL | Grounds Utilities | SAN | Sanitary Sewer | SEPTNK | Septic Tank |  | Septic Tank
| RFAE | LRLY | Lewis Road Layover | RDGR | Roads and Grounds | GUTL | Grounds Utilities | STM | Storm Sewer | CRNCBR | Drainage Culvert Barrel | CULVAPR | Culvert Apron
| RFAW | LRLY | Lewis Road Layover | RDGR | Roads and Grounds | GUTL | Grounds Utilities | STM | Storm Sewer | CRNCBR | Drainage Culvert Barrel | CULVBARR | Culvert Barrel
| RFAW | LRLY | Lewis Road Layover | RDGR | Roads and Grounds | GUTL | Grounds Utilities | STM | Storm Sewer | DRNCB | Drainage Catch Basin |  | Drainage Catch Basin
| RFAW | LRLY | Lewis Road Layover | RDGR | Roads and Grounds | GUTL | Grounds Utilities | STM | Storm Sewer | MNHOL | Manhole |  | Manhole
| RFAW | LRLY | Lewis Road Layover | RDGR | Roads and Grounds | GUTL | Grounds Utilities | STM | Storm Sewer | SEP | Separator |  | Separator
| RFAW | LRLY | Lewis Road Layover | RDGR | Roads and Grounds | GUTL | Grounds Utilities | STM | Storm Sewer | SURFSCS | Surface Stormwater Control |  | Surface Stormwater Control
| RFAW | LRLY | Lewis Road Layover | RDGR | Roads and Grounds | GUTL | Grounds Utilities | STM | Storm Sewer | SURFSCS | Surface Stormwater Control |  | Surface Stormwater Control
| RFAW | LRLY | Lewis Road Layover | RDGR | Roads and Grounds | GUTL | Grounds Utilities | WTR | Water Supply | FRHYD | Fire Hydrants |  | Fire Hydrants
| RFAW | LRLY | Lewis Road Layover | RDGR | Roads and Grounds | PLOT | Parking Lot | PKGAREA | Parking Area |  | Parking Area
| RFAW | LRLY | Lewis Road Layover | RDGR | Roads and Grounds | PSYS | Process Systems | CAIR | Compressed Air | ARCMP | Air Compressor |  | Air Compressor
| RFAW | LRLY | Lewis Road Layover | RDGR | Roads and Grounds | PSYS | Process Systems | CAIR | Compressed Air | CMPADS | Compressed Air Dist. System |  | Compressed Air Distribution System
| RFAW | LRLY | Lewis Road Layover | RDGR | Roads and Grounds | PSYS | Process Systems | CAIR | Compressed Air | DRYARCP | Dryer - Air Compressor |  | Dryer - Air Compressor
| RFAW | LRLY | Lewis Road Layover | RDGR | Roads and Grounds | PSYS | Process Systems | CAIR | Compressed Air | EMRGSB | Emergency Stop Button |  | Emergency Stop Button
| RFAW | LRLY | Lewis Road Layover | RDGR | Roads and Grounds | PSYS | Process Systems | CAIR | Compressed Air | FLTR | Filter |  | Filter
| RFAW | LRLY | Lewis Road Layover | RDGR | Roads and Grounds | PSYS | Process Systems | CAIR | Compressed Air | PTARCP | Pressure Tank - Air Compressor |  | Pressure Tank - Air Compressor
| RFAW | LRLY | Lewis Road Layover | RDGR | Roads and Grounds | PSYS | Process Systems | SEU | Site Electrical Utilities | UTLPOLE | Utility Pole |  | Utility Pole
| RFAW | LRLY | Lewis Road Layover | RDGR | Roads and Grounds | PSYS | Process Systems | SNDL | Sand Loading System | ACCPLTF | Access Platform |  | Access Platform
| RFAW | LRLY | Lewis Road Layover | RDGR | Roads and Grounds | PSYS | Process Systems | SNDL | Sand Loading System | CP | Control Panel |  | Control Panel
| RFAW | LRLY | Lewis Road Layover | RDGR | Roads and Grounds | PSYS | Process Systems | SNDL | Sand Loading System | SNDLDDS | Sand Loading Dist. System |  | Sand Loading Distribution System
| RFAW | LRLY | Lewis Road Layover | RDGR | Roads and Grounds | PSYS | Process Systems | SNDL | Sand Loading System | SNDSILO | Sand Silo |  | Sand Silo
| RFAW | LRLY | Lewis Road Layover | RDGR | Roads and Grounds | PSYS | Process Systems | WYSD | Wayside | EMRGSB | Emergency Stop Button |  | Emergency Stop Button
| RFAW | LRLY | Lewis Road Layover | RDGR | Roads and Grounds | PSYS | Process Systems | WYSD | Wayside | WYCMPAR | Wayside Compressed Air Outlet |  | Wayside Compressed Air Outlet
| RFAW | LRLY | Lewis Road Layover | RDGR | Roads and Grounds | PSYS | Process Systems | WYSD | Wayside | WYSPDP | Wayside Power Dist. Panel |  | Wayside Power Distribution Panel
| RFAW | LRLY | Lewis Road Layover | RDGR | Roads and Grounds | PSYS | Process Systems | WYSD | Wayside | WYSPOC | Wayside Power Outlets & Cables |  | Wayside Power Outlets & Cables
| RFAW | LRLY | Lewis Road Layover | RDGR | Roads and Grounds | RDW | Roadways | RDWY | Roadway |  | Roadway
| RFAW | LRLY | Lewis Road Layover | RDGR | Roads and Grounds | WLKY | Walkway | PEDWLK | Pedestrian walk way |  | Pedestrian walk way
| RFAW | LRLY | Lewis Road Layover | SFSTB | Staff & Storage Building | GUTL | Grounds Utilities | SAN | Sanitary Sewer | WWCLS | Waste Water Collection System |  | Waste Water Collection System
| RFAW | LRLY | Lewis Road Layover | SFSTB | Staff & Storage Building | RMINT | Room Interior | DR | Door |  | Door
| RFAW | LRLY | Lewis Road Layover | SFSTB | Staff & Storage Building | RMINT | Room Interior | RMINT | Room Interior |  | Room Interior
| RFAW | LRLY | Lewis Road Layover | SFSTB | Staff & Storage Building | SBST | Substructure | SBST | Substructure |  | Substructure
| RFAW | LRLY | Lewis Road Layover | SFSTB | Staff & Storage Building | SBST | Substructure | SPST | Superstructure |  | Superstructure
| RFAW | LRLY | Lewis Road Layover | SFSTB | Staff & Storage Building | SHELL | Shell | DR | Door |  | Door
| RFAW | LRLY | Lewis Road Layover | SFSTB | Staff & Storage Building | SHELL | Shell | EXTRWLL | Exterior Wall |  | Exterior Wall
| RFAW | LRLY | Lewis Road Layover | SFSTB | Staff & Storage Building | SHELL | Shell | OHDDR | Overhead Door |  | Overhead Door
| RFAW | LRLY | Lewis Road Layover | SFSTB | Staff & Storage Building | SHELL | Shell | SGNFAC | Signs - Facility ID |  | Signs - Facility ID
| RFAW | LRLY | Lewis Road Layover | SFSTB | Staff & Storage Building | SHELL | Shell | SLPDRF | Sloped Roof |  | Sloped Roof
| RFAW | LRLY | Lewis Road Layover | SFSTB | Staff & Storage Building | SHELL | Shell | WINDSYS | Window System |  | Window System
| RFAW | LRLY | Lewis Road Layover | SFSTB | Staff & Storage Building | SRV | Services | ELEC | Electrical | GRLPS | Grounding and Lightning PS | GRNDLPS | Grounding and Lightning Protection System
| RFAW | LRLY | Lewis Road Layover | SFSTB | Staff & Storage Building | SRV | Services | ELEC | Electrical | HNDDRY | Hand Dryer |  | Hand Dryer
| RFAW | LRLY | Lewis Road Layover | SFSTB | Staff & Storage Building | SRV | Services | ELEC | Electrical | LGHTCTRL | Lighting Control System |  | Lighting Control System
| RFAW | LRLY | Lewis Road Layover | SFSTB | Staff & Storage Building | SRV | Services | ELEC | Electrical | LGHT | Lighting |  | Lighting
| RFAW | LRLY | Lewis Road Layover | SFSTB | Staff & Storage Building | SRV | Services | ELEC | Electrical | LVDSYS | Low Voltage Dist. System |  | Low Voltage Distribution System
| RFAW | LRLY | Lewis Road Layover | SFSTB | Staff & Storage Building | SRV | Services | ELEC | Electrical | LVPAN | Low Voltage Panel |  | Low Voltage Panel
| RFAW | LRLY | Lewis Road Layover | SFSTB | Staff & Storage Building | SRV | Services | ELEC | Electrical | LVTRS | Low Voltage Transformer |  | Low Voltage Transformer
| RFAW | LRLY | Lewis Road Layover | SFSTB | Staff & Storage Building | SRV | Services | ELEC | Electrical | UPS | UPS |  | Uninterruptable Power Supply
| RFAW | LRLY | Lewis Road Layover | SFSTB | Staff & Storage Building | SRV | Services | FRDT | Fire Detection | FRDSYS | Fire Detection System |  | Fire Detection System
| RFAW | LRLY | Lewis Road Layover | SFSTB | Staff & Storage Building | SRV | Services | FRPR | Fire Protection | FREXT | Fire Extinguisher |  | Fire Extinguisher
| RFAW | LRLY | Lewis Road Layover | SFSTB | Staff & Storage Building | SRV | Services | HAS | Health and Safety | EMRGPF | Emergency Plumbing Fixture |  | Emergency Plumbing Fixture
| RFAW | LRLY | Lewis Road Layover | SFSTB | Staff & Storage Building | SRV | Services | HAS | Health and Safety | FRAIDK | First Aid Kit |  | First Aid Kit
| RFAW | LRLY | Lewis Road Layover | SFSTB | Staff & Storage Building | SRV | Services | HVAC | HVAC | ACCND | AC - Condenser |  | AC - Condenser
| RFAW | LRLY | Lewis Road Layover | SFSTB | Staff & Storage Building | SRV | Services | HVAC | HVAC | ACINE | AC - Indoor Evaporator |  | AC - Indoor Evaporator
| RFAW | LRLY | Lewis Road Layover | SFSTB | Staff & Storage Building | SRV | Services | HVAC | HVAC | FAN | Fan |  | Fan
| RFAW | LRLY | Lewis Road Layover | SFSTB | Staff & Storage Building | SRV | Services | HVAC | HVAC | FURN | Furnace |  | Furnace
| RFAW | LRLY | Lewis Road Layover | SFSTB | Staff & Storage Building | SRV | Services | HVAC | HVAC | GSDESYS | Gas Detection System |  | Gas Detection System
| RFAW | LRLY | Lewis Road Layover | SFSTB | Staff & Storage Building | SRV | Services | HVAC | HVAC | GSDSTSYS | Gas Dist. System | GSDSTSYS | Gas Distribution System
| RFAW | LRLY | Lewis Road Layover | SFSTB | Staff & Storage Building | SRV | Services | HVAC | HVAC | GSDSTSYS | Gas Dist. System | GSDSTSYS | Gas Distribution System
| RFAW | LRLY | Lewis Road Layover | SFSTB | Staff & Storage Building | SRV | Services | HVAC | HVAC | HRU | Heat Recovery Unit |  | Heat Recovery Unit
| RFAW | LRLY | Lewis Road Layover | SFSTB | Staff & Storage Building | SRV | Services | HVAC | HVAC | HVACDS | HVAC Air Dist. System |  | HVAC Air Distribution System
| RFAW | LRLY | Lewis Road Layover | SFSTB | Staff & Storage Building | SRV | Services | HVAC | HVAC | BALVLV | Balancing Valve |  | Balancing Valve
| RFAW | LRLY | Lewis Road Layover | SFSTB | Staff & Storage Building | SRV | Services | HVAC | HVAC | PRV | Pressure Reducing Valve |  | Pressure Reducing Valve
| RFAW | LRLY | Lewis Road Layover | SFSTB | Staff & Storage Building | SRV | Services | HVAC | HVAC | TRMHTR | Terminal Heater |  | Terminal Heater
| RFAW | LRLY | Lewis Road Layover | SFSTB | Staff & Storage Building | SRV | Services | PLB | Plumbing | BFP | Backflow Prevention |  | Backflow Prevention
| RFAW | LRLY | Lewis Road Layover | SFSTB | Staff & Storage Building | SRV | Services | PLB | Plumbing | EXPTANK | Expansion Tank |  | Expansion Tank
| RFAW | LRLY | Lewis Road Layover | SFSTB | Staff & Storage Building | SRV | Services | PLB | Plumbing | HTWTRHT | Hot Water Heater |  | Hot Water Heater
| RFAW | LRLY | Lewis Road Layover | SFSTB | Staff & Storage Building | SRV | Services | PLB | Plumbing | PLMBFXT | Plumbing Fixture |  | Plumbing Fixture
| RFAW | LRLY | Lewis Road Layover | SFSTB | Staff & Storage Building | SRV | Services | PLB | Plumbing | STRN | Strainer |  | Strainer
| RFAW | LRLY | Lewis Road Layover | WDB | Waste Disposal Building | GUTL | Grounds Utilities | SAN | Sanitary Sewer | CP | Control Panel |  | Control Panel
| RFAW | LRLY | Lewis Road Layover | WDB | Waste Disposal Building | RMINT | Room Interior | BOLRD | Bollard |  | Bollard
| RFAW | LRLY | Lewis Road Layover | WDB | Waste Disposal Building | RMINT | Room Interior | DR | Door |  | Door
| RFAW | LRLY | Lewis Road Layover | WDB | Waste Disposal Building | RMINT | Room Interior | RMINT | Room Interior |  | Room Interior
| RFAW | LRLY | Lewis Road Layover | WDB | Waste Disposal Building | SBST | Substructure | SBST | Substructure |  | Substructure
| RFAW | LRLY | Lewis Road Layover | WDB | Waste Disposal Building | SBST | Substructure | SPST | Superstructure |  | Superstructure
| RFAW | LRLY | Lewis Road Layover | WDB | Waste Disposal Building | SHELL | Shell | EXTRWLL | Exterior Wall |  | Exterior Wall
| RFAW | LRLY | Lewis Road Layover | WDB | Waste Disposal Building | SHELL | Shell | OHDDR | Overhead Door |  | Overhead Door
| RFAW | LRLY | Lewis Road Layover | WDB | Waste Disposal Building | SHELL | Shell | SLPDRF | Sloped Roof |  | Sloped Roof
| RFAW | LRLY | Lewis Road Layover | WDB | Waste Disposal Building | SHELL | Shell | WINDSYS | Window System |  | Window System
| RFAW | LRLY | Lewis Road Layover | WDB | Waste Disposal Building | SRV | Services | ELEC | Electrical | LGHT | Lighting |  | Lighting
| RFAW | LRLY | Lewis Road Layover | WDB | Waste Disposal Building | SRV | Services | ELEC | Electrical | LVDSYS | Low Voltage Dist. System |  | Low Voltage Distribution System
| RFAW | LRLY | Lewis Road Layover | WDB | Waste Disposal Building | SRV | Services | ELEC | Electrical | LVPAN | Low Voltage Panel |  | Low Voltage Panel
| RFAW | LRLY | Lewis Road Layover | WDB | Waste Disposal Building | SRV | Services | ELEC | Electrical | LVTRS | Low Voltage Transformer |  | Low Voltage Transformer
| RFAW | LRLY | Lewis Road Layover | WDB | Waste Disposal Building | SRV | Services | FRPR | Fire Protection | FREXT | Fire Extinguisher |  | Fire Extinguisher
| RFAW | LRLY | Lewis Road Layover | WDB | Waste Disposal Building | SRV | Services | HAS | Health and Safety | EMRGPF | Emergency Plumbing Fixture |  | Emergency Plumbing Fixture
| RFAW | LRLY | Lewis Road Layover | WDB | Waste Disposal Building | SRV | Services | HVAC | HVAC | FAN | Fan |  | Fan
| RFAW | LRLY | Lewis Road Layover | WDB | Waste Disposal Building | SRV | Services | HVAC | HVAC | GSDESYS | Gas Detection System |  | Gas Detection System
| RFAW | LRLY | Lewis Road Layover | WDB | Waste Disposal Building | SRV | Services | HVAC | HVAC | TRMHTR | Terminal Heater |  | Terminal Heater
| RFAW | LRLY | Lewis Road Layover | WDB | Waste Disposal Building | SRV | Services | HVAC | HVAC | UTLMTR | Utility Meters |  | Utility Meters
| RFAW | LRLY | Lewis Road Layover | WDB | Waste Disposal Building | SRV | Services | PLB | Plumbing | DOMWDS | Domestic Water Dist. System |  | Domestic Water Distribution System
| RFAW | MMLY | Mimico Layover | RDGR | Roads and Grounds | GUTL | Grounds Utilities | STM | Storm Sewer | SWT | Storm Water Treatment | SMDT | Stormwater detention tank |  | Stormwater detention tank
| RFAW | MMLY | Mimico Layover | RDGR | Roads and Grounds | GUTL | Grounds Utilities | STM | Storm Sewer | SWT | Storm Water Treatment | SOGS | Stormwater oil grit separator |  | Stormwater oil grit separator
| RFAW | MMLY | Mimico Layover | RDGR | Roads and Grounds | GUTL | Grounds Utilities | STM | Storm Sewer | SWT | Storm Water Treatment | SOF | Stormwater outflow |  | Stormwater outflow
| RFAW | MMLY | Mimico Layover | ELCSS | Electrical Substation Building | RMINT | Room Interior | DR | Door |  | Door
| RFAW | MMLY | Mimico Layover | ELCSS | Electrical Substation Building | RMINT | Room Interior | RMINT | Room Interior |  | Room Interior
| RFAW | MMLY | Mimico Layover | ELCSS | Electrical Substation Building | SBST | Substructure | SBST | Substructure |  | Substructure
| RFAW | MMLY | Mimico Layover | ELCSS | Electrical Substation Building | SHELL | Shell | DR | Door |  | Door
| RFAW | MMLY | Mimico Layover | ELCSS | Electrical Substation Building | SHELL | Shell | EXTRWLL | Exterior Wall |  | Exterior Wall
| RFAW | MMLY | Mimico Layover | ELCSS | Electrical Substation Building | SHELL | Shell | OHDDR | Overhead Door |  | Overhead Door
| RFAW | MMLY | Mimico Layover | ELCSS | Electrical Substation Building | SHELL | Shell | SLPDRF | Sloped Roof |  | Sloped Roof
| RFAW | MMLY | Mimico Layover | ELCSS | Electrical Substation Building | SHELL | Shell | SPST | Superstructure |  | Superstructure
| RFAW | MMLY | Mimico Layover | ELCSS | Electrical Substation Building | SRV | Services | ELEC | Electrical | BPEMR | Battery Powered Emergency Lighting and Exit Lighting | BPEMERGL | Battery Powered Emergency Lighting and Exit Lighting
| RFAW | MMLY | Mimico Layover | ELCSS | Electrical Substation Building | SRV | Services | ELEC | Electrical | CP | Control Panel |  | Control Panel
| RFAW | MMLY | Mimico Layover | ELCSS | Electrical Substation Building | SRV | Services | ELEC | Electrical | CPCTR | Capacitor |  | Capacitor
| RFAW | MMLY | Mimico Layover | ELCSS | Electrical Substation Building | SRV | Services | ELEC | Electrical | CRBENC | Circuit Breaker Enclosure |  | Circuit Breaker Enclosure
| RFAW | MMLY | Mimico Layover | ELCSS | Electrical Substation Building | SRV | Services | ELEC | Electrical | DRWOBR | Draw-Out breaker |  | Draw-Out breaker
| RFAW | MMLY | Mimico Layover | ELCSS | Electrical Substation Building | SRV | Services | ELEC | Electrical | GRLPS | Grounding and Lightning PS | GRNDLPS | Grounding and Lightning Protection System
| RFAW | MMLY | Mimico Layover | ELCSS | Electrical Substation Building | SRV | Services | ELEC | Electrical | LGHTCTRL | Lighting Control System |  | Lighting Control System
| RFAW | MMLY | Mimico Layover | ELCSS | Electrical Substation Building | SRV | Services | ELEC | Electrical | LGHT | Lighting |  | Lighting
| RFAW | MMLY | Mimico Layover | ELCSS | Electrical Substation Building | SRV | Services | ELEC | Electrical | LVDSYS | Low Voltage Dist. System |  | Low Voltage Distribution System
| RFAW | MMLY | Mimico Layover | ELCSS | Electrical Substation Building | SRV | Services | ELEC | Electrical | LVPAN | Low Voltage Panel |  | Low Voltage Panel
| RFAW | MMLY | Mimico Layover | ELCSS | Electrical Substation Building | SRV | Services | ELEC | Electrical | LVTRS | Low Voltage Transformer |  | Low Voltage Transformer
| RFAW | MMLY | Mimico Layover | ELCSS | Electrical Substation Building | SRV | Services | ELEC | Electrical | MCC | Motor Control Centers | MTRCONTC | Motor Control Centers (MCC)
| RFAW | MMLY | Mimico Layover | ELCSS | Electrical Substation Building | SRV | Services | ELEC | Electrical | MHVTRS | Medium/High Voltage Transformer |  | Medium/High Voltage Transformer
| RFAW | MMLY | Mimico Layover | ELCSS | Electrical Substation Building | SRV | Services | ELEC | Electrical | RCTFR | Rectifier | RCTFR | Rectifier | BATTERY | Battery
| RFAW | MMLY | Mimico Layover | ELCSS | Electrical Substation Building | SRV | Services | ELEC | Electrical | SWTGR | Switchgear |  | Switchgear
| RFAW | MMLY | Mimico Layover | ELCSS | Electrical Substation Building | SRV | Services | ELEC | Electrical | UPS | UPS |  | Uninterruptable Power Supply
| RFAW | MMLY | Mimico Layover | ELCSS | Electrical Substation Building | SRV | Services | FRPR | Fire Protection | CP | Control Panel |  | Control Panel
| RFAW | MMLY | Mimico Layover | ELCSS | Electrical Substation Building | SRV | Services | FRPR | Fire Protection | FREXT | Fire Extinguisher |  | Fire Extinguisher
| RFAW | MMLY | Mimico Layover | ELCSS | Electrical Substation Building | SRV | Services | HAS | Health and Safety | EMRGSB | Emergency Stop Button |  | Emergency Stop Button
| RFAW | MMLY | Mimico Layover | ELCSS | Electrical Substation Building | SRV | Services | HVAC | HVAC | ACINE | AC - Indoor Evaporator |  | AC - Indoor Evaporator
| RFAW | MMLY | Mimico Layover | ELCSS | Electrical Substation Building | SRV | Services | HVAC | HVAC | ARHU | Air Handling Unit |  | Air Handling Unit
| RFAW | MMLY | Mimico Layover | ELCSS | Electrical Substation Building | SRV | Services | HVAC | HVAC | FAN | Fan |  | Fan
| RFAW | MMLY | Mimico Layover | ELCSS | Electrical Substation Building | SRV | Services | HVAC | HVAC | GSDESYS | Gas Detection System |  | Gas Detection System
| RFAW | MMLY | Mimico Layover | ELCSS | Electrical Substation Building | SRV | Services | HVAC | HVAC | GSDSTSYS | Gas Dist. System | GSDSTSYS | Gas Distribution System
| RFAW | MMLY | Mimico Layover | ELCSS | Electrical Substation Building | SRV | Services | HVAC | HVAC | TRMHTR | Terminal Heater |  | Terminal Heater
| RFAW | MMLY | Mimico Layover | ELCSS | Electrical Substation Building | SRV | Services | PLB | Plumbing | STRN | Strainer |  | Strainer
| RFAW | MMLY | Mimico Layover | RDGR | Roads and Grounds | GEL | Grounds Electrical | EDST | Electrical Distribution | LVTRS | Low Voltage Transformer |  | Low Voltage Transformer
| RFAW | MMLY | Mimico Layover | RDGR | Roads and Grounds | GEL | Grounds Electrical | EDST | Electrical Distribution | MNHOL | Manhole |  | Manhole
| RFAW | MMLY | Mimico Layover | RDGR | Roads and Grounds | GEL | Grounds Electrical | EDST | Electrical Distribution | SWTYDSE | Switchyard Service Entrance |  | Switchyard Service Entrance
| RFAW | MMLY | Mimico Layover | RDGR | Roads and Grounds | GEL | Grounds Electrical | GLGT | Grounds Lighting | LGHTSTD | Light Standard |  | Light Standard
| RFAW | MMLY | Mimico Layover | RDGR | Roads and Grounds | GRDS | Grounds | BOLRD | Bollard |  | Bollard
| RFAW | MMLY | Mimico Layover | RDGR | Roads and Grounds | GRDS | Grounds | ELEC | Electrical | LGHT | Lighting |  | Lighting
| RFAW | MMLY | Mimico Layover | RDGR | Roads and Grounds | GRDS | Grounds | ELEC | Electrical | LVPAN | Low Voltage Panel |  | Low Voltage Panel
| RFAW | MMLY | Mimico Layover | RDGR | Roads and Grounds | GRDS | Grounds | FNC | Fence |  | Fence
| RFAW | MMLY | Mimico Layover | RDGR | Roads and Grounds | GRDS | Grounds | GATE | Gate |  | Gate
| RFAW | MMLY | Mimico Layover | RDGR | Roads and Grounds | GRDS | Grounds | MNHOL | Manhole |  | Manhole
| RFAW | MMLY | Mimico Layover | RDGR | Roads and Grounds | GRDS | Grounds | SHD | Shed |  | Shed
| RFAW | MMLY | Mimico Layover | RDGR | Roads and Grounds | GRDS | Grounds | UTLPOLE | Utility Pole |  | Utility Pole
| RFAW | MMLY | Mimico Layover | RDGR | Roads and Grounds | GUTL | Grounds Utilities | SAN | Sanitary Sewer | MNHOL | Manhole |  | Manhole
| RFAW | MMLY | Mimico Layover | RDGR | Roads and Grounds | GUTL | Grounds Utilities | SAN | Sanitary Sewer | SEP | Separator |  | Separator
| RFAW | MMLY | Mimico Layover | RDGR | Roads and Grounds | GUTL | Grounds Utilities | STM | Storm Sewer | DRNCB | Drainage Catch Basin |  | Drainage Catch Basin
| RFAW | MMLY | Mimico Layover | RDGR | Roads and Grounds | GUTL | Grounds Utilities | STM | Storm Sewer | MNHOL | Manhole |  | Manhole
| RFAW | MMLY | Mimico Layover | RDGR | Roads and Grounds | GUTL | Grounds Utilities | WTR | Water Supply | FRHYD | Fire Hydrants |  | Fire Hydrants
| RFAW | MMLY | Mimico Layover | RDGR | Roads and Grounds | PLOT | Parking Lot | PKGAREA | Parking Area |  | Parking Area
| RFAW | MMLY | Mimico Layover | RDGR | Roads and Grounds | PSYS | Process Systems | CAIR | Compressed Air | ARCMP | Air Compressor |  | Air Compressor
| RFAW | MMLY | Mimico Layover | RDGR | Roads and Grounds | PSYS | Process Systems | CAIR | Compressed Air | CMPADS | Compressed Air Dist. System |  | Compressed Air Distribution System
| RFAW | MMLY | Mimico Layover | RDGR | Roads and Grounds | PSYS | Process Systems | CAIR | Compressed Air | DRYARCP | Dryer - Air Compressor |  | Dryer - Air Compressor
| RFAW | MMLY | Mimico Layover | RDGR | Roads and Grounds | PSYS | Process Systems | CAIR | Compressed Air | PTARCP | Pressure Tank - Air Compressor |  | Pressure Tank - Air Compressor
| RFAW | MMLY | Mimico Layover | RDGR | Roads and Grounds | PSYS | Process Systems | CAIR | Compressed Air | STORTNK | Storage Tank |  | Storage Tank
| RFAW | MMLY | Mimico Layover | RDGR | Roads and Grounds | PSYS | Process Systems | FDST | Fuel Distribution System | GSDSTSYS | Gas Dist. System | GSDSTSYS | Gas Distribution System
| RFAW | MMLY | Mimico Layover | RDGR | Roads and Grounds | PSYS | Process Systems | FDST | Fuel Distribution System | PRV | Pressure Reducing Valve |  | Pressure Reducing Valve
| RFAW | MMLY | Mimico Layover | RDGR | Roads and Grounds | PSYS | Process Systems | HAS | Health and Safety | EMRGSB | Emergency Stop Button |  | Emergency Stop Button
| RFAW | MMLY | Mimico Layover | RDGR | Roads and Grounds | PSYS | Process Systems | WYSD | Wayside | PTARCP | Pressure Tank - Air Compressor |  | Pressure Tank - Air Compressor
| RFAW | MMLY | Mimico Layover | RDGR | Roads and Grounds | PSYS | Process Systems | WYSD | Wayside | WYSPDP | Wayside Power Dist. Panel |  | Wayside Power Distribution Panel
| RFAW | MMLY | Mimico Layover | RDGR | Roads and Grounds | PSYS | Process Systems | WYSD | Wayside | WYSPOC | Wayside Power Outlets & Cables |  | Wayside Power Outlets & Cables
| RFAW | MMLY | Mimico Layover | RDGR | Roads and Grounds | RDW | Roadways | TRFBAR | Traffic Barrier |  | Traffic Barrier
| RFAW | MMLY | Mimico Layover | RDGR | Roads and Grounds | WLKY | Walkway | PEDWLK | Pedestrian walk way |  | Pedestrian walk way
| RFAW | MMLY | Mimico Layover | STFTRLR | Staff Trailer | RMINT | Room Interior | DR | Door |  | Door
| RFAW | MMLY | Mimico Layover | STFTRLR | Staff Trailer | RMINT | Room Interior | RMINT | Room Interior |  | Room Interior
| RFAW | MMLY | Mimico Layover | STFTRLR | Staff Trailer | SHELL | Shell | EXTRWLL | Exterior Wall |  | Exterior Wall
| RFAW | MMLY | Mimico Layover | STFTRLR | Staff Trailer | SHELL | Shell | GRDRL | Guard Rail |  | Guard Rail
| RFAW | MMLY | Mimico Layover | STFTRLR | Staff Trailer | SRV | Services | ELEC | Electrical | BPEMR | Battery Powered Emergency Lighting and Exit Lighting | BPEMERGL | Battery Powered Emergency Lighting and Exit Lighting
| RFAW | MMLY | Mimico Layover | STFTRLR | Staff Trailer | SRV | Services | ELEC | Electrical | FZDISC | Fuse Disconnect |  | Fuse Disconnect
| RFAW | MMLY | Mimico Layover | STFTRLR | Staff Trailer | SRV | Services | ELEC | Electrical | GRLPS | Grounding and Lightning PS | GRNDLPS | Grounding and Lightning Protection System
| RFAW | MMLY | Mimico Layover | STFTRLR | Staff Trailer | SRV | Services | ELEC | Electrical | LGHT | Lighting |  | Lighting
| RFAW | MMLY | Mimico Layover | STFTRLR | Staff Trailer | SRV | Services | ELEC | Electrical | LVDSYS | Low Voltage Dist. System |  | Low Voltage Distribution System
| RFAW | MMLY | Mimico Layover | STFTRLR | Staff Trailer | SRV | Services | ELEC | Electrical | LVPAN | Low Voltage Panel |  | Low Voltage Panel
| RFAW | MMLY | Mimico Layover | STFTRLR | Staff Trailer | SRV | Services | FRDT | Fire Detection | FRDSYS | Fire Detection System |  | Fire Detection System
| RFAW | MMLY | Mimico Layover | STFTRLR | Staff Trailer | SRV | Services | FRPR | Fire Protection | FREXT | Fire Extinguisher |  | Fire Extinguisher
| RFAW | MMLY | Mimico Layover | STFTRLR | Staff Trailer | SRV | Services | HVAC | HVAC | FAN | Fan |  | Fan
| RFAW | MMLY | Mimico Layover | STFTRLR | Staff Trailer | SRV | Services | HVAC | HVAC | TRMHTR | Terminal Heater |  | Terminal Heater
| RFAW | MMLY | Mimico Layover | STFTRLR | Staff Trailer | SRV | Services | PLB | Plumbing | BFP | Backflow Prevention |  | Backflow Prevention
| RFAW | MMLY | Mimico Layover | STFTRLR | Staff Trailer | SRV | Services | PLB | Plumbing | DOMWDS | Domestic Water Dist. System |  | Domestic Water Distribution System
| RFAW | MMLY | Mimico Layover | STFTRLR | Staff Trailer | SRV | Services | PLB | Plumbing | EXPTANK | Expansion Tank |  | Expansion Tank
| RFAW | MMLY | Mimico Layover | STFTRLR | Staff Trailer | SRV | Services | PLB | Plumbing | HTWTRHT | Hot Water Heater |  | Hot Water Heater
| RFAW | MMLY | Mimico Layover | STFTRLR | Staff Trailer | SRV | Services | PLB | Plumbing | PLMBFXT | Plumbing Fixture |  | Plumbing Fixture
| RFAW | MMLY | Mimico Layover | STFTRLR | Staff Trailer | SRV | Services | PLB | Plumbing | STRN | Strainer |  | Strainer
| RFAW | MMLY | Mimico Layover | STFTRLR | Staff Trailer | SRV | Services | PLB | Plumbing | UTLMTR | Utility Meters |  | Utility Meters
| RFAW | MMLY | Mimico Layover | STFTRLR | Staff Trailer | WLKY | Walkway | STRWY | Stairway |  | Stairway
| RFAW | MMLY | Mimico Layover | STRB | Storage Building | RMINT | Room Interior | RMINT | Room Interior |  | Room Interior
| RFAW | MMLY | Mimico Layover | STRB | Storage Building | SBST | Substructure | SBST | Substructure |  | Substructure
| RFAW | MMLY | Mimico Layover | STRB | Storage Building | SHELL | Shell | DR | Door |  | Door
| RFAW | MMLY | Mimico Layover | STRB | Storage Building | SHELL | Shell | EXTRWLL | Exterior Wall |  | Exterior Wall
| RFAW | MMLY | Mimico Layover | STRB | Storage Building | SHELL | Shell | OHDDR | Overhead Door |  | Overhead Door
| RFAW | MMLY | Mimico Layover | STRB | Storage Building | SHELL | Shell | SPST | Superstructure |  | Superstructure
| RFAW | MMLY | Mimico Layover | STRB | Storage Building | SRV | Services | ELEC | Electrical | BPEMR | Battery Powered Emergency Lighting and Exit Lighting | BPEMERGL | Battery Powered Emergency Lighting and Exit Lighting
| RFAW | MMLY | Mimico Layover | STRB | Storage Building | SRV | Services | ELEC | Electrical | LGHT | Lighting |  | Lighting
| RFAW | MMLY | Mimico Layover | STRB | Storage Building | SRV | Services | ELEC | Electrical | LVDSYS | Low Voltage Dist. System |  | Low Voltage Distribution System
| RFAW | MMLY | Mimico Layover | STRB | Storage Building | SRV | Services | ELEC | Electrical | LVPAN | Low Voltage Panel |  | Low Voltage Panel
| RFAW | MMLY | Mimico Layover | STRB | Storage Building | SRV | Services | ELEC | Electrical | LVTRS | Low Voltage Transformer |  | Low Voltage Transformer
| RFAW | MMLY | Mimico Layover | STRB | Storage Building | SRV | Services | FRPR | Fire Protection | FREXT | Fire Extinguisher |  | Fire Extinguisher
| RFAW | MMLY | Mimico Layover | STRB | Storage Building | SRV | Services | HVAC | HVAC | FAN | Fan |  | Fan
| RFAW | MMLY | Mimico Layover | STRB | Storage Building | SRV | Services | HVAC | HVAC | GSDESYS | Gas Detection System |  | Gas Detection System
| RFAW | MMLY | Mimico Layover | STRB | Storage Building | SRV | Services | HVAC | HVAC | TRMHTR | Terminal Heater |  | Terminal Heater
| RFAW | MMLY | Mimico Layover | WDB | Waste Disposal Building | RMINT | Room Interior | BOLRD | Bollard |  | Bollard
| RFAW | MMLY | Mimico Layover | WDB | Waste Disposal Building | RMINT | Room Interior | RMINT | Room Interior |  | Room Interior
| RFAW | MMLY | Mimico Layover | WDB | Waste Disposal Building | SBST | Substructure | SBST | Substructure |  | Substructure
| RFAW | MMLY | Mimico Layover | WDB | Waste Disposal Building | SHELL | Shell | DR | Door |  | Door
| RFAW | MMLY | Mimico Layover | WDB | Waste Disposal Building | SHELL | Shell | EXTRWLL | Exterior Wall |  | Exterior Wall
| RFAW | MMLY | Mimico Layover | WDB | Waste Disposal Building | SHELL | Shell | OHDDR | Overhead Door |  | Overhead Door
| RFAW | MMLY | Mimico Layover | WDB | Waste Disposal Building | SHELL | Shell | SLPDRF | Sloped Roof |  | Sloped Roof
| RFAW | MMLY | Mimico Layover | WDB | Waste Disposal Building | SHELL | Shell | SPST | Superstructure |  | Superstructure
| RFAW | MMLY | Mimico Layover | WDB | Waste Disposal Building | SHELL | Shell | WINDSYS | Window System |  | Window System
| RFAW | MMLY | Mimico Layover | WDB | Waste Disposal Building | SRV | Services | ELEC | Electrical | BPEMR | Battery Powered Emergency Lighting and Exit Lighting | BPEMERGL | Battery Powered Emergency Lighting and Exit Lighting
| RFAW | MMLY | Mimico Layover | WDB | Waste Disposal Building | SRV | Services | ELEC | Electrical | CP | Control Panel |  | Control Panel
| RFAW | MMLY | Mimico Layover | WDB | Waste Disposal Building | SRV | Services | ELEC | Electrical | GRLPS | Grounding and Lightning PS | GRNDLPS | Grounding and Lightning Protection System
| RFAW | MMLY | Mimico Layover | WDB | Waste Disposal Building | SRV | Services | ELEC | Electrical | LGHT | Lighting |  | Lighting
| RFAW | MMLY | Mimico Layover | WDB | Waste Disposal Building | SRV | Services | ELEC | Electrical | LVDSYS | Low Voltage Dist. System |  | Low Voltage Distribution System
| RFAW | MMLY | Mimico Layover | WDB | Waste Disposal Building | SRV | Services | ELEC | Electrical | LVPAN | Low Voltage Panel |  | Low Voltage Panel
| RFAW | MMLY | Mimico Layover | WDB | Waste Disposal Building | SRV | Services | ELEC | Electrical | LVTRS | Low Voltage Transformer |  | Low Voltage Transformer
| RFAW | MMLY | Mimico Layover | WDB | Waste Disposal Building | SRV | Services | FRPR | Fire Protection | FREXT | Fire Extinguisher |  | Fire Extinguisher
| RFAW | MMLY | Mimico Layover | WDB | Waste Disposal Building | SRV | Services | HAS | Health and Safety | EMRGSB | Emergency Stop Button |  | Emergency Stop Button
| RFAW | MMLY | Mimico Layover | WDB | Waste Disposal Building | SRV | Services | HAS | Health and Safety | PRTEMG | Portable Emergency Eyewash |  | Portable Emergency Eyewash
| RFAW | MMLY | Mimico Layover | WDB | Waste Disposal Building | SRV | Services | HVAC | HVAC | ACCND | AC - Condenser |  | AC - Condenser
| RFAW | MMLY | Mimico Layover | WDB | Waste Disposal Building | SRV | Services | HVAC | HVAC | FAN | Fan |  | Fan
| RFAW | MMLY | Mimico Layover | WDB | Waste Disposal Building | SRV | Services | HVAC | HVAC | GSDESYS | Gas Detection System |  | Gas Detection System
| RFAW | MMLY | Mimico Layover | WDB | Waste Disposal Building | SRV | Services | HVAC | HVAC | TRMHTR | Terminal Heater |  | Terminal Heater
| RFAW | MNLY | Milton Layover | RDGR | Roads and Grounds | GUTL | Grounds Utilities | STM | Storm Sewer | SWT | Storm Water Treatment | SOGS | Stormwater oil grit separator |  | Stormwater oil grit separator
| RFAW | MNLY | Milton Layover | RDGR | Roads and Grounds | GUTL | Grounds Utilities | STM | Storm Sewer | SWT | Storm Water Treatment | SOSV | Stormwater oil stop valve |  | Stormwater oil stop valve
| RFAW | MNLY | Milton Layover | RDGR | Roads and Grounds | GUTL | Grounds Utilities | STM | Storm Sewer | SWT | Storm Water Treatment | SOF | Stormwater outflow |  | Stormwater outflow
| RFAW | MNLY | Milton Layover | CRCN | Crew Center | GUTL | Grounds Utilities | SAN | Sanitary Sewer | WWCLS | Waste Water Collection System |  | Waste Water Collection System
| RFAW | MNLY | Milton Layover | CRCN | Crew Center | RMINT | Room Interior | DR | Door |  | Door
| RFAW | MNLY | Milton Layover | CRCN | Crew Center | RMINT | Room Interior | RMINT | Room Interior |  | Room Interior
| RFAW | MNLY | Milton Layover | CRCN | Crew Center | SBST | Substructure | SBST | Substructure |  | Substructure
| RFAW | MNLY | Milton Layover | CRCN | Crew Center | SBST | Substructure | SPST | Superstructure |  | Superstructure
| RFAW | MNLY | Milton Layover | CRCN | Crew Center | SHELL | Shell | DR | Door |  | Door
| RFAW | MNLY | Milton Layover | CRCN | Crew Center | SHELL | Shell | EXTRWLL | Exterior Wall |  | Exterior Wall
| RFAW | MNLY | Milton Layover | CRCN | Crew Center | SHELL | Shell | OHDDR | Overhead Door |  | Overhead Door
| RFAW | MNLY | Milton Layover | CRCN | Crew Center | SHELL | Shell | SGNFAC | Signs - Facility ID |  | Signs - Facility ID
| RFAW | MNLY | Milton Layover | CRCN | Crew Center | SHELL | Shell | WINDSYS | Window System |  | Window System
| RFAW | MNLY | Milton Layover | CRCN | Crew Center | SRV | Services | ELEC | Electrical | BPEMR | Battery Powered Emergency Lighting and Exit Lighting | BPEMERGL | Battery Powered Emergency Lighting and Exit Lighting
| RFAW | MNLY | Milton Layover | CRCN | Crew Center | SRV | Services | ELEC | Electrical | GRLPS | Grounding and Lightning PS | GRNDLPS | Grounding and Lightning Protection System
| RFAW | MNLY | Milton Layover | CRCN | Crew Center | SRV | Services | ELEC | Electrical | HNDDRY | Hand Dryer |  | Hand Dryer
| RFAW | MNLY | Milton Layover | CRCN | Crew Center | SRV | Services | ELEC | Electrical | LGHT | Lighting |  | Lighting
| RFAW | MNLY | Milton Layover | CRCN | Crew Center | SRV | Services | ELEC | Electrical | LVDSYS | Low Voltage Dist. System |  | Low Voltage Distribution System
| RFAW | MNLY | Milton Layover | CRCN | Crew Center | SRV | Services | ELEC | Electrical | LVPAN | Low Voltage Panel |  | Low Voltage Panel
| RFAW | MNLY | Milton Layover | CRCN | Crew Center | SRV | Services | ELEC | Electrical | LVTRS | Low Voltage Transformer |  | Low Voltage Transformer
| RFAW | MNLY | Milton Layover | CRCN | Crew Center | SRV | Services | FRDT | Fire Detection | FRDSYS | Fire Detection System |  | Fire Detection System
| RFAW | MNLY | Milton Layover | CRCN | Crew Center | SRV | Services | FRPR | Fire Protection | FREXT | Fire Extinguisher |  | Fire Extinguisher
| RFAW | MNLY | Milton Layover | CRCN | Crew Center | SRV | Services | HAS | Health and Safety | EMRGPF | Emergency Plumbing Fixture |  | Emergency Plumbing Fixture
| RFAW | MNLY | Milton Layover | CRCN | Crew Center | SRV | Services | HAS | Health and Safety | FRAIDK | First Aid Kit |  | First Aid Kit
| RFAW | MNLY | Milton Layover | CRCN | Crew Center | SRV | Services | HVAC | HVAC | ACCND | AC - Condenser |  | AC - Condenser
| RFAW | MNLY | Milton Layover | CRCN | Crew Center | SRV | Services | HVAC | HVAC | DCTHTR | Duct Heater |  | Duct Heater
| RFAW | MNLY | Milton Layover | CRCN | Crew Center | SRV | Services | HVAC | HVAC | FAN | Fan |  | Fan
| RFAW | MNLY | Milton Layover | CRCN | Crew Center | SRV | Services | HVAC | HVAC | FURN | Furnace |  | Furnace
| RFAW | MNLY | Milton Layover | CRCN | Crew Center | SRV | Services | HVAC | HVAC | GSDESYS | Gas Detection System |  | Gas Detection System
| RFAW | MNLY | Milton Layover | CRCN | Crew Center | SRV | Services | HVAC | HVAC | HVACDS | HVAC Air Dist. System |  | HVAC Air Distribution System
| RFAW | MNLY | Milton Layover | CRCN | Crew Center | SRV | Services | HVAC | HVAC | TRMHTR | Terminal Heater |  | Terminal Heater
| RFAW | MNLY | Milton Layover | CRCN | Crew Center | SRV | Services | PLB | Plumbing | BFP | Backflow Prevention |  | Backflow Prevention
| RFAW | MNLY | Milton Layover | CRCN | Crew Center | SRV | Services | PLB | Plumbing | CP | Control Panel |  | Control Panel
| RFAW | MNLY | Milton Layover | CRCN | Crew Center | SRV | Services | PLB | Plumbing | DOMWDS | Domestic Water Dist. System |  | Domestic Water Distribution System
| RFAW | MNLY | Milton Layover | CRCN | Crew Center | SRV | Services | PLB | Plumbing | EXPTANK | Expansion Tank |  | Expansion Tank
| RFAW | MNLY | Milton Layover | CRCN | Crew Center | SRV | Services | PLB | Plumbing | HTWTRHT | Hot Water Heater |  | Hot Water Heater
| RFAW | MNLY | Milton Layover | CRCN | Crew Center | SRV | Services | PLB | Plumbing | PLMBFXT | Plumbing Fixture |  | Plumbing Fixture
| RFAW | MNLY | Milton Layover | CRCN | Crew Center | SRV | Services | PLB | Plumbing | PRV | Pressure Reducing Valve |  | Pressure Reducing Valve
| RFAW | MNLY | Milton Layover | CRCN | Crew Center | SRV | Services | PLB | Plumbing | STRN | Strainer |  | Strainer
| RFAW | MNLY | Milton Layover | CRCN | Crew Center | SRV | Services | PLB | Plumbing | UTLMTR | Utility Meters |  | Utility Meters
| RFAW | MNLY | Milton Layover | CRCN | Crew Center | SRV | Services | PLB | Plumbing | WWCLS | Waste Water Collection System |  | Waste Water Collection System
| RFAW | MNLY | Milton Layover | CRCN | Crew Center | WLKY | Walkway | GRDRL | Guard Rail |  | Guard Rail
| RFAW | MNLY | Milton Layover | CRCN | Crew Center | WLKY | Walkway | PEDWLK | Pedestrian walk way |  | Pedestrian walk way
| RFAW | MNLY | Milton Layover | RDGR | Roads and Grounds | GEL | Grounds Electrical | EDST | Electrical Distribution | GRLPS | Grounding and Lightning PS | GRNDLPS | Grounding and Lightning Protection System
| RFAW | MNLY | Milton Layover | RDGR | Roads and Grounds | GEL | Grounds Electrical | EDST | Electrical Distribution | MNHOL | Manhole |  | Manhole
| RFAW | MNLY | Milton Layover | RDGR | Roads and Grounds | GEL | Grounds Electrical | GLGT | Grounds Lighting | LGHTSTD | Light Standard |  | Light Standard
| RFAW | MNLY | Milton Layover | RDGR | Roads and Grounds | GRDS | Grounds | BOLRD | Bollard |  | Bollard
| RFAW | MNLY | Milton Layover | RDGR | Roads and Grounds | GRDS | Grounds | ELEC | Electrical | LGHT | Lighting |  | Lighting
| RFAW | MNLY | Milton Layover | RDGR | Roads and Grounds | GRDS | Grounds | ELEC | Electrical | LVPAN | Low Voltage Panel |  | Low Voltage Panel
| RFAW | MNLY | Milton Layover | RDGR | Roads and Grounds | GRDS | Grounds | GATE | Gate |  | Gate
| RFAW | MNLY | Milton Layover | RDGR | Roads and Grounds | GRDS | Grounds | MNHOL | Manhole |  | Manhole
| RFAW | MNLY | Milton Layover | RDGR | Roads and Grounds | GRDS | Grounds | SGNFAC | Signs - Facility ID |  | Signs - Facility ID
| RFAW | MNLY | Milton Layover | RDGR | Roads and Grounds | GRDS | Grounds | SHD | Shed |  | Shed
| RFAW | MNLY | Milton Layover | RDGR | Roads and Grounds | GRDS | Grounds | UTLPOLE | Utility Pole |  | Utility Pole
| RFAW | MNLY | Milton Layover | RDGR | Roads and Grounds | GUTL | Grounds Utilities | STM | Storm Sewer | CRNCBR | Drainage Culvert Barrel |  | Drainage Culvert Barrel
| RFAW | MNLY | Milton Layover | RDGR | Roads and Grounds | GUTL | Grounds Utilities | STM | Storm Sewer | CRNCBR | Drainage Culvert Barrel | CULVAPR | Culvert Apron
| RFAW | MNLY | Milton Layover | RDGR | Roads and Grounds | GUTL | Grounds Utilities | STM | Storm Sewer | CRNCBR | Drainage Culvert Barrel | CULVBARR | Culvert Barrel
| RFAW | MNLY | Milton Layover | RDGR | Roads and Grounds | GUTL | Grounds Utilities | STM | Storm Sewer | DRNCB | Drainage Catch Basin |  | Drainage Catch Basin
| RFAW | MNLY | Milton Layover | RDGR | Roads and Grounds | GUTL | Grounds Utilities | STM | Storm Sewer | MNHOL | Manhole |  | Manhole
| RFAW | MNLY | Milton Layover | RDGR | Roads and Grounds | GUTL | Grounds Utilities | STM | Storm Sewer | SEP | Separator |  | Separator
| RFAW | MNLY | Milton Layover | RDGR | Roads and Grounds | GUTL | Grounds Utilities | STM | Storm Sewer | SURFSCS | Surface Stormwater Control |  | Surface Stormwater Control
| RFAW | MNLY | Milton Layover | RDGR | Roads and Grounds | GUTL | Grounds Utilities | WTR | Water Supply | FRHYD | Fire Hydrants |  | Fire Hydrants
| RFAW | MNLY | Milton Layover | RDGR | Roads and Grounds | PLOT | Parking Lot | PKGAREA | Parking Area |  | Parking Area
| RFAW | MNLY | Milton Layover | RDGR | Roads and Grounds | PSYS | Process Systems | CAIR | Compressed Air | ARCMP | Air Compressor |  | Air Compressor
| RFAW | MNLY | Milton Layover | RDGR | Roads and Grounds | PSYS | Process Systems | CAIR | Compressed Air | DRYARCP | Dryer - Air Compressor |  | Dryer - Air Compressor
| RFAW | MNLY | Milton Layover | RDGR | Roads and Grounds | PSYS | Process Systems | CAIR | Compressed Air | EMRGSB | Emergency Stop Button |  | Emergency Stop Button
| RFAW | MNLY | Milton Layover | RDGR | Roads and Grounds | PSYS | Process Systems | CAIR | Compressed Air | FLTR | Filter |  | Filter
| RFAW | MNLY | Milton Layover | RDGR | Roads and Grounds | PSYS | Process Systems | CAIR | Compressed Air | PTARCP | Pressure Tank - Air Compressor |  | Pressure Tank - Air Compressor
| RFAW | MNLY | Milton Layover | RDGR | Roads and Grounds | PSYS | Process Systems | WYSD | Wayside | EMRGSB | Emergency Stop Button |  | Emergency Stop Button
| RFAW | MNLY | Milton Layover | RDGR | Roads and Grounds | PSYS | Process Systems | WYSD | Wayside | WYCMPAR | Wayside Compressed Air Outlet |  | Wayside Compressed Air Outlet
| RFAW | MNLY | Milton Layover | RDGR | Roads and Grounds | PSYS | Process Systems | WYSD | Wayside | WYSPDP | Wayside Power Dist. Panel |  | Wayside Power Distribution Panel
| RFAW | MNLY | Milton Layover | RDGR | Roads and Grounds | PSYS | Process Systems | WYSD | Wayside | WYSPOC | Wayside Power Outlets & Cables |  | Wayside Power Outlets & Cables
| RFAW | MNLY | Milton Layover | RDGR | Roads and Grounds | RDW | Roadways | RDWY | Roadway |  | Roadway
| RFAW | MNLY | Milton Layover | RDGR | Roads and Grounds | WLKY | Walkway | PEDWLK | Pedestrian walk way |  | Pedestrian walk way
| RFAW | MNLY | Milton Layover | SS | Substation | GEL | Grounds Electrical | EDST | Electrical Distribution | EMRGSB | Emergency Stop Button |  | Emergency Stop Button
| RFAW | MNLY | Milton Layover | SS | Substation | GEL | Grounds Electrical | EDST | Electrical Distribution | MHVTRS | Medium/High Voltage Transformer |  | Medium/High Voltage Transformer
| RFAW | MNLY | Milton Layover | SS | Substation | GEL | Grounds Electrical | EDST | Electrical Distribution | SWTYDSE | Switchyard Service Entrance |  | Switchyard Service Entrance
| RFAW | MNLY | Milton Layover | SS | Substation | GUTL | Grounds Utilities | SAN | Sanitary Sewer | CP | Control Panel |  | Control Panel
| RFAW | MNLY | Milton Layover | SS | Substation | PSYS | Process Systems | WYSD | Wayside | EMRGSB | Emergency Stop Button |  | Emergency Stop Button
| RFAW | MNLY | Milton Layover | SS | Substation | RMINT | Room Interior | DR | Door |  | Door
| RFAW | MNLY | Milton Layover | SS | Substation | RMINT | Room Interior | RMINT | Room Interior |  | Room Interior
| RFAW | MNLY | Milton Layover | SS | Substation | SBST | Substructure | SPST | Superstructure |  | Superstructure
| RFAW | MNLY | Milton Layover | SS | Substation | SHELL | Shell | DR | Door |  | Door
| RFAW | MNLY | Milton Layover | SS | Substation | SHELL | Shell | EXTRWLL | Exterior Wall |  | Exterior Wall
| RFAW | MNLY | Milton Layover | SS | Substation | SRV | Services | ELEC | Electrical | BPEMR | Battery Powered Emergency Lighting and Exit Lighting | BPEMERGL | Battery Powered Emergency Lighting and Exit Lighting
| RFAW | MNLY | Milton Layover | SS | Substation | SRV | Services | ELEC | Electrical | CP | Control Panel |  | Control Panel
| RFAW | MNLY | Milton Layover | SS | Substation | SRV | Services | ELEC | Electrical | DRWOBR | Draw-Out breaker |  | Draw-Out breaker
| RFAW | MNLY | Milton Layover | SS | Substation | SRV | Services | ELEC | Electrical | GRLPS | Grounding and Lightning PS | GRNDLPS | Grounding and Lightning Protection System
| RFAW | MNLY | Milton Layover | SS | Substation | SRV | Services | ELEC | Electrical | LGHTCTRL | Lighting Control System |  | Lighting Control System
| RFAW | MNLY | Milton Layover | SS | Substation | SRV | Services | ELEC | Electrical | LGHT | Lighting |  | Lighting
| RFAW | MNLY | Milton Layover | SS | Substation | SRV | Services | ELEC | Electrical | LVDSYS | Low Voltage Dist. System |  | Low Voltage Distribution System
| RFAW | MNLY | Milton Layover | SS | Substation | SRV | Services | ELEC | Electrical | LVPAN | Low Voltage Panel |  | Low Voltage Panel
| RFAW | MNLY | Milton Layover | SS | Substation | SRV | Services | ELEC | Electrical | LVTRS | Low Voltage Transformer |  | Low Voltage Transformer
| RFAW | MNLY | Milton Layover | SS | Substation | SRV | Services | ELEC | Electrical | MCC | Motor Control Centers | MTRCONTC | Motor Control Centers (MCC)
| RFAW | MNLY | Milton Layover | SS | Substation | SRV | Services | ELEC | Electrical | RCTFR | Rectifier | RCTFR | Rectifier | BATTERY | Battery
| RFAW | MNLY | Milton Layover | SS | Substation | SRV | Services | ELEC | Electrical | SWTGR | Switchgear |  | Switchgear
| RFAW | MNLY | Milton Layover | SS | Substation | SRV | Services | FRDT | Fire Detection | FRDSYS | Fire Detection System |  | Fire Detection System
| RFAW | MNLY | Milton Layover | SS | Substation | SRV | Services | FRPR | Fire Protection | FREXT | Fire Extinguisher |  | Fire Extinguisher
| RFAW | MNLY | Milton Layover | SS | Substation | SRV | Services | HVAC | HVAC | ARHU | Air Handling Unit |  | Air Handling Unit
| RFAW | MNLY | Milton Layover | SS | Substation | SRV | Services | HVAC | HVAC | FAN | Fan |  | Fan
| RFAW | MNLY | Milton Layover | SS | Substation | SRV | Services | HVAC | HVAC | GSDESYS | Gas Detection System |  | Gas Detection System
| RFAW | MNLY | Milton Layover | SS | Substation | SRV | Services | HVAC | HVAC | HVACDS | HVAC Air Dist. System |  | HVAC Air Distribution System
| RFAW | MNLY | Milton Layover | SS | Substation | SRV | Services | HVAC | HVAC | TRMHTR | Terminal Heater |  | Terminal Heater
| RFAW | MNLY | Milton Layover | STRB | Storage Building | RMINT | Room Interior | BOLRD | Bollard |  | Bollard
| RFAW | MNLY | Milton Layover | STRB | Storage Building | RMINT | Room Interior | RMINT | Room Interior |  | Room Interior
| RFAW | MNLY | Milton Layover | STRB | Storage Building | SBST | Substructure | SPST | Superstructure |  | Superstructure
| RFAW | MNLY | Milton Layover | STRB | Storage Building | SHELL | Shell | DR | Door |  | Door
| RFAW | MNLY | Milton Layover | STRB | Storage Building | SHELL | Shell | OHDDR | Overhead Door |  | Overhead Door
| RFAW | MNLY | Milton Layover | STRB | Storage Building | SHELL | Shell | WINDSYS | Window System |  | Window System
| RFAW | MNLY | Milton Layover | STRB | Storage Building | SRV | Services | ELEC | Electrical | LGHT | Lighting |  | Lighting
| RFAW | MNLY | Milton Layover | STRB | Storage Building | SRV | Services | ELEC | Electrical | LVPAN | Low Voltage Panel |  | Low Voltage Panel
| RFAW | MNLY | Milton Layover | STRB | Storage Building | SRV | Services | HVAC | HVAC | TRMHTR | Terminal Heater |  | Terminal Heater
| RFAW | MNLY | Milton Layover | WDB | Waste Disposal Building | RMINT | Room Interior | BOLRD | Bollard |  | Bollard
| RFAW | MNLY | Milton Layover | WDB | Waste Disposal Building | RMINT | Room Interior | RMINT | Room Interior |  | Room Interior
| RFAW | MNLY | Milton Layover | WDB | Waste Disposal Building | SBST | Substructure | SPST | Superstructure |  | Superstructure
| RFAW | MNLY | Milton Layover | WDB | Waste Disposal Building | SHELL | Shell | DR | Door |  | Door
| RFAW | MNLY | Milton Layover | WDB | Waste Disposal Building | SHELL | Shell | OHDDR | Overhead Door |  | Overhead Door
| RFAW | MNLY | Milton Layover | WDB | Waste Disposal Building | SHELL | Shell | WINDSYS | Window System |  | Window System
| RFAW | MNLY | Milton Layover | WDB | Waste Disposal Building | SRV | Services | ELEC | Electrical | LGHT | Lighting |  | Lighting
| RFAW | MNLY | Milton Layover | WDB | Waste Disposal Building | SRV | Services | ELEC | Electrical | LVPAN | Low Voltage Panel |  | Low Voltage Panel
| RFAW | MNLY | Milton Layover | WDB | Waste Disposal Building | SRV | Services | HVAC | HVAC | TRMHTR | Terminal Heater |  | Terminal Heater
| RFAE | RHLY | Richmond Hill Layover | RDGR | Roads and Grounds | GUTL | Grounds Utilities | STM | Storm Sewer | SWT | Storm Water Treatment | SOGS | Stormwater oil grit separator |  | Stormwater oil grit separator
| RFAE | RHLY | Richmond Hill Layover | RDGR | Roads and Grounds | GUTL | Grounds Utilities | STM | Storm Sewer | SWT | Storm Water Treatment | SOF | Stormwater outflow |  | Stormwater outflow
| RFAE | RHLY | Richmond Hill Layover | RDGR | Roads and Grounds | GEL | Grounds Electrical | EDST | Electrical Distribution | MHVTRS | Medium/High Voltage Transformer |  | Medium/High Voltage Transformer
| RFAE | RHLY | Richmond Hill Layover | RDGR | Roads and Grounds | GEL | Grounds Electrical | EDST | Electrical Distribution | MNHOL | Manhole |  | Manhole
| RFAE | RHLY | Richmond Hill Layover | RDGR | Roads and Grounds | GEL | Grounds Electrical | EDST | Electrical Distribution | SWTYDSE | Switchyard Service Entrance |  | Switchyard Service Entrance
| RFAE | RHLY | Richmond Hill Layover | RDGR | Roads and Grounds | GEL | Grounds Electrical | GLGT | Grounds Lighting | LGHTSTD | Light Standard |  | Light Standard
| RFAE | RHLY | Richmond Hill Layover | RDGR | Roads and Grounds | GRDS | Grounds | BOLRD | Bollard |  | Bollard
| RFAE | RHLY | Richmond Hill Layover | RDGR | Roads and Grounds | GRDS | Grounds | ELEC | Electrical | LGHT | Lighting |  | Lighting
| RFAE | RHLY | Richmond Hill Layover | RDGR | Roads and Grounds | GRDS | Grounds | ELEC | Electrical | LVPAN | Low Voltage Panel |  | Low Voltage Panel
| RFAE | RHLY | Richmond Hill Layover | RDGR | Roads and Grounds | GRDS | Grounds | FNC | Fence |  | Fence
| RFAE | RHLY | Richmond Hill Layover | RDGR | Roads and Grounds | GRDS | Grounds | GATE | Gate |  | Gate
| RFAE | RHLY | Richmond Hill Layover | RDGR | Roads and Grounds | GRDS | Grounds | HVAC | HVAC | TRMHTR | Terminal Heater |  | Terminal Heater
| RFAE | RHLY | Richmond Hill Layover | RDGR | Roads and Grounds | GRDS | Grounds | SGNFAC | Signs - Facility ID |  | Signs - Facility ID
| RFAE | RHLY | Richmond Hill Layover | RDGR | Roads and Grounds | GRDS | Grounds | SHD | Shed |  | Shed
| RFAE | RHLY | Richmond Hill Layover | RDGR | Roads and Grounds | GRDS | Grounds | UTLPOLE | Utility Pole |  | Utility Pole
| RFAE | RHLY | Richmond Hill Layover | RDGR | Roads and Grounds | GUTL | Grounds Utilities | SAN | Sanitary Sewer | SEPTNK | Septic Tank |  | Septic Tank
| RFAE | RHLY | Richmond Hill Layover | RDGR | Roads and Grounds | GUTL | Grounds Utilities | STM | Storm Sewer | DRNCB | Drainage Catch Basin |  | Drainage Catch Basin
| RFAE | RHLY | Richmond Hill Layover | RDGR | Roads and Grounds | GUTL | Grounds Utilities | STM | Storm Sewer | MNHOL | Manhole |  | Manhole
| RFAE | RHLY | Richmond Hill Layover | RDGR | Roads and Grounds | GUTL | Grounds Utilities | STM | Storm Sewer | SURFSCS | Surface Stormwater Control |  | Surface Stormwater Control
| RFAE | RHLY | Richmond Hill Layover | RDGR | Roads and Grounds | GUTL | Grounds Utilities | WTR | Water Supply | FRHYD | Fire Hydrants |  | Fire Hydrants
| RFAE | RHLY | Richmond Hill Layover | RDGR | Roads and Grounds | GUTL | Grounds Utilities | WTR | Water Supply | PINVLV | Post Indicator Valve |  | Post Indicator Valve
| RFAE | RHLY | Richmond Hill Layover | RDGR | Roads and Grounds | PSYS | Process Systems | CAIR | Compressed Air | ARCMP | Air Compressor |  | Air Compressor
| RFAE | RHLY | Richmond Hill Layover | RDGR | Roads and Grounds | PSYS | Process Systems | FDST | Fuel Distribution System | GSVP | Gas Vaporizer |  | Gas Vaporizer
| RFAE | RHLY | Richmond Hill Layover | RDGR | Roads and Grounds | PSYS | Process Systems | SEU | Site Electrical Utilities | UTLPOLE | Utility Pole |  | Utility Pole
| RFAE | RHLY | Richmond Hill Layover | RDGR | Roads and Grounds | PSYS | Process Systems | WYSD | Wayside | DRYARCP | Dryer - Air Compressor |  | Dryer - Air Compressor
| RFAE | RHLY | Richmond Hill Layover | RDGR | Roads and Grounds | PSYS | Process Systems | WYSD | Wayside | EMRGSB | Emergency Stop Button |  | Emergency Stop Button
| RFAE | RHLY | Richmond Hill Layover | RDGR | Roads and Grounds | PSYS | Process Systems | WYSD | Wayside | PTARCP | Pressure Tank - Air Compressor |  | Pressure Tank - Air Compressor
| RFAE | RHLY | Richmond Hill Layover | RDGR | Roads and Grounds | PSYS | Process Systems | WYSD | Wayside | WYCMPAR | Wayside Compressed Air Outlet |  | Wayside Compressed Air Outlet
| RFAE | RHLY | Richmond Hill Layover | RDGR | Roads and Grounds | PSYS | Process Systems | WYSD | Wayside | WYSPDP | Wayside Power Dist. Panel |  | Wayside Power Distribution Panel
| RFAE | RHLY | Richmond Hill Layover | RDGR | Roads and Grounds | PSYS | Process Systems | WYSD | Wayside | WYSPOC | Wayside Power Outlets & Cables |  | Wayside Power Outlets & Cables
| RFAE | RHLY | Richmond Hill Layover | RDGR | Roads and Grounds | RDW | Roadways | RDWY | Roadway |  | Roadway
| RFAE | RHLY | Richmond Hill Layover | RDGR | Roads and Grounds | RDW | Roadways | TRFBAR | Traffic Barrier |  | Traffic Barrier
| RFAE | RHLY | Richmond Hill Layover | RDGR | Roads and Grounds | WLKY | Walkway | HNDRL | Hand Rail |  | Hand Rail
| RFAE | RHLY | Richmond Hill Layover | RDGR | Roads and Grounds | WLKY | Walkway | PEDWLK | Pedestrian walk way |  | Pedestrian walk way
| RFAE | RHLY | Richmond Hill Layover | SS | Substation | RMINT | Room Interior | DR | Door |  | Door
| RFAE | RHLY | Richmond Hill Layover | SS | Substation | RMINT | Room Interior | RMINT | Room Interior |  | Room Interior
| RFAE | RHLY | Richmond Hill Layover | SS | Substation | SBST | Substructure | SBST | Substructure |  | Substructure
| RFAE | RHLY | Richmond Hill Layover | SS | Substation | SBST | Substructure | SPST | Superstructure |  | Superstructure
| RFAE | RHLY | Richmond Hill Layover | SS | Substation | SHELL | Shell | EXTRWLL | Exterior Wall |  | Exterior Wall
| RFAE | RHLY | Richmond Hill Layover | SS | Substation | SHELL | Shell | SLPDRF | Sloped Roof |  | Sloped Roof
| RFAE | RHLY | Richmond Hill Layover | SS | Substation | SRV | Services | ELEC | Electrical | CP | Control Panel |  | Control Panel
| RFAE | RHLY | Richmond Hill Layover | SS | Substation | SRV | Services | ELEC | Electrical | DRWOBR | Draw-Out breaker |  | Draw-Out breaker
| RFAE | RHLY | Richmond Hill Layover | SS | Substation | SRV | Services | ELEC | Electrical | LGHT | Lighting |  | Lighting
| RFAE | RHLY | Richmond Hill Layover | SS | Substation | SRV | Services | ELEC | Electrical | LVPAN | Low Voltage Panel |  | Low Voltage Panel
| RFAE | RHLY | Richmond Hill Layover | SS | Substation | SRV | Services | ELEC | Electrical | LVTRS | Low Voltage Transformer |  | Low Voltage Transformer
| RFAE | RHLY | Richmond Hill Layover | SS | Substation | SRV | Services | ELEC | Electrical | MCC | Motor Control Centers | MTRCONTC | Motor Control Centers (MCC)
| RFAE | RHLY | Richmond Hill Layover | SS | Substation | SRV | Services | ELEC | Electrical | RCTFR | Rectifier | RCTFR | Rectifier | BATTERY | Battery
| RFAE | RHLY | Richmond Hill Layover | SS | Substation | SRV | Services | ELEC | Electrical | SWTGR | Switchgear |  | Switchgear
| RFAE | RHLY | Richmond Hill Layover | SS | Substation | SRV | Services | ELEC | Electrical | UPS | UPS |  | Uninterruptable Power Supply
| RFAE | RHLY | Richmond Hill Layover | SS | Substation | SRV | Services | FRPR | Fire Protection | FREXT | Fire Extinguisher |  | Fire Extinguisher
| RFAE | RHLY | Richmond Hill Layover | SS | Substation | SRV | Services | HVAC | HVAC | ACCND | AC - Condenser |  | AC - Condenser
| RFAE | RHLY | Richmond Hill Layover | SS | Substation | SRV | Services | HVAC | HVAC | ACINE | AC - Indoor Evaporator |  | AC - Indoor Evaporator
| RFAE | RHLY | Richmond Hill Layover | SS | Substation | SRV | Services | HVAC | HVAC | FAN | Fan |  | Fan
| RFAE | RHLY | Richmond Hill Layover | SS | Substation | SRV | Services | HVAC | HVAC | HVACDS | HVAC Air Dist. System |  | HVAC Air Distribution System
| RFAE | RHLY | Richmond Hill Layover | SS | Substation | SRV | Services | HVAC | HVAC | TRMHTR | Terminal Heater |  | Terminal Heater
| RFAE | RHLY | Richmond Hill Layover | STFBLG | Staff Building | GUTL | Grounds Utilities | SAN | Sanitary Sewer | CP | Control Panel |  | Control Panel
| RFAE | RHLY | Richmond Hill Layover | STFBLG | Staff Building | PLOT | Parking Lot | PKGAREA | Parking Area |  | Parking Area
| RFAE | RHLY | Richmond Hill Layover | STFBLG | Staff Building | RMINT | Room Interior | DR | Door |  | Door
| RFAE | RHLY | Richmond Hill Layover | STFBLG | Staff Building | RMINT | Room Interior | OHDDR | Overhead Door |  | Overhead Door
| RFAE | RHLY | Richmond Hill Layover | STFBLG | Staff Building | RMINT | Room Interior | RMINT | Room Interior |  | Room Interior
| RFAE | RHLY | Richmond Hill Layover | STFBLG | Staff Building | RMINT | Room Interior | WINDSYS | Window System |  | Window System
| RFAE | RHLY | Richmond Hill Layover | STFBLG | Staff Building | SBST | Substructure | SBST | Substructure |  | Substructure
| RFAE | RHLY | Richmond Hill Layover | STFBLG | Staff Building | SBST | Substructure | SPST | Superstructure |  | Superstructure
| RFAE | RHLY | Richmond Hill Layover | STFBLG | Staff Building | SHELL | Shell | EXTRWLL | Exterior Wall |  | Exterior Wall
| RFAE | RHLY | Richmond Hill Layover | STFBLG | Staff Building | SHELL | Shell | SGNFAC | Signs - Facility ID |  | Signs - Facility ID
| RFAE | RHLY | Richmond Hill Layover | STFBLG | Staff Building | SHELL | Shell | SLPDRF | Sloped Roof |  | Sloped Roof
| RFAE | RHLY | Richmond Hill Layover | STFBLG | Staff Building | SRV | Services | ELEC | Electrical | HNDDRY | Hand Dryer |  | Hand Dryer
| RFAE | RHLY | Richmond Hill Layover | STFBLG | Staff Building | SRV | Services | ELEC | Electrical | LGHT | Lighting |  | Lighting
| RFAE | RHLY | Richmond Hill Layover | STFBLG | Staff Building | SRV | Services | ELEC | Electrical | LVPAN | Low Voltage Panel |  | Low Voltage Panel
| RFAE | RHLY | Richmond Hill Layover | STFBLG | Staff Building | SRV | Services | ELEC | Electrical | LVTRS | Low Voltage Transformer |  | Low Voltage Transformer
| RFAE | RHLY | Richmond Hill Layover | STFBLG | Staff Building | SRV | Services | FRDT | Fire Detection | FRDSYS | Fire Detection System |  | Fire Detection System
| RFAE | RHLY | Richmond Hill Layover | STFBLG | Staff Building | SRV | Services | FRPR | Fire Protection | CP | Control Panel |  | Control Panel
| RFAE | RHLY | Richmond Hill Layover | STFBLG | Staff Building | SRV | Services | FRPR | Fire Protection | FREXT | Fire Extinguisher |  | Fire Extinguisher
| RFAE | RHLY | Richmond Hill Layover | STFBLG | Staff Building | SRV | Services | FRPR | Fire Protection | FRPSYS | Fire Protection System |  | Fire Protection System
| RFAE | RHLY | Richmond Hill Layover | STFBLG | Staff Building | SRV | Services | FRPR | Fire Protection | STORTNK | Storage Tank |  | Storage Tank
| RFAE | RHLY | Richmond Hill Layover | STFBLG | Staff Building | SRV | Services | HAS | Health and Safety | FRAIDK | First Aid Kit |  | First Aid Kit
| RFAE | RHLY | Richmond Hill Layover | STFBLG | Staff Building | SRV | Services | HVAC | HVAC | ACCND | AC - Condenser |  | AC - Condenser
| RFAE | RHLY | Richmond Hill Layover | STFBLG | Staff Building | SRV | Services | HVAC | HVAC | FAN | Fan |  | Fan
| RFAE | RHLY | Richmond Hill Layover | STFBLG | Staff Building | SRV | Services | HVAC | HVAC | FLTRBX | Filter Box |  | Filter Box
| RFAE | RHLY | Richmond Hill Layover | STFBLG | Staff Building | SRV | Services | HVAC | HVAC | FURN | Furnace |  | Furnace
| RFAE | RHLY | Richmond Hill Layover | STFBLG | Staff Building | SRV | Services | HVAC | HVAC | GSDSTSYS | Gas Dist. System | GSDSTSYS | Gas Distribution System
| RFAE | RHLY | Richmond Hill Layover | STFBLG | Staff Building | SRV | Services | HVAC | HVAC | HVACDS | HVAC Air Dist. System |  | HVAC Air Distribution System
| RFAE | RHLY | Richmond Hill Layover | STFBLG | Staff Building | SRV | Services | HVAC | HVAC | STORTNK | Storage Tank |  | Storage Tank
| RFAE | RHLY | Richmond Hill Layover | STFBLG | Staff Building | SRV | Services | HVAC | HVAC | TRMHTR | Terminal Heater |  | Terminal Heater
| RFAE | RHLY | Richmond Hill Layover | STFBLG | Staff Building | SRV | Services | PLB | Plumbing | CHVLV | Check Valve |  | Check Valve
| RFAE | RHLY | Richmond Hill Layover | STFBLG | Staff Building | SRV | Services | PLB | Plumbing | DOMWDS | Domestic Water Dist. System |  | Domestic Water Distribution System
| RFAE | RHLY | Richmond Hill Layover | STFBLG | Staff Building | SRV | Services | PLB | Plumbing | EXPTANK | Expansion Tank |  | Expansion Tank
| RFAE | RHLY | Richmond Hill Layover | STFBLG | Staff Building | SRV | Services | PLB | Plumbing | FLTR | Filter |  | Filter
| RFAE | RHLY | Richmond Hill Layover | STFBLG | Staff Building | SRV | Services | PLB | Plumbing | HTWTRHT | Hot Water Heater |  | Hot Water Heater
| RFAE | RHLY | Richmond Hill Layover | STFBLG | Staff Building | SRV | Services | PLB | Plumbing | PLMBFXT | Plumbing Fixture |  | Plumbing Fixture
| RFAE | RHLY | Richmond Hill Layover | STFBLG | Staff Building | SRV | Services | PLB | Plumbing | PMP | Pump |  | Pump
| RFAE | RHLY | Richmond Hill Layover | STFBLG | Staff Building | SRV | Services | PLB | Plumbing | PRFV | Pressure Relief Valve |  | Pressure Relief Valve
| RFAE | RHLY | Richmond Hill Layover | STFBLG | Staff Building | SRV | Services | PLB | Plumbing | SDVLV | Solenoid Valve |  | Solenoid Valve
| RFAE | RHLY | Richmond Hill Layover | STFBLG | Staff Building | SRV | Services | PLB | Plumbing | STRN | Strainer |  | Strainer
| RFAE | RHLY | Richmond Hill Layover | STFBLG | Staff Building | SRV | Services | PLB | Plumbing | UTLMTR | Utility Meters |  | Utility Meters
| RFAE | RHLY | Richmond Hill Layover | STFBLG | Staff Building | SRV | Services | PLB | Plumbing | WTRSFNR | Water Softener |  | Water Softener
| RFAE | RHLY | Richmond Hill Layover | WDB | Waste Disposal Building | RMINT | Room Interior | DR | Door |  | Door
| RFAE | RHLY | Richmond Hill Layover | WDB | Waste Disposal Building | RMINT | Room Interior | OHDDR | Overhead Door |  | Overhead Door
| RFAE | RHLY | Richmond Hill Layover | WDB | Waste Disposal Building | RMINT | Room Interior | RMINT | Room Interior |  | Room Interior
| RFAE | RHLY | Richmond Hill Layover | WDB | Waste Disposal Building | RMINT | Room Interior | WINDSYS | Window System |  | Window System
| RFAE | RHLY | Richmond Hill Layover | WDB | Waste Disposal Building | SBST | Substructure | SBST | Substructure |  | Substructure
| RFAE | RHLY | Richmond Hill Layover | WDB | Waste Disposal Building | SBST | Substructure | SPST | Superstructure |  | Superstructure
| RFAE | RHLY | Richmond Hill Layover | WDB | Waste Disposal Building | SHELL | Shell | EXTRWLL | Exterior Wall |  | Exterior Wall
| RFAE | RHLY | Richmond Hill Layover | WDB | Waste Disposal Building | SHELL | Shell | SLPDRF | Sloped Roof |  | Sloped Roof
| RFAE | RHLY | Richmond Hill Layover | WDB | Waste Disposal Building | SRV | Services | ELEC | Electrical | LGHT | Lighting |  | Lighting
| RFAE | RHLY | Richmond Hill Layover | WDB | Waste Disposal Building | SRV | Services | ELEC | Electrical | LVPAN | Low Voltage Panel |  | Low Voltage Panel
| RFAE | RHLY | Richmond Hill Layover | WDB | Waste Disposal Building | SRV | Services | FRPR | Fire Protection | FREXT | Fire Extinguisher |  | Fire Extinguisher
| RFAE | RHLY | Richmond Hill Layover | WDB | Waste Disposal Building | SRV | Services | HVAC | HVAC | FAN | Fan |  | Fan
| RFAE | RHLY | Richmond Hill Layover | WDB | Waste Disposal Building | SRV | Services | HVAC | HVAC | TRMHTR | Terminal Heater |  | Terminal Heater
| RFAW | SHLY | Shirley Layover | RDGR | Roads and Grounds | GUTL | Grounds Utilities | STM | Storm Sewer | SWT | Storm Water Treatment | SMDT | Stormwater detention tank |  | Stormwater detention tank
| RFAW | SHLY | Shirley Layover | RDGR | Roads and Grounds | GUTL | Grounds Utilities | STM | Storm Sewer | SWT | Storm Water Treatment | SOF | Stormwater outflow |  | Stormwater outflow
| RFAW | SHLY | Shirley Layover | RDGR | Roads and Grounds | GUTL | Grounds Utilities | STM | Storm Sewer | SWT | Storm Water Treatment | SOGS | Stormwater oil grit separator |  | Stormwater oil grit separator
| RFAW | SHLY | Shirley Layover | RDGR | Roads and Grounds | GUTL | Grounds Utilities | STM | Storm Sewer | SWT | Storm Water Treatment | SOSV | Stormwater oil stop valve |  | Stormwater oil stop valve
| RFAE | WHLY | Whitby Layover | CRCN | Crew Center | RMINT | Room Interior | DR | Door |  | Door
| RFAE | WHLY | Whitby Layover | CRCN | Crew Center | RMINT | Room Interior | RMINT | Room Interior |  | Room Interior
| RFAE | WHLY | Whitby Layover | CRCN | Crew Center | SBST | Substructure | SPST | Superstructure |  | Superstructure
| RFAE | WHLY | Whitby Layover | CRCN | Crew Center | SHELL | Shell | FLTROOF | Flat Roof |  | Flat Roof
| RFAE | WHLY | Whitby Layover | CRCN | Crew Center | SHELL | Shell | OHDDR | Overhead Door |  | Overhead Door
| RFAE | WHLY | Whitby Layover | CRCN | Crew Center | SHELL | Shell | WINDSYS | Window System |  | Window System
| RFAE | WHLY | Whitby Layover | CRCN | Crew Center | SRV | Services | ELEC | Electrical | BPEMR | Battery Powered Emergency Lighting and Exit Lighting | BPEMERGL | Battery Powered Emergency Lighting and Exit Lighting
| RFAE | WHLY | Whitby Layover | CRCN | Crew Center | SRV | Services | ELEC | Electrical | LGHT | Lighting |  | Lighting
| RFAE | WHLY | Whitby Layover | CRCN | Crew Center | SRV | Services | ELEC | Electrical | LVPAN | Low Voltage Panel |  | Low Voltage Panel
| RFAE | WHLY | Whitby Layover | CRCN | Crew Center | SRV | Services | HAS | Health and Safety | FRAIDK | First Aid Kit |  | First Aid Kit
| RFAE | WHLY | Whitby Layover | CRCN | Crew Center | SRV | Services | HVAC | HVAC | TRMHTR | Terminal Heater |  | Terminal Heater
| RFAE | WHLY | Whitby Layover | CRCN | Crew Center | SRV | Services | PLB | Plumbing | DOMWDS | Domestic Water Dist. System |  | Domestic Water Distribution System
| RFAE | WHLY | Whitby Layover | CRCN | Crew Center | SRV | Services | PLB | Plumbing | EXPTANK | Expansion Tank |  | Expansion Tank
| RFAE | WHLY | Whitby Layover | CRCN | Crew Center | SRV | Services | PLB | Plumbing | FLTR | Filter |  | Filter
| RFAE | WHLY | Whitby Layover | CRCN | Crew Center | SRV | Services | PLB | Plumbing | PLMBFXT | Plumbing Fixture |  | Plumbing Fixture
| RFAE | WHLY | Whitby Layover | ELCB | Electrical Building | RMINT | Room Interior | DR | Door |  | Door
| RFAE | WHLY | Whitby Layover | ELCB | Electrical Building | RMINT | Room Interior | RMINT | Room Interior |  | Room Interior
| RFAE | WHLY | Whitby Layover | ELCB | Electrical Building | SBST | Substructure | SBST | Substructure |  | Substructure
| RFAE | WHLY | Whitby Layover | ELCB | Electrical Building | SBST | Substructure | SPST | Superstructure |  | Superstructure
| RFAE | WHLY | Whitby Layover | ELCB | Electrical Building | SHELL | Shell | EXTRWLL | Exterior Wall |  | Exterior Wall
| RFAE | WHLY | Whitby Layover | ELCB | Electrical Building | SRV | Services | ELEC | Electrical | BPEMR | Battery Powered Emergency Lighting and Exit Lighting | BPEMERGL | Battery Powered Emergency Lighting and Exit Lighting
| RFAE | WHLY | Whitby Layover | ELCB | Electrical Building | SRV | Services | ELEC | Electrical | CP | Control Panel |  | Control Panel
| RFAE | WHLY | Whitby Layover | ELCB | Electrical Building | SRV | Services | ELEC | Electrical | DRWOBR | Draw-Out breaker |  | Draw-Out breaker
| RFAE | WHLY | Whitby Layover | ELCB | Electrical Building | SRV | Services | ELEC | Electrical | EMRGSB | Emergency Stop Button |  | Emergency Stop Button
| RFAE | WHLY | Whitby Layover | ELCB | Electrical Building | SRV | Services | ELEC | Electrical | GRLPS | Grounding and Lightning PS | GRNDLPS | Grounding and Lightning Protection System
| RFAE | WHLY | Whitby Layover | ELCB | Electrical Building | SRV | Services | ELEC | Electrical | LGHT | Lighting |  | Lighting
| RFAE | WHLY | Whitby Layover | ELCB | Electrical Building | SRV | Services | ELEC | Electrical | LVPAN | Low Voltage Panel |  | Low Voltage Panel
| RFAE | WHLY | Whitby Layover | ELCB | Electrical Building | SRV | Services | ELEC | Electrical | LVTRS | Low Voltage Transformer |  | Low Voltage Transformer
| RFAE | WHLY | Whitby Layover | ELCB | Electrical Building | SRV | Services | ELEC | Electrical | MCC | Motor Control Centers | MTRCONTC | Motor Control Centers (MCC)
| RFAE | WHLY | Whitby Layover | ELCB | Electrical Building | SRV | Services | ELEC | Electrical | RCTFR | Rectifier | RCTFR | Rectifier | BATTERY | Battery
| RFAE | WHLY | Whitby Layover | ELCB | Electrical Building | SRV | Services | ELEC | Electrical | UPS | UPS |  | Uninterruptable Power Supply
| RFAE | WHLY | Whitby Layover | ELCB | Electrical Building | SRV | Services | FRPR | Fire Protection | FREXT | Fire Extinguisher |  | Fire Extinguisher
| RFAE | WHLY | Whitby Layover | ELCB | Electrical Building | SRV | Services | HAS | Health and Safety | PRTEMG | Portable Emergency Eyewash |  | Portable Emergency Eyewash
| RFAE | WHLY | Whitby Layover | ELCB | Electrical Building | SRV | Services | HVAC | HVAC | ACCND | AC - Condenser |  | AC - Condenser
| RFAE | WHLY | Whitby Layover | ELCB | Electrical Building | SRV | Services | HVAC | HVAC | ACINE | AC - Indoor Evaporator |  | AC - Indoor Evaporator
| RFAE | WHLY | Whitby Layover | ELCB | Electrical Building | SRV | Services | HVAC | HVAC | FAN | Fan |  | Fan
| RFAE | WHLY | Whitby Layover | ELCB | Electrical Building | SRV | Services | HVAC | HVAC | GSDESYS | Gas Detection System |  | Gas Detection System
| RFAE | WHLY | Whitby Layover | ELCB | Electrical Building | SRV | Services | HVAC | HVAC | TRMHTR | Terminal Heater |  | Terminal Heater
| RFAE | WHLY | Whitby Layover | ELCB | Electrical Building | SRV | Services | PLB | Plumbing | HTWTRHT | Hot Water Heater |  | Hot Water Heater
| RFAE | WHLY | Whitby Layover | ELCB | Electrical Building | SRV | Services | PLB | Plumbing | PLMBFXT | Plumbing Fixture |  | Plumbing Fixture
| RFAE | WHLY | Whitby Layover | ELCB | Electrical Building | SRV | Services | PLB | Plumbing | WTRSFNR | Water Softener |  | Water Softener
| RFAE | WHLY | Whitby Layover | RDGR | Roads and Grounds | GEL | Grounds Electrical | EDST | Electrical Distribution | FZDISC | Fuse Disconnect |  | Fuse Disconnect
| RFAE | WHLY | Whitby Layover | RDGR | Roads and Grounds | GEL | Grounds Electrical | EDST | Electrical Distribution | LVPAN | Low Voltage Panel |  | Low Voltage Panel
| RFAE | WHLY | Whitby Layover | RDGR | Roads and Grounds | GEL | Grounds Electrical | EDST | Electrical Distribution | LVTRS | Low Voltage Transformer |  | Low Voltage Transformer
| RFAE | WHLY | Whitby Layover | RDGR | Roads and Grounds | GEL | Grounds Electrical | EDST | Electrical Distribution | MHVTRS | Medium/High Voltage Transformer |  | Medium/High Voltage Transformer
| RFAE | WHLY | Whitby Layover | RDGR | Roads and Grounds | GEL | Grounds Electrical | EDST | Electrical Distribution | MNHOL | Manhole |  | Manhole
| RFAE | WHLY | Whitby Layover | RDGR | Roads and Grounds | GEL | Grounds Electrical | GLGT | Grounds Lighting | LGHTSTD | Light Standard |  | Light Standard
| RFAE | WHLY | Whitby Layover | RDGR | Roads and Grounds | GRDS | Grounds | BOLRD | Bollard |  | Bollard
| RFAE | WHLY | Whitby Layover | RDGR | Roads and Grounds | GRDS | Grounds | FNC | Fence |  | Fence
| RFAE | WHLY | Whitby Layover | RDGR | Roads and Grounds | GRDS | Grounds | GATE | Gate |  | Gate
| RFAE | WHLY | Whitby Layover | RDGR | Roads and Grounds | GRDS | Grounds | RTNWLL | Retaining Wall |  | Retaining Wall
| RFAE | WHLY | Whitby Layover | RDGR | Roads and Grounds | GRDS | Grounds | UTLPOLE | Utility Pole |  | Utility Pole
| RFAE | WHLY | Whitby Layover | RDGR | Roads and Grounds | GUTL | Grounds Utilities | SAN | Sanitary Sewer | SEPTNK | Septic Tank |  | Septic Tank
| RFAE | WHLY | Whitby Layover | RDGR | Roads and Grounds | GUTL | Grounds Utilities | SAN | Sanitary Sewer | SMPIT | Sump Pit |  | Sump Pit
| RFAE | WHLY | Whitby Layover | RDGR | Roads and Grounds | GUTL | Grounds Utilities | STM | Storm Sewer | DRNCB | Drainage Catch Basin |  | Drainage Catch Basin
| RFAE | WHLY | Whitby Layover | RDGR | Roads and Grounds | GUTL | Grounds Utilities | STM | Storm Sewer | MNHOL | Manhole |  | Manhole
| RFAE | WHLY | Whitby Layover | RDGR | Roads and Grounds | GUTL | Grounds Utilities | STM | Storm Sewer | SURFSCS | Surface Stormwater Control |  | Surface Stormwater Control
| RFAE | WHLY | Whitby Layover | RDGR | Roads and Grounds | GUTL | Grounds Utilities | WTR | Water Supply | WWELL | Water Well |  | Water Well
| RFAE | WHLY | Whitby Layover | RDGR | Roads and Grounds | PSYS | Process Systems | SEU | Site Electrical Utilities | UTLPOLE | Utility Pole |  | Utility Pole
| RFAE | WHLY | Whitby Layover | RDGR | Roads and Grounds | PSYS | Process Systems | WYSD | Wayside | EMRGSB | Emergency Stop Button |  | Emergency Stop Button
| RFAE | WHLY | Whitby Layover | RDGR | Roads and Grounds | PSYS | Process Systems | WYSD | Wayside | WYSPDP | Wayside Power Dist. Panel |  | Wayside Power Distribution Panel
| RFAE | WHLY | Whitby Layover | RDGR | Roads and Grounds | PSYS | Process Systems | WYSD | Wayside | WYSPOC | Wayside Power Outlets & Cables |  | Wayside Power Outlets & Cables
| RFAE | WHLY | Whitby Layover | RDGR | Roads and Grounds | RDW | Roadways | RDWY | Roadway |  | Roadway
| RFAE | WHLY | Whitby Layover | RDGR | Roads and Grounds | RDW | Roadways | TRFBAR | Traffic Barrier |  | Traffic Barrier
| RFAE | WHLY | Whitby Layover | RDGR | Roads and Grounds | WLKY | Walkway | PEDWLK | Pedestrian walk way |  | Pedestrian walk way
| RFAW | WRMF | Willowbrook Maintenance Facility | 125J | 125 Judson | HVAC | HVAC | SRV | Services | AD | Air Distribution System | AHUSH | Air Handling Unit, Steam |  | Air Handling Unit, Steam Heating
| RFAW | WRMF | Willowbrook Maintenance Facility | 125J | 125 Judson | RMINT | Room Interior | RMINT | Room Interior
| RFAW | WRMF | Willowbrook Maintenance Facility | 125J | 125 Judson | RMINT | Room Interior | ACCLDR | Access Ladder |  | Access Ladder
| RFAW | WRMF | Willowbrook Maintenance Facility | 125J | 125 Judson | RMINT | Room Interior | BOLRD | Bollard |  | Bollard
| RFAW | WRMF | Willowbrook Maintenance Facility | 125J | 125 Judson | RMINT | Room Interior | DR | Door |  | Door
| RFAW | WRMF | Willowbrook Maintenance Facility | 125J | 125 Judson | RMINT | Room Interior | GATE | Gate |  | Gate
| RFAW | WRMF | Willowbrook Maintenance Facility | 125J | 125 Judson | RMINT | Room Interior | GRDRL | Guard Rail |  | Guard Rail
| RFAW | WRMF | Willowbrook Maintenance Facility | 125J | 125 Judson | RMINT | Room Interior | HNDRL | Hand Rail |  | Hand Rail
| RFAW | WRMF | Willowbrook Maintenance Facility | 125J | 125 Judson | RMINT | Room Interior | SGNFAC | Signs - Facility ID |  | Signs - Facility ID
| RFAW | WRMF | Willowbrook Maintenance Facility | 125J | 125 Judson | RMINT | Room Interior | STRWY | Stairway |  | Stairway
| RFAW | WRMF | Willowbrook Maintenance Facility | 125J | 125 Judson | RMINT | Room Interior | WINDSYS | Window System |  | Window System
| RFAW | WRMF | Willowbrook Maintenance Facility | 125J | 125 Judson | SBST | Substructure | SBST | Substructure
| RFAW | WRMF | Willowbrook Maintenance Facility | 125J | 125 Judson | SHELL | Shell | ACCLDR | Access Ladder |  | Access Ladder
| RFAW | WRMF | Willowbrook Maintenance Facility | 125J | 125 Judson | SHELL | Shell | ACCPLTF | Access Platform |  | Access Platform
| RFAW | WRMF | Willowbrook Maintenance Facility | 125J | 125 Judson | SHELL | Shell | CNPY | Canopy |  | Canopy
| RFAW | WRMF | Willowbrook Maintenance Facility | 125J | 125 Judson | SHELL | Shell | DR | Door |  | Door
| RFAW | WRMF | Willowbrook Maintenance Facility | 125J | 125 Judson | SHELL | Shell | EXTRWLL | Exterior Wall |  | Exterior Wall
| RFAW | WRMF | Willowbrook Maintenance Facility | 125J | 125 Judson | SHELL | Shell | FLTROOF | Flat Roof |  | Flat Roof
| RFAW | WRMF | Willowbrook Maintenance Facility | 125J | 125 Judson | SHELL | Shell | GRDRL | Guard Rail |  | Guard Rail
| RFAW | WRMF | Willowbrook Maintenance Facility | 125J | 125 Judson | SHELL | Shell | HNDRL | Hand Rail |  | Hand Rail
| RFAW | WRMF | Willowbrook Maintenance Facility | 125J | 125 Judson | SHELL | Shell | OHDDR | Overhead Door |  | Overhead Door
| RFAW | WRMF | Willowbrook Maintenance Facility | 125J | 125 Judson | SHELL | Shell | RLPLTF | Rail Platform | RLPLTF | Rail Platform | RLPLTF | Rail Platform
| RFAW | WRMF | Willowbrook Maintenance Facility | 125J | 125 Judson | SHELL | Shell | PRTOFF | Portable Office |  | Portable Office
| RFAW | WRMF | Willowbrook Maintenance Facility | 125J | 125 Judson | SHELL | Shell | SGNFAC | Signs - Facility ID |  | Signs - Facility ID
| RFAW | WRMF | Willowbrook Maintenance Facility | 125J | 125 Judson | SHELL | Shell | SPST | Superstructure |  | Superstructure
| RFAW | WRMF | Willowbrook Maintenance Facility | 125J | 125 Judson | SHELL | Shell | STRWY | Stairway |  | Stairway
| RFAW | WRMF | Willowbrook Maintenance Facility | 125J | 125 Judson | SHELL | Shell | WINDSYS | Window System |  | Window System
| RFAW | WRMF | Willowbrook Maintenance Facility | 125J | 125 Judson | SRV | Services | CNV | Conveying | CARPSYS | Car Puller System |  | Car Puller System
| RFAW | WRMF | Willowbrook Maintenance Facility | 125J | 125 Judson | SRV | Services | CNV | Conveying | CHPCONV | Chip Conveyor |  | Chip Conveyor
| RFAW | WRMF | Willowbrook Maintenance Facility | 125J | 125 Judson | SRV | Services | CNV | Conveying | CRN | Crane |  | Crane
| RFAW | WRMF | Willowbrook Maintenance Facility | 125J | 125 Judson | SRV | Services | CNV | Conveying | CRNREMC | Crane Remote Control |  | Crane Remote Control
| RFAW | WRMF | Willowbrook Maintenance Facility | 125J | 125 Judson | SRV | Services | CNV | Conveying | DRPTABL | Drop table |  | Drop table
| RFAW | WRMF | Willowbrook Maintenance Facility | 125J | 125 Judson | SRV | Services | CNV | Conveying | ELVTR | Elevator |  | Elevator
| RFAW | WRMF | Willowbrook Maintenance Facility | 125J | 125 Judson | SRV | Services | CNV | Conveying | EMRGSB | Emergency Stop Button |  | Emergency Stop Button
| RFAW | WRMF | Willowbrook Maintenance Facility | 125J | 125 Judson | SRV | Services | CNV | Conveying | LOADDL | Loading Dock Levelers |  | Loading Dock Levelers
| RFAW | WRMF | Willowbrook Maintenance Facility | 125J | 125 Judson | SRV | Services | ELEC | Electrical | RCTFR | Rectifier | RCTFR | Rectifier | BATTERY | Battery
| RFAW | WRMF | Willowbrook Maintenance Facility | 125J | 125 Judson | SRV | Services | ELEC | Electrical | BPEMR | Battery Powered Emergency Lighting and Exit Lighting | BPEMERGL | Battery Powered Emergency Lighting and Exit Lighting
| RFAW | WRMF | Willowbrook Maintenance Facility | 125J | 125 Judson | SRV | Services | ELEC | Electrical | CP | Control Panel |  | Control Panel
| RFAW | WRMF | Willowbrook Maintenance Facility | 125J | 125 Judson | SRV | Services | ELEC | Electrical | CPCTR | Capacitor |  | Capacitor
| RFAW | WRMF | Willowbrook Maintenance Facility | 125J | 125 Judson | SRV | Services | ELEC | Electrical | DRWOBR | Draw-Out breaker |  | Draw-Out breaker
| RFAW | WRMF | Willowbrook Maintenance Facility | 125J | 125 Judson | SRV | Services | ELEC | Electrical | ELECHTS | Electric Heat Trace System |  | Electric Heat Trace System
| RFAW | WRMF | Willowbrook Maintenance Facility | 125J | 125 Judson | SRV | Services | ELEC | Electrical | EMRGEN | Emergency Generator |  | Emergency Generator
| RFAW | WRMF | Willowbrook Maintenance Facility | 125J | 125 Judson | SRV | Services | ELEC | Electrical | EMRGSB | Emergency Stop Button |  | Emergency Stop Button
| RFAW | WRMF | Willowbrook Maintenance Facility | 125J | 125 Judson | SRV | Services | ELEC | Electrical | FZDISC | Fuse Disconnect |  | Fuse Disconnect
| RFAW | WRMF | Willowbrook Maintenance Facility | 125J | 125 Judson | SRV | Services | ELEC | Electrical | GRLPS | Grounding and Lightning PS | GRNDLPS | Grounding and Lightning Protection System
| RFAW | WRMF | Willowbrook Maintenance Facility | 125J | 125 Judson | SRV | Services | ELEC | Electrical | HNDDRY | Hand Dryer |  | Hand Dryer
| RFAW | WRMF | Willowbrook Maintenance Facility | 125J | 125 Judson | SRV | Services | ELEC | Electrical | LGHT | Lighting |  | Lighting
| RFAW | WRMF | Willowbrook Maintenance Facility | 125J | 125 Judson | SRV | Services | ELEC | Electrical | LGHTCTRL | Lighting Control System |  | Lighting Control System
| RFAW | WRMF | Willowbrook Maintenance Facility | 125J | 125 Judson | SRV | Services | ELEC | Electrical | LVDSYS | Low Voltage Dist. System |  | Low Voltage Distribution System
| RFAW | WRMF | Willowbrook Maintenance Facility | 125J | 125 Judson | SRV | Services | ELEC | Electrical | LVPAN | Low Voltage Panel |  | Low Voltage Panel
| RFAW | WRMF | Willowbrook Maintenance Facility | 125J | 125 Judson | SRV | Services | ELEC | Electrical | LVTRS | Low Voltage Transformer |  | Low Voltage Transformer
| RFAW | WRMF | Willowbrook Maintenance Facility | 125J | 125 Judson | SRV | Services | ELEC | Electrical | MCC | Motor Control Centers | MTRCONTC | Motor Control Centers (MCC)
| RFAW | WRMF | Willowbrook Maintenance Facility | 125J | 125 Judson | SRV | Services | ELEC | Electrical | MHVTRS | Medium/High Voltage Transformer |  | Medium/High Voltage Transformer
| RFAW | WRMF | Willowbrook Maintenance Facility | 125J | 125 Judson | SRV | Services | ELEC | Electrical | RCTFR | Rectifier | RCTFR | Rectifier | BATTERY | Battery
| RFAW | WRMF | Willowbrook Maintenance Facility | 125J | 125 Judson | SRV | Services | ELEC | Electrical | SIGLGHT | Signal Light |  | Signal Light
| RFAW | WRMF | Willowbrook Maintenance Facility | 125J | 125 Judson | SRV | Services | ELEC | Electrical | SWTBRD | Switchboard |  | Switchboard
| RFAW | WRMF | Willowbrook Maintenance Facility | 125J | 125 Judson | SRV | Services | ELEC | Electrical | SWTGR | Switchgear |  | Switchgear
| RFAW | WRMF | Willowbrook Maintenance Facility | 125J | 125 Judson | SRV | Services | ELEC | Electrical | TRSSWT | Transfer Switch |  | Transfer Switch
| RFAW | WRMF | Willowbrook Maintenance Facility | 125J | 125 Judson | SRV | Services | ELEC | Electrical | UPS | UPS |  | Uninterruptable Power Supply
| RFAW | WRMF | Willowbrook Maintenance Facility | 125J | 125 Judson | SRV | Services | ELEC | Electrical | UTLMTR | Utility Meters |  | Utility Meters
| RFAW | WRMF | Willowbrook Maintenance Facility | 125J | 125 Judson | SRV | Services | FRPR | Fire Protection | CHVLV | Check Valve |  | Check Valve
| RFAW | WRMF | Willowbrook Maintenance Facility | 125J | 125 Judson | SRV | Services | FRPR | Fire Protection | CP | Control Panel |  | Control Panel
| RFAW | WRMF | Willowbrook Maintenance Facility | 125J | 125 Judson | SRV | Services | FRPR | Fire Protection | FRDSYS | Fire Detection System |  | Fire Detection System
| RFAW | WRMF | Willowbrook Maintenance Facility | 125J | 125 Judson | SRV | Services | FRPR | Fire Protection | FREXT | Fire Extinguisher |  | Fire Extinguisher
| RFAW | WRMF | Willowbrook Maintenance Facility | 125J | 125 Judson | SRV | Services | FRPR | Fire Protection | FRHCB | Fire Hose and Cabinet |  | Fire Hose and Cabinet
| RFAW | WRMF | Willowbrook Maintenance Facility | 125J | 125 Judson | SRV | Services | FRPR | Fire Protection | FRPSYS | Fire Protection System |  | Fire Protection System
| RFAW | WRMF | Willowbrook Maintenance Facility | 125J | 125 Judson | SRV | Services | FRPR | Fire Protection | FRSHTTR | Fire Shutter |  | Fire Shutter
| RFAW | WRMF | Willowbrook Maintenance Facility | 125J | 125 Judson | SRV | Services | FRPR | Fire Protection | FRSPUN | Fire Suppression Units |  | Fire Suppression Units
| RFAW | WRMF | Willowbrook Maintenance Facility | 125J | 125 Judson | SRV | Services | HAS | Health and Safety | EMGDEF | Emergency Defibrillator |  | Emergency Defibrillator
| RFAW | WRMF | Willowbrook Maintenance Facility | 125J | 125 Judson | SRV | Services | HAS | Health and Safety | EMRGPF | Emergency Plumbing Fixture |  | Emergency Plumbing Fixture
| RFAW | WRMF | Willowbrook Maintenance Facility | 125J | 125 Judson | SRV | Services | HAS | Health and Safety | FRAIDK | First Aid Kit |  | First Aid Kit
| RFAW | WRMF | Willowbrook Maintenance Facility | 125J | 125 Judson | SRV | Services | HAS | Health and Safety | PRTEMG | Portable Emergency Eyewash |  | Portable Emergency Eyewash
| RFAW | WRMF | Willowbrook Maintenance Facility | 125J | 125 Judson | SRV | Services | HAS | Health and Safety | SPKST | Spill Kits Station |  | Spill Kits Station
| RFAW | WRMF | Willowbrook Maintenance Facility | 125J | 125 Judson | SRV | Services | HVAC | HVAC | BOILR | Boiler | BDT | Blowdown tank |  | Blowdown tank
| RFAW | WRMF | Willowbrook Maintenance Facility | 125J | 125 Judson | SRV | Services | HVAC | HVAC | ACCND | AC - Condenser |  | AC - Condenser
| RFAW | WRMF | Willowbrook Maintenance Facility | 125J | 125 Judson | SRV | Services | HVAC | HVAC | AD | Air Distribution System | ARHU | Air Handling Unit |  | Air Handling Unit
| RFAW | WRMF | Willowbrook Maintenance Facility | 125J | 125 Judson | SRV | Services | HVAC | HVAC | AD | Air Distribution System | DEHMDFR | Dehumidifier |  | Dehumidifier
| RFAW | WRMF | Willowbrook Maintenance Facility | 125J | 125 Judson | SRV | Services | HVAC | HVAC | AD | Air Distribution System | DCTHR | Duct Heater |  | Duct Heater
| RFAW | WRMF | Willowbrook Maintenance Facility | 125J | 125 Judson | SRV | Services | HVAC | HVAC | AD | Air Distribution System | HMDFR | Humidifier |  | Humidifier
| RFAW | WRMF | Willowbrook Maintenance Facility | 125J | 125 Judson | SRV | Services | HVAC | HVAC | AD | Air Distribution System | HRU | Heat Recovery Unit |  | Heat Recovery Unit
| RFAW | WRMF | Willowbrook Maintenance Facility | 125J | 125 Judson | SRV | Services | HVAC | HVAC | AD | Air Distribution System | HSPS | HVAC Steam Piping System | HVACSTPS | HVAC Steam Piping System
| RFAW | WRMF | Willowbrook Maintenance Facility | 125J | 125 Judson | SRV | Services | HVAC | HVAC | AD | Air Distribution System | HVACP | HVAC Piping System | HVACPIPS | HVAC Piping System
| RFAW | WRMF | Willowbrook Maintenance Facility | 125J | 125 Judson | SRV | Services | HVAC | HVAC | BLDGAC | Building Automation Controls |  | Building Automation Controls
| RFAW | WRMF | Willowbrook Maintenance Facility | 125J | 125 Judson | SRV | Services | HVAC | HVAC | BOILR | Boiler | BOILR | Boiler
| RFAW | WRMF | Willowbrook Maintenance Facility | 125J | 125 Judson | SRV | Services | HVAC | HVAC | BOILR | Boiler | HE | Heat Exchanger |  | Heat Exchanger
| RFAW | WRMF | Willowbrook Maintenance Facility | 125J | 125 Judson | SRV | Services | HVAC | HVAC | BOILR | Boiler | PMP | Pump |  | Pump
| RFAW | WRMF | Willowbrook Maintenance Facility | 125J | 125 Judson | SRV | Services | HVAC | HVAC | BOILR | Boiler | STDE | Steam Deaerator |  | Steam Deaerator
| RFAW | WRMF | Willowbrook Maintenance Facility | 125J | 125 Judson | SRV | Services | HVAC | HVAC | BOILR | Boiler | STNK | Storage Tank |  | Storage Tank
| RFAW | WRMF | Willowbrook Maintenance Facility | 125J | 125 Judson | SRV | Services | HVAC | HVAC | CHL | Chiller System | CHLR | Chiller
| RFAW | WRMF | Willowbrook Maintenance Facility | 125J | 125 Judson | SRV | Services | HVAC | HVAC | CHL | Chiller System | CHLRCOND | Chiller - Condenser |  | Chiller - Condenser
| RFAW | WRMF | Willowbrook Maintenance Facility | 125J | 125 Judson | SRV | Services | HVAC | HVAC | CHL | Chiller System | CHLRCOOL | Chiller - Cooling Tower |  | Chiller - Cooling Tower
| RFAW | WRMF | Willowbrook Maintenance Facility | 125J | 125 Judson | SRV | Services | HVAC | HVAC | CHL | Chiller System | ACC | AC - Condenser |  | AC - Condenser
| RFAW | WRMF | Willowbrook Maintenance Facility | 125J | 125 Judson | SRV | Services | HVAC | HVAC | CHL | Chiller System | ACIE | AC - Indoor Evaporator |  | AC - Indoor Evaporator
| RFAW | WRMF | Willowbrook Maintenance Facility | 125J | 125 Judson | SRV | Services | HVAC | HVAC | CHL | Chiller System | CT | Condensate Tank |  | Condensate Tank
| RFAW | WRMF | Willowbrook Maintenance Facility | 125J | 125 Judson | SRV | Services | HVAC | HVAC | CHL | Chiller System | PMP | Pump |  | Pump
| RFAW | WRMF | Willowbrook Maintenance Facility | 125J | 125 Judson | SRV | Services | HVAC | HVAC | CHL | Chiller System | SFT | Steam Flash Tank |  | Steam Flash Tank
| RFAW | WRMF | Willowbrook Maintenance Facility | 125J | 125 Judson | SRV | Services | HVAC | HVAC | CP | Control Panel |  | Control Panel
| RFAW | WRMF | Willowbrook Maintenance Facility | 125J | 125 Judson | SRV | Services | HVAC | HVAC | EMRGSB | Emergency Stop Button |  | Emergency Stop Button
| RFAW | WRMF | Willowbrook Maintenance Facility | 125J | 125 Judson | SRV | Services | HVAC | HVAC | EXPTANK | Expansion Tank |  | Expansion Tank
| RFAW | WRMF | Willowbrook Maintenance Facility | 125J | 125 Judson | SRV | Services | HVAC | HVAC | FAN | Fan |  | Fan
| RFAW | WRMF | Willowbrook Maintenance Facility | 125J | 125 Judson | SRV | Services | HVAC | HVAC | GSDESYS | Gas Detection System |  | Gas Detection System
| RFAW | WRMF | Willowbrook Maintenance Facility | 125J | 125 Judson | SRV | Services | HVAC | HVAC | TRMHTR | Terminal Heater |  | Terminal Heater
| RFAW | WRMF | Willowbrook Maintenance Facility | 125J | 125 Judson | SRV | Services | PLB | Plumbing | BFP | Backflow Prevention |  | Backflow Prevention
| RFAW | WRMF | Willowbrook Maintenance Facility | 125J | 125 Judson | SRV | Services | PLB | Plumbing | CHMFTANK | Chemical Feed Tank |  | Chemical Feed Tank
| RFAW | WRMF | Willowbrook Maintenance Facility | 125J | 125 Judson | SRV | Services | PLB | Plumbing | CLNSOLD | Cleaning Solution Dispenser |  | Cleaning Solution Dispenser
| RFAW | WRMF | Willowbrook Maintenance Facility | 125J | 125 Judson | SRV | Services | PLB | Plumbing | CP | Control Panel |  | Control Panel
| RFAW | WRMF | Willowbrook Maintenance Facility | 125J | 125 Judson | SRV | Services | PLB | Plumbing | DOMWDS | Domestic Water Dist. System |  | Domestic Water Distribution System
| RFAW | WRMF | Willowbrook Maintenance Facility | 125J | 125 Judson | SRV | Services | PLB | Plumbing | EXPTANK | Expansion Tank |  | Expansion Tank
| RFAW | WRMF | Willowbrook Maintenance Facility | 125J | 125 Judson | SRV | Services | PLB | Plumbing | FLTR | Filter |  | Filter
| RFAW | WRMF | Willowbrook Maintenance Facility | 125J | 125 Judson | SRV | Services | PLB | Plumbing | GSDSTSYS | Gas Dist. System | GSDSTSYS | Gas Distribution System
| RFAW | WRMF | Willowbrook Maintenance Facility | 125J | 125 Judson | SRV | Services | PLB | Plumbing | HTWTRHT | Hot Water Heater |  | Hot Water Heater
| RFAW | WRMF | Willowbrook Maintenance Facility | 125J | 125 Judson | SRV | Services | PLB | Plumbing | MVLV | Manual Valve |  | Manual Valve
| RFAW | WRMF | Willowbrook Maintenance Facility | 125J | 125 Judson | SRV | Services | PLB | Plumbing | PGV | Pressure Regulating Valve |  | Pressure Regulating Valve
| RFAW | WRMF | Willowbrook Maintenance Facility | 125J | 125 Judson | SRV | Services | PLB | Plumbing | PLMBFXT | Plumbing Fixture |  | Plumbing Fixture
| RFAW | WRMF | Willowbrook Maintenance Facility | 125J | 125 Judson | SRV | Services | PLB | Plumbing | PMP | Pump |  | Pump
| RFAW | WRMF | Willowbrook Maintenance Facility | 125J | 125 Judson | SRV | Services | PLB | Plumbing | PRV | Pressure Reducing Valve |  | Pressure Reducing Valve
| RFAW | WRMF | Willowbrook Maintenance Facility | 125J | 125 Judson | SRV | Services | PLB | Plumbing | SMPIT | Sump Pit |  | Sump Pit
| RFAW | WRMF | Willowbrook Maintenance Facility | 125J | 125 Judson | SRV | Services | PLB | Plumbing | STORTNK | Storage Tank |  | Storage Tank
| RFAW | WRMF | Willowbrook Maintenance Facility | 125J | 125 Judson | SRV | Services | PLB | Plumbing | STRN | Strainer |  | Strainer
| RFAW | WRMF | Willowbrook Maintenance Facility | 125J | 125 Judson | SRV | Services | PLB | Plumbing | UTLMTR | Utility Meters |  | Utility Meters
| RFAW | WRMF | Willowbrook Maintenance Facility | 125J | 125 Judson | SRV | Services | PLB | Plumbing | WSTWLS | Waste Water Lift Station |  | Waste Water Lift Station
| RFAW | WRMF | Willowbrook Maintenance Facility | 125J | 125 Judson | SRV | Services | PLB | Plumbing | WTRSFNR | Water Softener |  | Water Softener
| RFAW | WRMF | Willowbrook Maintenance Facility | 125J | 125 Judson | SRV | Services | PLB | Plumbing | WWCLS | Waste Water Collection System |  | Waste Water Collection System
| RFAW | WRMF | Willowbrook Maintenance Facility | 335J | 335J | RMINT | Room Interior | RMINT | Room Interior
| RFAW | WRMF | Willowbrook Maintenance Facility | 335J | 335J | RMINT | Room Interior | ACCLDR | Access Ladder |  | Access Ladder
| RFAW | WRMF | Willowbrook Maintenance Facility | 335J | 335J | RMINT | Room Interior | BOLRD | Bollard |  | Bollard
| RFAW | WRMF | Willowbrook Maintenance Facility | 335J | 335J | RMINT | Room Interior | DR | Door |  | Door
| RFAW | WRMF | Willowbrook Maintenance Facility | 335J | 335J | RMINT | Room Interior | GATE | Gate |  | Gate
| RFAW | WRMF | Willowbrook Maintenance Facility | 335J | 335J | RMINT | Room Interior | GRDRL | Guard Rail |  | Guard Rail
| RFAW | WRMF | Willowbrook Maintenance Facility | 335J | 335J | RMINT | Room Interior | HNDRL | Hand Rail |  | Hand Rail
| RFAW | WRMF | Willowbrook Maintenance Facility | 335J | 335J | RMINT | Room Interior | STRWY | Stairway |  | Stairway
| RFAW | WRMF | Willowbrook Maintenance Facility | 335J | 335J | SBST | Substructure | SBST | Substructure
| RFAW | WRMF | Willowbrook Maintenance Facility | 335J | 335J | SHELL | Shell | ACCPLTF | Access Platform |  | Access Platform
| RFAW | WRMF | Willowbrook Maintenance Facility | 335J | 335J | SHELL | Shell | EXTRWLL | Exterior Wall |  | Exterior Wall
| RFAW | WRMF | Willowbrook Maintenance Facility | 335J | 335J | SHELL | Shell | FLTROOF | Flat Roof |  | Flat Roof
| RFAW | WRMF | Willowbrook Maintenance Facility | 335J | 335J | SHELL | Shell | GRDRL | Guard Rail |  | Guard Rail
| RFAW | WRMF | Willowbrook Maintenance Facility | 335J | 335J | SHELL | Shell | OHDDR | Overhead Door |  | Overhead Door
| RFAW | WRMF | Willowbrook Maintenance Facility | 335J | 335J | SHELL | Shell | SPST | Superstructure |  | Superstructure
| RFAW | WRMF | Willowbrook Maintenance Facility | 335J | 335J | SHELL | Shell | WINDSYS | Window System |  | Window System
| RFAW | WRMF | Willowbrook Maintenance Facility | 335J | 335J | SRV | Services | CNV | Conveying | CRN | Crane |  | Crane
| RFAW | WRMF | Willowbrook Maintenance Facility | 335J | 335J | SRV | Services | CNV | Conveying | LOADDL | Loading Dock Levelers |  | Loading Dock Levelers
| RFAW | WRMF | Willowbrook Maintenance Facility | 335J | 335J | SRV | Services | ELEC | Electrical | BPEMR | Battery Powered Emergency Lighting and Exit Lighting | BPEMERGL | Battery Powered Emergency Lighting and Exit Lighting
| RFAW | WRMF | Willowbrook Maintenance Facility | 335J | 335J | SRV | Services | ELEC | Electrical | CP | Control Panel |  | Control Panel
| RFAW | WRMF | Willowbrook Maintenance Facility | 335J | 335J | SRV | Services | ELEC | Electrical | LGHTCTRL | Lighting Control System |  | Lighting Control System
| RFAW | WRMF | Willowbrook Maintenance Facility | 335J | 335J | SRV | Services | ELEC | Electrical | LGHT | Lighting |  | Lighting
| RFAW | WRMF | Willowbrook Maintenance Facility | 335J | 335J | SRV | Services | ELEC | Electrical | LVDSYS | Low Voltage Dist. System |  | Low Voltage Distribution System
| RFAW | WRMF | Willowbrook Maintenance Facility | 335J | 335J | SRV | Services | ELEC | Electrical | LVPAN | Low Voltage Panel |  | Low Voltage Panel
| RFAW | WRMF | Willowbrook Maintenance Facility | 335J | 335J | SRV | Services | ELEC | Electrical | LVTRS | Low Voltage Transformer |  | Low Voltage Transformer
| RFAW | WRMF | Willowbrook Maintenance Facility | 335J | 335J | SRV | Services | ELEC | Electrical | SWTBRD | Switchboard |  | Switchboard
| RFAW | WRMF | Willowbrook Maintenance Facility | 335J | 335J | SRV | Services | ELEC | Electrical | UTLMTR | Utility Meters |  | Utility Meters
| RFAW | WRMF | Willowbrook Maintenance Facility | 335J | 335J | SRV | Services | FRPR | Fire Protection | CP | Control Panel |  | Control Panel
| RFAW | WRMF | Willowbrook Maintenance Facility | 335J | 335J | SRV | Services | FRPR | Fire Protection | FRDSYS | Fire Detection System |  | Fire Detection System
| RFAW | WRMF | Willowbrook Maintenance Facility | 335J | 335J | SRV | Services | FRPR | Fire Protection | FREXT | Fire Extinguisher |  | Fire Extinguisher
| RFAW | WRMF | Willowbrook Maintenance Facility | 335J | 335J | SRV | Services | FRPR | Fire Protection | FRPSYS | Fire Protection System |  | Fire Protection System
| RFAW | WRMF | Willowbrook Maintenance Facility | 335J | 335J | SRV | Services | HAS | Health and Safety | EMGDEF | Emergency Defibrillator |  | Emergency Defibrillator
| RFAW | WRMF | Willowbrook Maintenance Facility | 335J | 335J | SRV | Services | HAS | Health and Safety | EMRGPF | Emergency Plumbing Fixture |  | Emergency Plumbing Fixture
| RFAW | WRMF | Willowbrook Maintenance Facility | 335J | 335J | SRV | Services | HAS | Health and Safety | FRAIDK | First Aid Kit |  | First Aid Kit
| RFAW | WRMF | Willowbrook Maintenance Facility | 335J | 335J | SRV | Services | HAS | Health and Safety | PRTEMG | Portable Emergency Eyewash |  | Portable Emergency Eyewash
| RFAW | WRMF | Willowbrook Maintenance Facility | 335J | 335J | SRV | Services | HVAC | HVAC | ACCND | AC - Condenser |  | AC - Condenser
| RFAW | WRMF | Willowbrook Maintenance Facility | 335J | 335J | SRV | Services | HVAC | HVAC | ACINE | AC - Indoor Evaporator |  | AC - Indoor Evaporator
| RFAW | WRMF | Willowbrook Maintenance Facility | 335J | 335J | SRV | Services | HVAC | HVAC | ARHU | Air Handling Unit |  | Air Handling Unit
| RFAW | WRMF | Willowbrook Maintenance Facility | 335J | 335J | SRV | Services | HVAC | HVAC | CP | Control Panel |  | Control Panel
| RFAW | WRMF | Willowbrook Maintenance Facility | 335J | 335J | SRV | Services | HVAC | HVAC | DCTHTR | Duct Heater |  | Duct Heater
| RFAW | WRMF | Willowbrook Maintenance Facility | 335J | 335J | SRV | Services | HVAC | HVAC | FAN | Fan |  | Fan
| RFAW | WRMF | Willowbrook Maintenance Facility | 335J | 335J | SRV | Services | HVAC | HVAC | GSDSTSYS | Gas Dist. System | GSDSTSYS | Gas Distribution System
| RFAW | WRMF | Willowbrook Maintenance Facility | 335J | 335J | SRV | Services | HVAC | HVAC | TRMHTR | Terminal Heater |  | Terminal Heater
| RFAW | WRMF | Willowbrook Maintenance Facility | 335J | 335J | SRV | Services | HVAC | HVAC | VARARVU | Variable Air Volume Unit |  | Variable Air Volume Unit
| RFAW | WRMF | Willowbrook Maintenance Facility | 335J | 335J | SRV | Services | PLB | Plumbing | BFP | Backflow Prevention |  | Backflow Prevention
| RFAW | WRMF | Willowbrook Maintenance Facility | 335J | 335J | SRV | Services | PLB | Plumbing | CP | Control Panel |  | Control Panel
| RFAW | WRMF | Willowbrook Maintenance Facility | 335J | 335J | SRV | Services | PLB | Plumbing | DOMWDS | Domestic Water Dist. System |  | Domestic Water Distribution System
| RFAW | WRMF | Willowbrook Maintenance Facility | 335J | 335J | SRV | Services | PLB | Plumbing | GSDSTSYS | Gas Dist. System | GSDSTSYS | Gas Distribution System
| RFAW | WRMF | Willowbrook Maintenance Facility | 335J | 335J | SRV | Services | PLB | Plumbing | HTWTRHT | Hot Water Heater |  | Hot Water Heater
| RFAW | WRMF | Willowbrook Maintenance Facility | 335J | 335J | SRV | Services | PLB | Plumbing | PLMBFXT | Plumbing Fixture |  | Plumbing Fixture
| RFAW | WRMF | Willowbrook Maintenance Facility | 335J | 335J | SRV | Services | PLB | Plumbing | PMP | Pump |  | Pump
| RFAW | WRMF | Willowbrook Maintenance Facility | 335J | 335J | SRV | Services | PLB | Plumbing | SMPIT | Sump Pit |  | Sump Pit
| RFAW | WRMF | Willowbrook Maintenance Facility | 335J | 335J | SRV | Services | PLB | Plumbing | WSTWLS | Waste Water Lift Station |  | Waste Water Lift Station
| RFAW | WRMF | Willowbrook Maintenance Facility | 91J | 91J, Progressive Maint. 3&4 Building | RMINT | Room Interior | RMINT | Room Interior
| RFAW | WRMF | Willowbrook Maintenance Facility | 91J | 91J, Progressive Maint. 3&4 Building | RMINT | Room Interior | ACCLDR | Access Ladder |  | Access Ladder
| RFAW | WRMF | Willowbrook Maintenance Facility | 91J | 91J, Progressive Maint. 3&4 Building | RMINT | Room Interior | BOLRD | Bollard |  | Bollard
| RFAW | WRMF | Willowbrook Maintenance Facility | 91J | 91J, Progressive Maint. 3&4 Building | RMINT | Room Interior | DR | Door |  | Door
| RFAW | WRMF | Willowbrook Maintenance Facility | 91J | 91J, Progressive Maint. 3&4 Building | RMINT | Room Interior | GRDRL | Guard Rail |  | Guard Rail
| RFAW | WRMF | Willowbrook Maintenance Facility | 91J | 91J, Progressive Maint. 3&4 Building | RMINT | Room Interior | HNDRL | Hand Rail |  | Hand Rail
| RFAW | WRMF | Willowbrook Maintenance Facility | 91J | 91J, Progressive Maint. 3&4 Building | RMINT | Room Interior | OHDDR | Overhead Door |  | Overhead Door
| RFAW | WRMF | Willowbrook Maintenance Facility | 91J | 91J, Progressive Maint. 3&4 Building | RMINT | Room Interior | STRWY | Stairway |  | Stairway
| RFAW | WRMF | Willowbrook Maintenance Facility | 91J | 91J, Progressive Maint. 3&4 Building | RMINT | Room Interior | WINDSYS | Window System |  | Window System
| RFAW | WRMF | Willowbrook Maintenance Facility | 91J | 91J, Progressive Maint. 3&4 Building | SBST | Substructure | SBST | Substructure
| RFAW | WRMF | Willowbrook Maintenance Facility | 91J | 91J, Progressive Maint. 3&4 Building | SHELL | Shell | ACCLDR | Access Ladder |  | Access Ladder
| RFAW | WRMF | Willowbrook Maintenance Facility | 91J | 91J, Progressive Maint. 3&4 Building | SHELL | Shell | ACCPLTF | Access Platform |  | Access Platform
| RFAW | WRMF | Willowbrook Maintenance Facility | 91J | 91J, Progressive Maint. 3&4 Building | SHELL | Shell | DR | Door |  | Door
| RFAW | WRMF | Willowbrook Maintenance Facility | 91J | 91J, Progressive Maint. 3&4 Building | SHELL | Shell | EXTRWLL | Exterior Wall |  | Exterior Wall
| RFAW | WRMF | Willowbrook Maintenance Facility | 91J | 91J, Progressive Maint. 3&4 Building | SHELL | Shell | FLTROOF | Flat Roof |  | Flat Roof
| RFAW | WRMF | Willowbrook Maintenance Facility | 91J | 91J, Progressive Maint. 3&4 Building | SHELL | Shell | GRDRL | Guard Rail |  | Guard Rail
| RFAW | WRMF | Willowbrook Maintenance Facility | 91J | 91J, Progressive Maint. 3&4 Building | SHELL | Shell | OHDDR | Overhead Door |  | Overhead Door
| RFAW | WRMF | Willowbrook Maintenance Facility | 91J | 91J, Progressive Maint. 3&4 Building | SHELL | Shell | SPST | Superstructure |  | Superstructure
| RFAW | WRMF | Willowbrook Maintenance Facility | 91J | 91J, Progressive Maint. 3&4 Building | SHELL | Shell | WINDSYS | Window System |  | Window System
| RFAW | WRMF | Willowbrook Maintenance Facility | 91J | 91J, Progressive Maint. 3&4 Building | SRV | Services | CNV | Conveying | CRN | Crane |  | Crane
| RFAW | WRMF | Willowbrook Maintenance Facility | 91J | 91J, Progressive Maint. 3&4 Building | SRV | Services | CNV | Conveying | ELVTR | Elevator |  | Elevator
| RFAW | WRMF | Willowbrook Maintenance Facility | 91J | 91J, Progressive Maint. 3&4 Building | SRV | Services | CNV | Conveying | LOADDL | Loading Dock Levelers |  | Loading Dock Levelers
| RFAW | WRMF | Willowbrook Maintenance Facility | 91J | 91J, Progressive Maint. 3&4 Building | SRV | Services | ELEC | Electrical | BPEMR | Battery Powered Emergency Lighting and Exit Lighting | BPEMERGL | Battery Powered Emergency Lighting and Exit Lighting
| RFAW | WRMF | Willowbrook Maintenance Facility | 91J | 91J, Progressive Maint. 3&4 Building | SRV | Services | ELEC | Electrical | CP | Control Panel |  | Control Panel
| RFAW | WRMF | Willowbrook Maintenance Facility | 91J | 91J, Progressive Maint. 3&4 Building | SRV | Services | ELEC | Electrical | CPCTR | Capacitor |  | Capacitor
| RFAW | WRMF | Willowbrook Maintenance Facility | 91J | 91J, Progressive Maint. 3&4 Building | SRV | Services | ELEC | Electrical | DRWOBR | Draw-Out breaker |  | Draw-Out breaker
| RFAW | WRMF | Willowbrook Maintenance Facility | 91J | 91J, Progressive Maint. 3&4 Building | SRV | Services | ELEC | Electrical | EMRGEN | Emergency Generator |  | Emergency Generator
| RFAW | WRMF | Willowbrook Maintenance Facility | 91J | 91J, Progressive Maint. 3&4 Building | SRV | Services | ELEC | Electrical | EMRGSB | Emergency Stop Button |  | Emergency Stop Button
| RFAW | WRMF | Willowbrook Maintenance Facility | 91J | 91J, Progressive Maint. 3&4 Building | SRV | Services | ELEC | Electrical | FZDISC | Fuse Disconnect |  | Fuse Disconnect
| RFAW | WRMF | Willowbrook Maintenance Facility | 91J | 91J, Progressive Maint. 3&4 Building | SRV | Services | ELEC | Electrical | GRLPS | Grounding and Lightning PS | GRNDLPS | Grounding and Lightning Protection System
| RFAW | WRMF | Willowbrook Maintenance Facility | 91J | 91J, Progressive Maint. 3&4 Building | SRV | Services | ELEC | Electrical | HNDDRY | Hand Dryer |  | Hand Dryer
| RFAW | WRMF | Willowbrook Maintenance Facility | 91J | 91J, Progressive Maint. 3&4 Building | SRV | Services | ELEC | Electrical | LGHTCTRL | Lighting Control System |  | Lighting Control System
| RFAW | WRMF | Willowbrook Maintenance Facility | 91J | 91J, Progressive Maint. 3&4 Building | SRV | Services | ELEC | Electrical | LGHT | Lighting |  | Lighting
| RFAW | WRMF | Willowbrook Maintenance Facility | 91J | 91J, Progressive Maint. 3&4 Building | SRV | Services | ELEC | Electrical | LVDSYS | Low Voltage Dist. System |  | Low Voltage Distribution System
| RFAW | WRMF | Willowbrook Maintenance Facility | 91J | 91J, Progressive Maint. 3&4 Building | SRV | Services | ELEC | Electrical | LVPAN | Low Voltage Panel |  | Low Voltage Panel
| RFAW | WRMF | Willowbrook Maintenance Facility | 91J | 91J, Progressive Maint. 3&4 Building | SRV | Services | ELEC | Electrical | LVTRS | Low Voltage Transformer |  | Low Voltage Transformer
| RFAW | WRMF | Willowbrook Maintenance Facility | 91J | 91J, Progressive Maint. 3&4 Building | SRV | Services | ELEC | Electrical | MCC | Motor Control Centers | MTRCONTC | Motor Control Centers (MCC)
| RFAW | WRMF | Willowbrook Maintenance Facility | 91J | 91J, Progressive Maint. 3&4 Building | SRV | Services | ELEC | Electrical | RCTFR | Rectifier | RCTFR | Rectifier | BATTERY | Battery
| RFAW | WRMF | Willowbrook Maintenance Facility | 91J | 91J, Progressive Maint. 3&4 Building | SRV | Services | ELEC | Electrical | SIGLGHT | Signal Light |  | Signal Light
| RFAW | WRMF | Willowbrook Maintenance Facility | 91J | 91J, Progressive Maint. 3&4 Building | SRV | Services | ELEC | Electrical | SWTBRD | Switchboard |  | Switchboard
| RFAW | WRMF | Willowbrook Maintenance Facility | 91J | 91J, Progressive Maint. 3&4 Building | SRV | Services | ELEC | Electrical | SWTGR | Switchgear |  | Switchgear
| RFAW | WRMF | Willowbrook Maintenance Facility | 91J | 91J, Progressive Maint. 3&4 Building | SRV | Services | ELEC | Electrical | UPS | UPS |  | Uninterruptable Power Supply
| RFAW | WRMF | Willowbrook Maintenance Facility | 91J | 91J, Progressive Maint. 3&4 Building | SRV | Services | FRPR | Fire Protection | CHVLV | Check Valve |  | Check Valve
| RFAW | WRMF | Willowbrook Maintenance Facility | 91J | 91J, Progressive Maint. 3&4 Building | SRV | Services | FRPR | Fire Protection | CP | Control Panel |  | Control Panel
| RFAW | WRMF | Willowbrook Maintenance Facility | 91J | 91J, Progressive Maint. 3&4 Building | SRV | Services | FRPR | Fire Protection | FRDSYS | Fire Detection System |  | Fire Detection System
| RFAW | WRMF | Willowbrook Maintenance Facility | 91J | 91J, Progressive Maint. 3&4 Building | SRV | Services | FRPR | Fire Protection | FREXT | Fire Extinguisher |  | Fire Extinguisher
| RFAW | WRMF | Willowbrook Maintenance Facility | 91J | 91J, Progressive Maint. 3&4 Building | SRV | Services | FRPR | Fire Protection | FRHCB | Fire Hose and Cabinet |  | Fire Hose and Cabinet
| RFAW | WRMF | Willowbrook Maintenance Facility | 91J | 91J, Progressive Maint. 3&4 Building | SRV | Services | FRPR | Fire Protection | FRPSYS | Fire Protection System |  | Fire Protection System
| RFAW | WRMF | Willowbrook Maintenance Facility | 91J | 91J, Progressive Maint. 3&4 Building | SRV | Services | HAS | Health and Safety | EMGDEF | Emergency Defibrillator |  | Emergency Defibrillator
| RFAW | WRMF | Willowbrook Maintenance Facility | 91J | 91J, Progressive Maint. 3&4 Building | SRV | Services | HAS | Health and Safety | EMRGPF | Emergency Plumbing Fixture |  | Emergency Plumbing Fixture
| RFAW | WRMF | Willowbrook Maintenance Facility | 91J | 91J, Progressive Maint. 3&4 Building | SRV | Services | HAS | Health and Safety | FRAIDK | First Aid Kit |  | First Aid Kit
| RFAW | WRMF | Willowbrook Maintenance Facility | 91J | 91J, Progressive Maint. 3&4 Building | SRV | Services | HAS | Health and Safety | PRTEMG | Portable Emergency Eyewash |  | Portable Emergency Eyewash
| RFAW | WRMF | Willowbrook Maintenance Facility | 91J | 91J, Progressive Maint. 3&4 Building | SRV | Services | HAS | Health and Safety | SPKST | Spill Kits Station |  | Spill Kits Station
| RFAW | WRMF | Willowbrook Maintenance Facility | 91J | 91J, Progressive Maint. 3&4 Building | SRV | Services | HVAC | HVAC | ACCND | AC - Condenser |  | AC - Condenser
| RFAW | WRMF | Willowbrook Maintenance Facility | 91J | 91J, Progressive Maint. 3&4 Building | SRV | Services | HVAC | HVAC | ACINE | AC - Indoor Evaporator |  | AC - Indoor Evaporator
| RFAW | WRMF | Willowbrook Maintenance Facility | 91J | 91J, Progressive Maint. 3&4 Building | SRV | Services | HVAC | HVAC | ARHU | Air Handling Unit |  | Air Handling Unit
| RFAW | WRMF | Willowbrook Maintenance Facility | 91J | 91J, Progressive Maint. 3&4 Building | SRV | Services | HVAC | HVAC | BLDGAC | Building Automation Controls |  | Building Automation Controls
| RFAW | WRMF | Willowbrook Maintenance Facility | 91J | 91J, Progressive Maint. 3&4 Building | SRV | Services | HVAC | HVAC | BOILR | Boiler | BOILR | Boiler
| RFAW | WRMF | Willowbrook Maintenance Facility | 91J | 91J, Progressive Maint. 3&4 Building | SRV | Services | HVAC | HVAC | CP | Control Panel |  | Control Panel
| RFAW | WRMF | Willowbrook Maintenance Facility | 91J | 91J, Progressive Maint. 3&4 Building | SRV | Services | HVAC | HVAC | FAN | Fan |  | Fan
| RFAW | WRMF | Willowbrook Maintenance Facility | 91J | 91J, Progressive Maint. 3&4 Building | SRV | Services | HVAC | HVAC | GLMSYS | Glycol Make-Up System |  | Glycol Make-Up System
| RFAW | WRMF | Willowbrook Maintenance Facility | 91J | 91J, Progressive Maint. 3&4 Building | SRV | Services | HVAC | HVAC | GSDESYS | Gas Detection System |  | Gas Detection System
| RFAW | WRMF | Willowbrook Maintenance Facility | 91J | 91J, Progressive Maint. 3&4 Building | SRV | Services | HVAC | HVAC | GSDSTSYS | Gas Dist. System | GSDSTSYS | Gas Distribution System
| RFAW | WRMF | Willowbrook Maintenance Facility | 91J | 91J, Progressive Maint. 3&4 Building | SRV | Services | HVAC | HVAC | HRU | Heat Recovery Unit |  | Heat Recovery Unit
| RFAW | WRMF | Willowbrook Maintenance Facility | 91J | 91J, Progressive Maint. 3&4 Building | SRV | Services | HVAC | HVAC | HVACP | HVAC Piping System | HVACPIPS | HVAC Piping System
| RFAW | WRMF | Willowbrook Maintenance Facility | 91J | 91J, Progressive Maint. 3&4 Building | SRV | Services | HVAC | HVAC | HSPS | HVAC Steam Piping System | HVACSTPS | HVAC Steam Piping System
| RFAW | WRMF | Willowbrook Maintenance Facility | 91J | 91J, Progressive Maint. 3&4 Building | SRV | Services | HVAC | HVAC | HYDS | Hydronic System | HYDRSWT | Hydronic System Water Treatment
| RFAW | WRMF | Willowbrook Maintenance Facility | 91J | 91J, Progressive Maint. 3&4 Building | SRV | Services | HVAC | HVAC | BALVLV | Balancing Valve |  | Balancing Valve
| RFAW | WRMF | Willowbrook Maintenance Facility | 91J | 91J, Progressive Maint. 3&4 Building | SRV | Services | HVAC | HVAC | MVLV | Manual Valve |  | Manual Valve
| RFAW | WRMF | Willowbrook Maintenance Facility | 91J | 91J, Progressive Maint. 3&4 Building | SRV | Services | HVAC | HVAC | PMP | Pump |  | Pump
| RFAW | WRMF | Willowbrook Maintenance Facility | 91J | 91J, Progressive Maint. 3&4 Building | SRV | Services | HVAC | HVAC | PRFV | Pressure Relief Valve |  | Pressure Relief Valve
| RFAW | WRMF | Willowbrook Maintenance Facility | 91J | 91J, Progressive Maint. 3&4 Building | SRV | Services | HVAC | HVAC | SEP | Separator |  | Separator
| RFAW | WRMF | Willowbrook Maintenance Facility | 91J | 91J, Progressive Maint. 3&4 Building | SRV | Services | HVAC | HVAC | STMDE | Steam Deaerator |  | Steam Deaerator
| RFAW | WRMF | Willowbrook Maintenance Facility | 91J | 91J, Progressive Maint. 3&4 Building | SRV | Services | HVAC | HVAC | STORTNK | Storage Tank |  | Storage Tank
| RFAW | WRMF | Willowbrook Maintenance Facility | 91J | 91J, Progressive Maint. 3&4 Building | SRV | Services | HVAC | HVAC | TRMHTR | Terminal Heater |  | Terminal Heater
| RFAW | WRMF | Willowbrook Maintenance Facility | 91J | 91J, Progressive Maint. 3&4 Building | SRV | Services | PLB | Plumbing | BFP | Backflow Prevention |  | Backflow Prevention
| RFAW | WRMF | Willowbrook Maintenance Facility | 91J | 91J, Progressive Maint. 3&4 Building | SRV | Services | PLB | Plumbing | CP | Control Panel |  | Control Panel
| RFAW | WRMF | Willowbrook Maintenance Facility | 91J | 91J, Progressive Maint. 3&4 Building | SRV | Services | PLB | Plumbing | DOMWDS | Domestic Water Dist. System |  | Domestic Water Distribution System
| RFAW | WRMF | Willowbrook Maintenance Facility | 91J | 91J, Progressive Maint. 3&4 Building | SRV | Services | PLB | Plumbing | FLTR | Filter |  | Filter
| RFAW | WRMF | Willowbrook Maintenance Facility | 91J | 91J, Progressive Maint. 3&4 Building | SRV | Services | PLB | Plumbing | GSDSTSYS | Gas Dist. System | GSDSTSYS | Gas Distribution System
| RFAW | WRMF | Willowbrook Maintenance Facility | 91J | 91J, Progressive Maint. 3&4 Building | SRV | Services | PLB | Plumbing | HTWTRHT | Hot Water Heater |  | Hot Water Heater
| RFAW | WRMF | Willowbrook Maintenance Facility | 91J | 91J, Progressive Maint. 3&4 Building | SRV | Services | PLB | Plumbing | MVLV | Manual Valve |  | Manual Valve
| RFAW | WRMF | Willowbrook Maintenance Facility | 91J | 91J, Progressive Maint. 3&4 Building | SRV | Services | PLB | Plumbing | PGV | Pressure Regulating Valve |  | Pressure Regulating Valve
| RFAW | WRMF | Willowbrook Maintenance Facility | 91J | 91J, Progressive Maint. 3&4 Building | SRV | Services | PLB | Plumbing | PLMBFXT | Plumbing Fixture |  | Plumbing Fixture
| RFAW | WRMF | Willowbrook Maintenance Facility | 91J | 91J, Progressive Maint. 3&4 Building | SRV | Services | PLB | Plumbing | PLMBFXT | Plumbing Fixture |  | Plumbing Fixture
| RFAW | WRMF | Willowbrook Maintenance Facility | 91J | 91J, Progressive Maint. 3&4 Building | SRV | Services | PLB | Plumbing | PMP | Pump |  | Pump
| RFAW | WRMF | Willowbrook Maintenance Facility | 91J | 91J, Progressive Maint. 3&4 Building | SRV | Services | PLB | Plumbing | SMPIT | Sump Pit |  | Sump Pit
| RFAW | WRMF | Willowbrook Maintenance Facility | 91J | 91J, Progressive Maint. 3&4 Building | SRV | Services | PLB | Plumbing | STRN | Strainer |  | Strainer
| RFAW | WRMF | Willowbrook Maintenance Facility | 91J | 91J, Progressive Maint. 3&4 Building | SRV | Services | PLB | Plumbing | UTLMTR | Utility Meters |  | Utility Meters
| RFAW | WRMF | Willowbrook Maintenance Facility | 91J | 91J, Progressive Maint. 3&4 Building | SRV | Services | PLB | Plumbing | WSTWLS | Waste Water Lift Station |  | Waste Water Lift Station
| RFAW | WRMF | Willowbrook Maintenance Facility | 91J | 91J, Progressive Maint. 3&4 Building | SRV | Services | PLB | Plumbing | WTRSFNR | Water Softener |  | Water Softener
| RFAW | WRMF | Willowbrook Maintenance Facility | BSTR | Bridge Structure | BRDG | Bridge | BRDG | Bridge |  | Bridge
| RFAW | WRMF | Willowbrook Maintenance Facility | BSTR | Bridge Structure | BRDG | Bridge | SBST | Substructure | BRDGERS | Bridge Earth Retention System | BRDGERS | Bridge Earth Retention System
| RFAW | WRMF | Willowbrook Maintenance Facility | BSTR | Bridge Structure | BRDG | Bridge | SBST | Substructure |  | Substructure
| RFAW | WRMF | Willowbrook Maintenance Facility | BSTR | Bridge Structure | BRDG | Bridge | SPST | Superstructure | BDPSYS | Bridge Deck Surface Protection System |  | Bridge Deck Surface Protection System
| RFAW | WRMF | Willowbrook Maintenance Facility | BSTR | Bridge Structure | BRDG | Bridge | SPST | Superstructure | BRDGBR | Bridge Bearing | BRDGBR | Bridge Bearing
| RFAW | WRMF | Willowbrook Maintenance Facility | BSTR | Bridge Structure | BRDG | Bridge | SPST | Superstructure | BRDGBR | Bridge Bearing | BTPIER | Bent/ Pier | BENTPIER | Bent/ Pier
| RFAW | WRMF | Willowbrook Maintenance Facility | BSTR | Bridge Structure | BRDG | Bridge | SPST | Superstructure | BRDGBR | Bridge Bearing | ABTMT | Abutment | ABTMT | Abutment
| RFAW | WRMF | Willowbrook Maintenance Facility | BSTR | Bridge Structure | BRDG | Bridge | SPST | Superstructure | BRDGDS | Bridge Deck Structure |  | Bridge Deck Structure
| RFAW | WRMF | Willowbrook Maintenance Facility | BSTR | Bridge Structure | BRDG | Bridge | SPST | Superstructure | BRGSP | Bridge Span |  | Bridge Span
| RFAW | WRMF | Willowbrook Maintenance Facility | CONWB | Consist Wash Building | PSYS | Process Systems | CWSH | Consist Wash System | CNSWSA | Consist Wash Arches |  | Consist Wash Arches
| RFAW | WRMF | Willowbrook Maintenance Facility | CONWB | Consist Wash Building | PSYS | Process Systems | CWSH | Consist Wash System | CNSWSWD | Consist Wash Water Dist. |  | Consist Wash Water Distribution
| RFAW | WRMF | Willowbrook Maintenance Facility | CONWB | Consist Wash Building | PSYS | Process Systems | CWSH | Consist Wash System | CP | Control Panel |  | Control Panel
| RFAW | WRMF | Willowbrook Maintenance Facility | CONWB | Consist Wash Building | PSYS | Process Systems | CWSH | Consist Wash System | EMRGSB | Emergency Stop Button |  | Emergency Stop Button
| RFAW | WRMF | Willowbrook Maintenance Facility | CONWB | Consist Wash Building | PSYS | Process Systems | CWSH | Consist Wash System | EXPTANK | Expansion Tank |  | Expansion Tank
| RFAW | WRMF | Willowbrook Maintenance Facility | CONWB | Consist Wash Building | PSYS | Process Systems | CWSH | Consist Wash System | MVLV | Manual Valve |  | Manual Valve
| RFAW | WRMF | Willowbrook Maintenance Facility | CONWB | Consist Wash Building | PSYS | Process Systems | CWSH | Consist Wash System | PMP | Pump |  | Pump
| RFAW | WRMF | Willowbrook Maintenance Facility | CONWB | Consist Wash Building | PSYS | Process Systems | CWSH | Consist Wash System | CNSWSC | Consist Wash Chemical Feed |  | Consist Wash Chemical Feed
| RFAW | WRMF | Willowbrook Maintenance Facility | CONWB | Consist Wash Building | PSYS | Process Systems | CWSH | Consist Wash System | CNSWSWD | Consist Wash Water Dist. |  | Consist Wash Water Distribution
| RFAW | WRMF | Willowbrook Maintenance Facility | CONWB | Consist Wash Building | PSYS | Process Systems | CWSH | Consist Wash System | CNSWSWTS | Consist Wash Wastewater Treatment System |  | Consist Wash Wastewater Treatment System
| RFAW | WRMF | Willowbrook Maintenance Facility | CONWB | Consist Wash Building | PSYS | Process Systems | CWSH | Consist Wash System | PRWSPMP | Pressure Wash Pump Skid |  | Pressure Wash Pump Skid
| RFAW | WRMF | Willowbrook Maintenance Facility | CONWB | Consist Wash Building | PSYS | Process Systems | CWSH | Consist Wash System | STORTNK | Storage Tank |  | Storage Tank
| RFAW | WRMF | Willowbrook Maintenance Facility | CONWB | Consist Wash Building | PSYS | Process Systems | CWSH | Consist Wash System | STRN | Strainer |  | Strainer
| RFAW | WRMF | Willowbrook Maintenance Facility | CONWB | Consist Wash Building | RMINT | Room Interior | RMINT | Room Interior
| RFAW | WRMF | Willowbrook Maintenance Facility | CONWB | Consist Wash Building | RMINT | Room Interior | BOLRD | Bollard |  | Bollard
| RFAW | WRMF | Willowbrook Maintenance Facility | CONWB | Consist Wash Building | RMINT | Room Interior | DR | Door |  | Door
| RFAW | WRMF | Willowbrook Maintenance Facility | CONWB | Consist Wash Building | RMINT | Room Interior | GRDRL | Guard Rail |  | Guard Rail
| RFAW | WRMF | Willowbrook Maintenance Facility | CONWB | Consist Wash Building | RMINT | Room Interior | STRWY | Stairway |  | Stairway
| RFAW | WRMF | Willowbrook Maintenance Facility | CONWB | Consist Wash Building | RMINT | Room Interior | WINDSYS | Window System |  | Window System
| RFAW | WRMF | Willowbrook Maintenance Facility | CONWB | Consist Wash Building | SBST | Substructure | SBST | Substructure
| RFAW | WRMF | Willowbrook Maintenance Facility | CONWB | Consist Wash Building | SHELL | Shell | ACCPLTF | Access Platform |  | Access Platform
| RFAW | WRMF | Willowbrook Maintenance Facility | CONWB | Consist Wash Building | SHELL | Shell | DR | Door |  | Door
| RFAW | WRMF | Willowbrook Maintenance Facility | CONWB | Consist Wash Building | SHELL | Shell | EXTRWLL | Exterior Wall |  | Exterior Wall
| RFAW | WRMF | Willowbrook Maintenance Facility | CONWB | Consist Wash Building | SHELL | Shell | FLTROOF | Flat Roof |  | Flat Roof
| RFAW | WRMF | Willowbrook Maintenance Facility | CONWB | Consist Wash Building | SHELL | Shell | OHDDR | Overhead Door |  | Overhead Door
| RFAW | WRMF | Willowbrook Maintenance Facility | CONWB | Consist Wash Building | SHELL | Shell | SGNFAC | Signs - Facility ID |  | Signs - Facility ID
| RFAW | WRMF | Willowbrook Maintenance Facility | CONWB | Consist Wash Building | SHELL | Shell | SPST | Superstructure |  | Superstructure
| RFAW | WRMF | Willowbrook Maintenance Facility | CONWB | Consist Wash Building | SRV | Services | CNV | Conveying | CRN | Crane |  | Crane
| RFAW | WRMF | Willowbrook Maintenance Facility | CONWB | Consist Wash Building | SRV | Services | ELEC | Electrical | BPEMR | Battery Powered Emergency Lighting and Exit Lighting | BPEMERGL | Battery Powered Emergency Lighting and Exit Lighting
| RFAW | WRMF | Willowbrook Maintenance Facility | CONWB | Consist Wash Building | SRV | Services | ELEC | Electrical | CP | Control Panel |  | Control Panel
| RFAW | WRMF | Willowbrook Maintenance Facility | CONWB | Consist Wash Building | SRV | Services | ELEC | Electrical | EMRGSB | Emergency Stop Button |  | Emergency Stop Button
| RFAW | WRMF | Willowbrook Maintenance Facility | CONWB | Consist Wash Building | SRV | Services | ELEC | Electrical | LGHTCTRL | Lighting Control System |  | Lighting Control System
| RFAW | WRMF | Willowbrook Maintenance Facility | CONWB | Consist Wash Building | SRV | Services | ELEC | Electrical | LGHT | Lighting |  | Lighting
| RFAW | WRMF | Willowbrook Maintenance Facility | CONWB | Consist Wash Building | SRV | Services | ELEC | Electrical | LVDSYS | Low Voltage Dist. System |  | Low Voltage Distribution System
| RFAW | WRMF | Willowbrook Maintenance Facility | CONWB | Consist Wash Building | SRV | Services | ELEC | Electrical | LVPAN | Low Voltage Panel |  | Low Voltage Panel
| RFAW | WRMF | Willowbrook Maintenance Facility | CONWB | Consist Wash Building | SRV | Services | ELEC | Electrical | LVTRS | Low Voltage Transformer |  | Low Voltage Transformer
| RFAW | WRMF | Willowbrook Maintenance Facility | CONWB | Consist Wash Building | SRV | Services | ELEC | Electrical | SIGLGHT | Signal Light |  | Signal Light
| RFAW | WRMF | Willowbrook Maintenance Facility | CONWB | Consist Wash Building | SRV | Services | ELEC | Electrical | SWTBRD | Switchboard |  | Switchboard
| RFAW | WRMF | Willowbrook Maintenance Facility | CONWB | Consist Wash Building | SRV | Services | FRPR | Fire Protection | CP | Control Panel |  | Control Panel
| RFAW | WRMF | Willowbrook Maintenance Facility | CONWB | Consist Wash Building | SRV | Services | FRPR | Fire Protection | FRDSYS | Fire Detection System |  | Fire Detection System
| RFAW | WRMF | Willowbrook Maintenance Facility | CONWB | Consist Wash Building | SRV | Services | FRPR | Fire Protection | FREXT | Fire Extinguisher |  | Fire Extinguisher
| RFAW | WRMF | Willowbrook Maintenance Facility | CONWB | Consist Wash Building | SRV | Services | FRPR | Fire Protection | FRPSYS | Fire Protection System |  | Fire Protection System
| RFAW | WRMF | Willowbrook Maintenance Facility | CONWB | Consist Wash Building | SRV | Services | HAS | Health and Safety | EMRGPF | Emergency Plumbing Fixture |  | Emergency Plumbing Fixture
| RFAW | WRMF | Willowbrook Maintenance Facility | CONWB | Consist Wash Building | SRV | Services | HAS | Health and Safety | FRAIDK | First Aid Kit |  | First Aid Kit
| RFAW | WRMF | Willowbrook Maintenance Facility | CONWB | Consist Wash Building | SRV | Services | HAS | Health and Safety | PRTEMG | Portable Emergency Eyewash |  | Portable Emergency Eyewash
| RFAW | WRMF | Willowbrook Maintenance Facility | CONWB | Consist Wash Building | SRV | Services | HVAC | HVAC | ARHU | Air Handling Unit |  | Air Handling Unit
| RFAW | WRMF | Willowbrook Maintenance Facility | CONWB | Consist Wash Building | SRV | Services | HVAC | HVAC | FAN | Fan |  | Fan
| RFAW | WRMF | Willowbrook Maintenance Facility | CONWB | Consist Wash Building | SRV | Services | HVAC | HVAC | GSDESYS | Gas Detection System |  | Gas Detection System
| RFAW | WRMF | Willowbrook Maintenance Facility | CONWB | Consist Wash Building | SRV | Services | HVAC | HVAC | TRMHTR | Terminal Heater |  | Terminal Heater
| RFAW | WRMF | Willowbrook Maintenance Facility | CONWB | Consist Wash Building | SRV | Services | PLB | Plumbing | BFP | Backflow Prevention |  | Backflow Prevention
| RFAW | WRMF | Willowbrook Maintenance Facility | CONWB | Consist Wash Building | SRV | Services | PLB | Plumbing | CLNSOLD | Cleaning Solution Dispenser |  | Cleaning Solution Dispenser
| RFAW | WRMF | Willowbrook Maintenance Facility | CONWB | Consist Wash Building | SRV | Services | PLB | Plumbing | GSDSTSYS | Gas Dist. System | GSDSTSYS | Gas Distribution System
| RFAW | WRMF | Willowbrook Maintenance Facility | CONWB | Consist Wash Building | SRV | Services | PLB | Plumbing | HTWTRHT | Hot Water Heater |  | Hot Water Heater
| RFAW | WRMF | Willowbrook Maintenance Facility | CONWB | Consist Wash Building | SRV | Services | PLB | Plumbing | PGV | Pressure Regulating Valve |  | Pressure Regulating Valve
| RFAW | WRMF | Willowbrook Maintenance Facility | CONWB | Consist Wash Building | SRV | Services | PLB | Plumbing | PLMBFXT | Plumbing Fixture |  | Plumbing Fixture
| RFAW | WRMF | Willowbrook Maintenance Facility | CONWB | Consist Wash Building | SRV | Services | PLB | Plumbing | SMPIT | Sump Pit |  | Sump Pit
| RFAW | WRMF | Willowbrook Maintenance Facility | CONWB | Consist Wash Building | SRV | Services | PLB | Plumbing | STRN | Strainer |  | Strainer
| RFAW | WRMF | Willowbrook Maintenance Facility | CONWB | Consist Wash Building | SRV | Services | PLB | Plumbing | WSTWLS | Waste Water Lift Station |  | Waste Water Lift Station
| RFAW | WRMF | Willowbrook Maintenance Facility | CRCN | Crew Center | RMINT | Room Interior | ACCLDR | Access Ladder |  | Access Ladder
| RFAW | WRMF | Willowbrook Maintenance Facility | CRCN | Crew Center | RMINT | Room Interior | DR | Door |  | Door
| RFAW | WRMF | Willowbrook Maintenance Facility | CRCN | Crew Center | RMINT | Room Interior | RMINT | Room Interior |  | Room Interior
| RFAW | WRMF | Willowbrook Maintenance Facility | CRCN | Crew Center | RMINT | Room Interior | WINDSYS | Window System |  | Window System
| RFAW | WRMF | Willowbrook Maintenance Facility | CRCN | Crew Center | SBST | Substructure | SBST | Substructure |  | Substructure
| RFAW | WRMF | Willowbrook Maintenance Facility | CRCN | Crew Center | SHELL | Shell | DR | Door |  | Door
| RFAW | WRMF | Willowbrook Maintenance Facility | CRCN | Crew Center | SHELL | Shell | EXTRWLL | Exterior Wall |  | Exterior Wall
| RFAW | WRMF | Willowbrook Maintenance Facility | CRCN | Crew Center | SHELL | Shell | FLTROOF | Flat Roof |  | Flat Roof
| RFAW | WRMF | Willowbrook Maintenance Facility | CRCN | Crew Center | SHELL | Shell | SGNFAC | Signs - Facility ID |  | Signs - Facility ID
| RFAW | WRMF | Willowbrook Maintenance Facility | CRCN | Crew Center | SHELL | Shell | SPST | Superstructure |  | Superstructure
| RFAW | WRMF | Willowbrook Maintenance Facility | CRCN | Crew Center | SHELL | Shell | WINDSYS | Window System |  | Window System
| RFAW | WRMF | Willowbrook Maintenance Facility | CRCN | Crew Center | SRV | Services | ELEC | Electrical | BPEMR | Battery Powered Emergency Lighting and Exit Lighting | BPEMERGL | Battery Powered Emergency Lighting and Exit Lighting
| RFAW | WRMF | Willowbrook Maintenance Facility | CRCN | Crew Center | SRV | Services | ELEC | Electrical | FZDISC | Fuse Disconnect |  | Fuse Disconnect
| RFAW | WRMF | Willowbrook Maintenance Facility | CRCN | Crew Center | SRV | Services | ELEC | Electrical | LGHT | Lighting |  | Lighting
| RFAW | WRMF | Willowbrook Maintenance Facility | CRCN | Crew Center | SRV | Services | ELEC | Electrical | LVDSYS | Low Voltage Dist. System |  | Low Voltage Distribution System
| RFAW | WRMF | Willowbrook Maintenance Facility | CRCN | Crew Center | SRV | Services | ELEC | Electrical | LVPAN | Low Voltage Panel |  | Low Voltage Panel
| RFAW | WRMF | Willowbrook Maintenance Facility | CRCN | Crew Center | SRV | Services | ELEC | Electrical | LVTRS | Low Voltage Transformer |  | Low Voltage Transformer
| RFAW | WRMF | Willowbrook Maintenance Facility | CRCN | Crew Center | SRV | Services | ELEC | Electrical | SWTBRD | Switchboard |  | Switchboard
| RFAW | WRMF | Willowbrook Maintenance Facility | CRCN | Crew Center | SRV | Services | FRPR | Fire Protection | CP | Control Panel |  | Control Panel
| RFAW | WRMF | Willowbrook Maintenance Facility | CRCN | Crew Center | SRV | Services | FRPR | Fire Protection | FRDSYS | Fire Detection System |  | Fire Detection System
| RFAW | WRMF | Willowbrook Maintenance Facility | CRCN | Crew Center | SRV | Services | FRPR | Fire Protection | FREXT | Fire Extinguisher |  | Fire Extinguisher
| RFAW | WRMF | Willowbrook Maintenance Facility | CRCN | Crew Center | SRV | Services | FRPR | Fire Protection | FRHCB | Fire Hose and Cabinet |  | Fire Hose and Cabinet
| RFAW | WRMF | Willowbrook Maintenance Facility | CRCN | Crew Center | SRV | Services | FRPR | Fire Protection | FRPSYS | Fire Protection System |  | Fire Protection System
| RFAW | WRMF | Willowbrook Maintenance Facility | CRCN | Crew Center | SRV | Services | HAS | Health and Safety | EMGDEF | Emergency Defibrillator |  | Emergency Defibrillator
| RFAW | WRMF | Willowbrook Maintenance Facility | CRCN | Crew Center | SRV | Services | HAS | Health and Safety | FRAIDK | First Aid Kit |  | First Aid Kit
| RFAW | WRMF | Willowbrook Maintenance Facility | CRCN | Crew Center | SRV | Services | HAS | Health and Safety | PRTEMG | Portable Emergency Eyewash |  | Portable Emergency Eyewash
| RFAW | WRMF | Willowbrook Maintenance Facility | CRCN | Crew Center | SRV | Services | HVAC | HVAC | BOILR | Boiler | BOILR | Boiler
| RFAW | WRMF | Willowbrook Maintenance Facility | CRCN | Crew Center | SRV | Services | HVAC | HVAC | CD | Chemical Distribution System | HYDS | Hydronic System | HYDRSWT | Hydronic System Water Treatment
| RFAW | WRMF | Willowbrook Maintenance Facility | CRCN | Crew Center | SRV | Services | HVAC | HVAC | CHL | Chiller System | CHLR | Chiller |  | Chiller
| RFAW | WRMF | Willowbrook Maintenance Facility | CRCN | Crew Center | SRV | Services | HVAC | HVAC | CHL | Chiller System | CHLRCOND | Chiller - Condenser |  | Chiller - Condenser
| RFAW | WRMF | Willowbrook Maintenance Facility | CRCN | Crew Center | SRV | Services | HVAC | HVAC | CHL | Chiller System | CHLRCOOL | Chiller - Cooling Tower |  | Chiller - Cooling Tower
| RFAW | WRMF | Willowbrook Maintenance Facility | CRCN | Crew Center | SRV | Services | HVAC | HVAC | CHL | Chiller System | ACIE | AC - Indoor Evaporator |  | AC - Indoor Evaporator
| RFAW | WRMF | Willowbrook Maintenance Facility | CRCN | Crew Center | SRV | Services | HVAC | HVAC | CHL | Chiller System | ACND | AC - Condenser |  | AC - Condenser
| RFAW | WRMF | Willowbrook Maintenance Facility | CRCN | Crew Center | SRV | Services | HVAC | HVAC | CP | Control Panel |  | Control Panel
| RFAW | WRMF | Willowbrook Maintenance Facility | CRCN | Crew Center | SRV | Services | HVAC | HVAC | FAN | Fan |  | Fan
| RFAW | WRMF | Willowbrook Maintenance Facility | CRCN | Crew Center | SRV | Services | HVAC | HVAC | TRMHTR | Terminal Heater |  | Terminal Heater
| RFAW | WRMF | Willowbrook Maintenance Facility | CRCN | Crew Center | SRV | Services | PLB | Plumbing | BFP | Backflow Prevention |  | Backflow Prevention
| RFAW | WRMF | Willowbrook Maintenance Facility | CRCN | Crew Center | SRV | Services | PLB | Plumbing | DOMWDS | Domestic Water Dist. System |  | Domestic Water Distribution System
| RFAW | WRMF | Willowbrook Maintenance Facility | CRCN | Crew Center | SRV | Services | PLB | Plumbing | FLTR | Filter |  | Filter
| RFAW | WRMF | Willowbrook Maintenance Facility | CRCN | Crew Center | SRV | Services | PLB | Plumbing | HTWTRHT | Hot Water Heater |  | Hot Water Heater
| RFAW | WRMF | Willowbrook Maintenance Facility | CRCN | Crew Center | SRV | Services | PLB | Plumbing | MVLV | Manual Valve |  | Manual Valve
| RFAW | WRMF | Willowbrook Maintenance Facility | CRCN | Crew Center | SRV | Services | PLB | Plumbing | PLMBFXT | Plumbing Fixture |  | Plumbing Fixture
| RFAW | WRMF | Willowbrook Maintenance Facility | CRCN | Crew Center | SRV | Services | PLB | Plumbing | PLMBFXT | Plumbing Fixture |  | Plumbing Fixture
| RFAW | WRMF | Willowbrook Maintenance Facility | CRCN | Crew Center | SRV | Services | PLB | Plumbing | PMP | Pump |  | Pump
| RFAW | WRMF | Willowbrook Maintenance Facility | CRCN | Crew Center | SRV | Services | PLB | Plumbing | PRFV | Pressure Relief Valve |  | Pressure Relief Valve
| RFAW | WRMF | Willowbrook Maintenance Facility | CRCN | Crew Center | SRV | Services | PLB | Plumbing | STRN | Strainer |  | Strainer
| RFAW | WRMF | Willowbrook Maintenance Facility | DEFB | Diesel Exhaust Fluid Building | SHELL | Shell | ACCPLTF | Access Platform |  | Access Platform
| RFAW | WRMF | Willowbrook Maintenance Facility | DEFB | Diesel Exhaust Fluid Building | SRV | Services | ELEC | Electrical | FZDISC | Fuse Disconnect |  | Fuse Disconnect
| RFAW | WRMF | Willowbrook Maintenance Facility | DEFB | Diesel Exhaust Fluid Building | SRV | Services | ELEC | Electrical | LVDSYS | Low Voltage Dist. System |  | Low Voltage Distribution System
| RFAW | WRMF | Willowbrook Maintenance Facility | DEFB | Diesel Exhaust Fluid Building | SRV | Services | FRPR | Fire Protection | FREXT | Fire Extinguisher |  | Fire Extinguisher
| RFAW | WRMF | Willowbrook Maintenance Facility | DEFB | Diesel Exhaust Fluid Building | SRV | Services | HVAC | HVAC | TRMHTR | Terminal Heater |  | Terminal Heater
| RFAW | WRMF | Willowbrook Maintenance Facility | LOCWB | Locomotive Wash Building | RMINT | Room Interior | DR | Door |  | Door
| RFAW | WRMF | Willowbrook Maintenance Facility | LOCWB | Locomotive Wash Building | RMINT | Room Interior | GRDRL | Guard Rail |  | Guard Rail
| RFAW | WRMF | Willowbrook Maintenance Facility | LOCWB | Locomotive Wash Building | RMINT | Room Interior | OHDDR | Overhead Door |  | Overhead Door
| RFAW | WRMF | Willowbrook Maintenance Facility | LOCWB | Locomotive Wash Building | RMINT | Room Interior | RMINT | Room Interior |  | Room Interior
| RFAW | WRMF | Willowbrook Maintenance Facility | LOCWB | Locomotive Wash Building | RMINT | Room Interior | STRWY | Stairway |  | Stairway
| RFAW | WRMF | Willowbrook Maintenance Facility | LOCWB | Locomotive Wash Building | SBST | Substructure | SBST | Substructure |  | Substructure
| RFAW | WRMF | Willowbrook Maintenance Facility | LOCWB | Locomotive Wash Building | SHELL | Shell | ACCPLTF | Access Platform |  | Access Platform
| RFAW | WRMF | Willowbrook Maintenance Facility | LOCWB | Locomotive Wash Building | SHELL | Shell | EXTRWLL | Exterior Wall |  | Exterior Wall
| RFAW | WRMF | Willowbrook Maintenance Facility | LOCWB | Locomotive Wash Building | SHELL | Shell | FLTROOF | Flat Roof |  | Flat Roof
| RFAW | WRMF | Willowbrook Maintenance Facility | LOCWB | Locomotive Wash Building | SHELL | Shell | GRDRL | Guard Rail |  | Guard Rail
| RFAW | WRMF | Willowbrook Maintenance Facility | LOCWB | Locomotive Wash Building | SHELL | Shell | SGNFAC | Signs - Facility ID |  | Signs - Facility ID
| RFAW | WRMF | Willowbrook Maintenance Facility | LOCWB | Locomotive Wash Building | SHELL | Shell | SPST | Superstructure |  | Superstructure
| RFAW | WRMF | Willowbrook Maintenance Facility | LOCWB | Locomotive Wash Building | SRV | Services | CNV | Conveying | CRN | Crane |  | Crane
| RFAW | WRMF | Willowbrook Maintenance Facility | LOCWB | Locomotive Wash Building | SRV | Services | CNV | Conveying | CRNREMC | Crane Remote Control |  | Crane Remote Control
| RFAW | WRMF | Willowbrook Maintenance Facility | LOCWB | Locomotive Wash Building | SRV | Services | ELEC | Electrical | BPEMR | Battery Powered Emergency Lighting and Exit Lighting | BPEMERGL | Battery Powered Emergency Lighting and Exit Lighting
| RFAW | WRMF | Willowbrook Maintenance Facility | LOCWB | Locomotive Wash Building | SRV | Services | ELEC | Electrical | CP | Control Panel |  | Control Panel
| RFAW | WRMF | Willowbrook Maintenance Facility | LOCWB | Locomotive Wash Building | SRV | Services | ELEC | Electrical | EMRGSB | Emergency Stop Button |  | Emergency Stop Button
| RFAW | WRMF | Willowbrook Maintenance Facility | LOCWB | Locomotive Wash Building | SRV | Services | ELEC | Electrical | LGHTCTRL | Lighting Control System |  | Lighting Control System
| RFAW | WRMF | Willowbrook Maintenance Facility | LOCWB | Locomotive Wash Building | SRV | Services | ELEC | Electrical | LGHT | Lighting |  | Lighting
| RFAW | WRMF | Willowbrook Maintenance Facility | LOCWB | Locomotive Wash Building | SRV | Services | ELEC | Electrical | LVDSYS | Low Voltage Dist. System |  | Low Voltage Distribution System
| RFAW | WRMF | Willowbrook Maintenance Facility | LOCWB | Locomotive Wash Building | SRV | Services | ELEC | Electrical | LVPAN | Low Voltage Panel |  | Low Voltage Panel
| RFAW | WRMF | Willowbrook Maintenance Facility | LOCWB | Locomotive Wash Building | SRV | Services | ELEC | Electrical | LVTRS | Low Voltage Transformer |  | Low Voltage Transformer
| RFAW | WRMF | Willowbrook Maintenance Facility | LOCWB | Locomotive Wash Building | SRV | Services | ELEC | Electrical | MCC | Motor Control Centers | MTRCONTC | Motor Control Centers (MCC)
| RFAW | WRMF | Willowbrook Maintenance Facility | LOCWB | Locomotive Wash Building | SRV | Services | FRPR | Fire Protection | ARCMP | Air Compressor |  | Air Compressor
| RFAW | WRMF | Willowbrook Maintenance Facility | LOCWB | Locomotive Wash Building | SRV | Services | FRPR | Fire Protection | CHVLV | Check Valve |  | Check Valve
| RFAW | WRMF | Willowbrook Maintenance Facility | LOCWB | Locomotive Wash Building | SRV | Services | FRPR | Fire Protection | CP | Control Panel |  | Control Panel
| RFAW | WRMF | Willowbrook Maintenance Facility | LOCWB | Locomotive Wash Building | SRV | Services | FRPR | Fire Protection | FRDSYS | Fire Detection System |  | Fire Detection System
| RFAW | WRMF | Willowbrook Maintenance Facility | LOCWB | Locomotive Wash Building | SRV | Services | FRPR | Fire Protection | FREXT | Fire Extinguisher |  | Fire Extinguisher
| RFAW | WRMF | Willowbrook Maintenance Facility | LOCWB | Locomotive Wash Building | SRV | Services | FRPR | Fire Protection | FRPSYS | Fire Protection System |  | Fire Protection System
| RFAW | WRMF | Willowbrook Maintenance Facility | LOCWB | Locomotive Wash Building | SRV | Services | HAS | Health and Safety | EMRGPF | Emergency Plumbing Fixture |  | Emergency Plumbing Fixture
| RFAW | WRMF | Willowbrook Maintenance Facility | LOCWB | Locomotive Wash Building | SRV | Services | HAS | Health and Safety | FRAIDK | First Aid Kit |  | First Aid Kit
| RFAW | WRMF | Willowbrook Maintenance Facility | LOCWB | Locomotive Wash Building | SRV | Services | HVAC | HVAC | AD | Air Distribution System | AHU | Air Handling Unit |  | Air Handling Unit
| RFAW | WRMF | Willowbrook Maintenance Facility | LOCWB | Locomotive Wash Building | SRV | Services | HVAC | HVAC | FAN | Fan |  | Fan
| RFAW | WRMF | Willowbrook Maintenance Facility | LOCWB | Locomotive Wash Building | SRV | Services | HVAC | HVAC | TRMHTR | Terminal Heater |  | Terminal Heater
| RFAW | WRMF | Willowbrook Maintenance Facility | LOCWB | Locomotive Wash Building | SRV | Services | PLB | Plumbing | BFP | Backflow Prevention |  | Backflow Prevention
| RFAW | WRMF | Willowbrook Maintenance Facility | LOCWB | Locomotive Wash Building | SRV | Services | PLB | Plumbing | DOMWDS | Domestic Water Dist. System |  | Domestic Water Distribution System
| RFAW | WRMF | Willowbrook Maintenance Facility | LOCWB | Locomotive Wash Building | SRV | Services | PLB | Plumbing | GSDSTSYS | Gas Dist. System | GSDSTSYS | Gas Distribution System
| RFAW | WRMF | Willowbrook Maintenance Facility | LOCWB | Locomotive Wash Building | SRV | Services | PLB | Plumbing | HTWTRHT | Hot Water Heater |  | Hot Water Heater
| RFAW | WRMF | Willowbrook Maintenance Facility | LOCWB | Locomotive Wash Building | SRV | Services | PLB | Plumbing | MVLV | Manual Valve |  | Manual Valve
| RFAW | WRMF | Willowbrook Maintenance Facility | LOCWB | Locomotive Wash Building | SRV | Services | PLB | Plumbing | PLMBFXT | Plumbing Fixture |  | Plumbing Fixture
| RFAW | WRMF | Willowbrook Maintenance Facility | LOCWB | Locomotive Wash Building | SRV | Services | PLB | Plumbing | SMPIT | Sump Pit |  | Sump Pit
| RFAW | WRMF | Willowbrook Maintenance Facility | LOCWB | Locomotive Wash Building | SRV | Services | PLB | Plumbing | STRN | Strainer |  | Strainer
| RFAW | WRMF | Willowbrook Maintenance Facility | LOCWB | Locomotive Wash Building | SRV | Services | PLB | Plumbing | WSTWLS | Waste Water Lift Station |  | Waste Water Lift Station
| RFAW | WRMF | Willowbrook Maintenance Facility | LOCWB | Locomotive Wash Building | SRV | Services | PLB | Plumbing | WTRSFNR | Water Softener |  | Water Softener
| RFAW | WRMF | Willowbrook Maintenance Facility | LOCWB | Locomotive Wash Building | SRV | Services | PLB | Plumbing | WWCLS | Waste Water Collection System |  | Waste Water Collection System
| RFAW | WRMF | Willowbrook Maintenance Facility | OGARB | Old Garage Building | RMINT | Room Interior | RMINT | Room Interior |  | Room Interior
| RFAW | WRMF | Willowbrook Maintenance Facility | OGARB | Old Garage Building | SHELL | Shell | DR | Door |  | Door
| RFAW | WRMF | Willowbrook Maintenance Facility | OGARB | Old Garage Building | SHELL | Shell | OHDDR | Overhead Door |  | Overhead Door
| RFAW | WRMF | Willowbrook Maintenance Facility | OGARB | Old Garage Building | SRV | Services | ELEC | Electrical | LVDSYS | Low Voltage Dist. System |  | Low Voltage Distribution System
| RFAW | WRMF | Willowbrook Maintenance Facility | PMPHS | Pump House | RMINT | Room Interior | RMINT | Room Interior |  | Room Interior
| RFAW | WRMF | Willowbrook Maintenance Facility | PMPHS | Pump House | SBST | Substructure | SBST | Substructure |  | Substructure
| RFAW | WRMF | Willowbrook Maintenance Facility | PMPHS | Pump House | SHELL | Shell | ACCPLTF | Access Platform |  | Access Platform
| RFAW | WRMF | Willowbrook Maintenance Facility | PMPHS | Pump House | SHELL | Shell | DR | Door |  | Door
| RFAW | WRMF | Willowbrook Maintenance Facility | PMPHS | Pump House | SHELL | Shell | EXTRWLL | Exterior Wall |  | Exterior Wall
| RFAW | WRMF | Willowbrook Maintenance Facility | PMPHS | Pump House | SHELL | Shell | FLTROOF | Flat Roof |  | Flat Roof
| RFAW | WRMF | Willowbrook Maintenance Facility | PMPHS | Pump House | SHELL | Shell | SPST | Superstructure |  | Superstructure
| RFAW | WRMF | Willowbrook Maintenance Facility | PMPHS | Pump House | SHELL | Shell | WINDSYS | Window System |  | Window System
| RFAW | WRMF | Willowbrook Maintenance Facility | PMPHS | Pump House | SRV | Services | ELEC | Electrical | FZDISC | Fuse Disconnect |  | Fuse Disconnect
| RFAW | WRMF | Willowbrook Maintenance Facility | PMPHS | Pump House | SRV | Services | ELEC | Electrical | LGHTCTRL | Lighting Control System |  | Lighting Control System
| RFAW | WRMF | Willowbrook Maintenance Facility | PMPHS | Pump House | SRV | Services | ELEC | Electrical | LGHT | Lighting |  | Lighting
| RFAW | WRMF | Willowbrook Maintenance Facility | PMPHS | Pump House | SRV | Services | ELEC | Electrical | LVDSYS | Low Voltage Dist. System |  | Low Voltage Distribution System
| RFAW | WRMF | Willowbrook Maintenance Facility | PMPHS | Pump House | SRV | Services | ELEC | Electrical | LVPAN | Low Voltage Panel |  | Low Voltage Panel
| RFAW | WRMF | Willowbrook Maintenance Facility | PMPHS | Pump House | SRV | Services | ELEC | Electrical | LVTRS | Low Voltage Transformer |  | Low Voltage Transformer
| RFAW | WRMF | Willowbrook Maintenance Facility | PMPHS | Pump House | SRV | Services | ELEC | Electrical | MCC | Motor Control Centers | MTRCONTC | Motor Control Centers (MCC)
| RFAW | WRMF | Willowbrook Maintenance Facility | PMPHS | Pump House | SRV | Services | FRPR | Fire Protection | FREXT | Fire Extinguisher |  | Fire Extinguisher
| RFAW | WRMF | Willowbrook Maintenance Facility | PMPHS | Pump House | SRV | Services | HAS | Health and Safety | FRAIDK | First Aid Kit |  | First Aid Kit
| RFAW | WRMF | Willowbrook Maintenance Facility | PMPHS | Pump House | SRV | Services | HAS | Health and Safety | PRTEMG | Portable Emergency Eyewash |  | Portable Emergency Eyewash
| RFAW | WRMF | Willowbrook Maintenance Facility | PMPHS | Pump House | SRV | Services | HVAC | HVAC | CHL | Chiller System | CHLR | Chiller |  | Chiller
| RFAW | WRMF | Willowbrook Maintenance Facility | PMPHS | Pump House | SRV | Services | HVAC | HVAC | CHL | Chiller System | CHLRCOND | Chiller - Condenser |  | Chiller - Condenser
| RFAW | WRMF | Willowbrook Maintenance Facility | PMPHS | Pump House | SRV | Services | HVAC | HVAC | CHL | Chiller System | CHLRCOOL | Chiller - Cooling Tower |  | Chiller - Cooling Tower
| RFAW | WRMF | Willowbrook Maintenance Facility | PMPHS | Pump House | SRV | Services | HVAC | HVAC | CHL | Chiller System | IE | AC - Indoor Evaporator |  | AC - Indoor Evaporator
| RFAW | WRMF | Willowbrook Maintenance Facility | PMPHS | Pump House | SRV | Services | HVAC | HVAC | CP | Control Panel |  | Control Panel
| RFAW | WRMF | Willowbrook Maintenance Facility | PMPHS | Pump House | SRV | Services | HVAC | HVAC | FAN | Fan |  | Fan
| RFAW | WRMF | Willowbrook Maintenance Facility | PMPHS | Pump House | SRV | Services | HVAC | HVAC | TRMHTR | Terminal Heater |  | Terminal Heater
| RFAW | WRMF | Willowbrook Maintenance Facility | PMPHS | Pump House | SRV | Services | PLB | Plumbing | STRN | Strainer |  | Strainer
| RFAW | WRMF | Willowbrook Maintenance Facility | PSYS | Process Systems | CAIR | Compressed Air | ARCMP | Air Compressor |  | Air Compressor
| RFAW | WRMF | Willowbrook Maintenance Facility | PSYS | Process Systems | CAIR | Compressed Air | CMPADS | Compressed Air Dist. System |  | Compressed Air Dist. System
| RFAW | WRMF | Willowbrook Maintenance Facility | PSYS | Process Systems | CAIR | Compressed Air | DRYARCP | Dryer - Air Compressor |  | Dryer - Air Compressor
| RFAW | WRMF | Willowbrook Maintenance Facility | PSYS | Process Systems | CAIR | Compressed Air | EMRGSB | Emergency Stop Button |  | Emergency Stop Button
| RFAW | WRMF | Willowbrook Maintenance Facility | PSYS | Process Systems | CAIR | Compressed Air | FLTR | Filter |  | Filter
| RFAW | WRMF | Willowbrook Maintenance Facility | PSYS | Process Systems | CAIR | Compressed Air | PRTKARCP | Pressure Tank - Air Compressor |  | Pressure Tank - Air Compressor
| RFAW | WRMF | Willowbrook Maintenance Facility | PSYS | Process Systems | CAIR | Compressed Air | SEP | Separator |  | Separator
| RFAW | WRMF | Willowbrook Maintenance Facility | PSYS | Process Systems | CAIR | Compressed Air | SHD | Shed |  | Shed
| RFAW | WRMF | Willowbrook Maintenance Facility | PSYS | Process Systems | FDST | Fuel Distribution System | CTRLH | Control Hut System | ARCMP | Air Compressor |  | Air Compressor
| RFAW | WRMF | Willowbrook Maintenance Facility | PSYS | Process Systems | FDST | Fuel Distribution System | DEF | Diesel Exhaust Fluid (DEF) System | FLDSTDEF | Fuel Dist. System - DEF |  | Fuel Distribution System - DEF
| RFAW | WRMF | Willowbrook Maintenance Facility | PSYS | Process Systems | FDST | Fuel Distribution System | DEF | Diesel Exhaust Fluid (DEF) System | FLFMTR | Fuel Flow Meter |  | Fuel Flow Meter
| RFAW | WRMF | Willowbrook Maintenance Facility | PSYS | Process Systems | FDST | Fuel Distribution System | DEF | Diesel Exhaust Fluid (DEF) System | FLTR | Filter |  | Filter
| RFAW | WRMF | Willowbrook Maintenance Facility | PSYS | Process Systems | FDST | Fuel Distribution System | DEF | Diesel Exhaust Fluid (DEF) System | FLTR | Filter | DEFVFLTR | DEF Vent Filter | DEFVFLTR | DEF Vent Filter
| RFAW | WRMF | Willowbrook Maintenance Facility | PSYS | Process Systems | FDST | Fuel Distribution System | DEF | Diesel Exhaust Fluid (DEF) System | MOVA | Motor Operated Valve and Actuator |  | Motor Operated Valve and Actuator
| RFAW | WRMF | Willowbrook Maintenance Facility | PSYS | Process Systems | FDST | Fuel Distribution System | DEF | Diesel Exhaust Fluid (DEF) System | PMP | Pump |  | Pump
| RFAW | WRMF | Willowbrook Maintenance Facility | PSYS | Process Systems | FDST | Fuel Distribution System | DEF | Diesel Exhaust Fluid (DEF) System | PRFV | Pressure Relief Valve |  | Pressure Relief Valve
| RFAW | WRMF | Willowbrook Maintenance Facility | PSYS | Process Systems | FDST | Fuel Distribution System | DEF | Diesel Exhaust Fluid (DEF) System | PRV | Pressure Reducing Valve |  | Pressure Reducing Valve
| RFAW | WRMF | Willowbrook Maintenance Facility | PSYS | Process Systems | FDST | Fuel Distribution System | DEF | Diesel Exhaust Fluid (DEF) System | STORTNK | Storage Tank |  | Storage Tank
| RFAW | WRMF | Willowbrook Maintenance Facility | PSYS | Process Systems | FDST | Fuel Distribution System | DEF | Diesel Exhaust Fluid (DEF) System | STRN | Strainer |  | Strainer
| RFAW | WRMF | Willowbrook Maintenance Facility | PSYS | Process Systems | FDST | Fuel Distribution System | DEFDISP | DEF Dispenser |  | DEF Dispenser
| RFAW | WRMF | Willowbrook Maintenance Facility | PSYS | Process Systems | FDST | Fuel Distribution System | DS | Diesel Distribution System | AIREL | Air Eliminator |  | Air Eliminator
| RFAW | WRMF | Willowbrook Maintenance Facility | PSYS | Process Systems | FDST | Fuel Distribution System | DS | Diesel Distribution System | CHVLV | Check Valve |  | Check Valve
| RFAW | WRMF | Willowbrook Maintenance Facility | PSYS | Process Systems | FDST | Fuel Distribution System | DS | Diesel Distribution System | CP | Control Panel |  | Control Panel
| RFAW | WRMF | Willowbrook Maintenance Facility | PSYS | Process Systems | FDST | Fuel Distribution System | DS | Diesel Distribution System | EMRGSB | Emergency Stop Button |  | Emergency Stop Button
| RFAW | WRMF | Willowbrook Maintenance Facility | PSYS | Process Systems | FDST | Fuel Distribution System | DS | Diesel Distribution System | FLDSDS | Fuel Dist. System - Diesel |  | Fuel Distribution System - Diesel
| RFAW | WRMF | Willowbrook Maintenance Facility | PSYS | Process Systems | FDST | Fuel Distribution System | DS | Diesel Distribution System | FLFMTR | Fuel Flow Meter |  | Fuel Flow Meter
| RFAW | WRMF | Willowbrook Maintenance Facility | PSYS | Process Systems | FDST | Fuel Distribution System | DS | Diesel Distribution System | FLTR | Filter |  | Filter
| RFAW | WRMF | Willowbrook Maintenance Facility | PSYS | Process Systems | FDST | Fuel Distribution System | DS | Diesel Distribution System | MOVA | Motor Operated Valve and Actuator |  | Motor Operated Valve and Actuator
| RFAW | WRMF | Willowbrook Maintenance Facility | PSYS | Process Systems | FDST | Fuel Distribution System | DS | Diesel Distribution System | MVLV | Manual Valve |  | Manual Valve
| RFAW | WRMF | Willowbrook Maintenance Facility | PSYS | Process Systems | FDST | Fuel Distribution System | DS | Diesel Distribution System | PMP | Pump |  | Pump
| RFAW | WRMF | Willowbrook Maintenance Facility | PSYS | Process Systems | FDST | Fuel Distribution System | DS | Diesel Distribution System | PRFV | Pressure Relief Valve |  | Pressure Relief Valve
| RFAW | WRMF | Willowbrook Maintenance Facility | PSYS | Process Systems | FDST | Fuel Distribution System | FF | Fuel Farm System | STORTNK | Storage Tank |  | Storage Tank
| RFAW | WRMF | Willowbrook Maintenance Facility | PSYS | Process Systems | FDST | Fuel Distribution System | FISL | Fuel Island System | CP | Control Panel |  | Control Panel
| RFAW | WRMF | Willowbrook Maintenance Facility | PSYS | Process Systems | FDST | Fuel Distribution System | FISL | Fuel Island System | DDISP | Diesel Dispenser |  | Diesel Dispenser
| RFAW | WRMF | Willowbrook Maintenance Facility | PSYS | Process Systems | FDST | Fuel Distribution System | FISL | Fuel Island System | DSLST | Diesel Storage Tank |  | Diesel Storage Tank
| RFAW | WRMF | Willowbrook Maintenance Facility | PSYS | Process Systems | FDST | Fuel Distribution System | FISL | Fuel Island System | EMRGSB | Emergency Stop Button |  | Emergency Stop Button
| RFAW | WRMF | Willowbrook Maintenance Facility | PSYS | Process Systems | FDST | Fuel Distribution System | FISL | Fuel Island System | EXPTANK | Expansion Tank |  | Expansion Tank
| RFAW | WRMF | Willowbrook Maintenance Facility | PSYS | Process Systems | FDST | Fuel Distribution System | FISL | Fuel Island System | FLTR | Filter |  | Filter
| RFAW | WRMF | Willowbrook Maintenance Facility | PSYS | Process Systems | FDST | Fuel Distribution System | FISL | Fuel Island System | FMTR | Fuel Flow Meter |  | Fuel Flow Meter
| RFAW | WRMF | Willowbrook Maintenance Facility | PSYS | Process Systems | FDST | Fuel Distribution System | FISL | Fuel Island System | FSLP | Fuel Relief/ Slop Tank |  | Fuel Relief/ Slop Tank
| RFAW | WRMF | Willowbrook Maintenance Facility | PSYS | Process Systems | FDST | Fuel Distribution System | FISL | Fuel Island System | FSTDIE | Fuel Dist. System - Diesel |  | Fuel Distribution System - Diesel
| RFAW | WRMF | Willowbrook Maintenance Facility | PSYS | Process Systems | FDST | Fuel Distribution System | FISL | Fuel Island System | MOVA | Motor Operated Valve and Actuator |  | Motor Operated Valve and Actuator
| RFAW | WRMF | Willowbrook Maintenance Facility | PSYS | Process Systems | FDST | Fuel Distribution System | FISL | Fuel Island System | MVLV | Manual Valve |  | Manual Valve
| RFAW | WRMF | Willowbrook Maintenance Facility | PSYS | Process Systems | FDST | Fuel Distribution System | FISL | Fuel Island System | PMP | Pump |  | Pump
| RFAW | WRMF | Willowbrook Maintenance Facility | PSYS | Process Systems | FDST | Fuel Distribution System | FISL | Fuel Island System | PRFV | Pressure Relief Valve |  | Pressure Relief Valve
| RFAW | WRMF | Willowbrook Maintenance Facility | PSYS | Process Systems | FDST | Fuel Distribution System | FISL | Fuel Island System | PRV | Pressure Reducing Valve |  | Pressure Reducing Valve
| RFAW | WRMF | Willowbrook Maintenance Facility | PSYS | Process Systems | LWS | Locomotive Wash System | CDS | Chemical Distribution System | LCOWCF | Locomotive Wash Chemical Feed |  | Locomotive Wash Chemical Feed
| RFAW | WRMF | Willowbrook Maintenance Facility | PSYS | Process Systems | LWS | Locomotive Wash System | CDS | Chemical Distribution System | PMP | Pump |  | Pump
| RFAW | WRMF | Willowbrook Maintenance Facility | PSYS | Process Systems | LWS | Locomotive Wash System | FLTR | Filter |  | Filter
| RFAW | WRMF | Willowbrook Maintenance Facility | PSYS | Process Systems | LWS | Locomotive Wash System | LCOWDS | Locomotive Wash Dist. System |  | Locomotive Wash Dist. System
| RFAW | WRMF | Willowbrook Maintenance Facility | PSYS | Process Systems | LWS | Locomotive Wash System | WTS | Wastewater Treatment System | CP | Control Panel |  | Control Panel
| RFAW | WRMF | Willowbrook Maintenance Facility | PSYS | Process Systems | LWS | Locomotive Wash System | WTS | Wastewater Treatment System | PMP | Pump |  | Pump
| RFAW | WRMF | Willowbrook Maintenance Facility | PSYS | Process Systems | PWS | Pressure Wash System | MVLV | Manual Valve |  | Manual Valve
| RFAW | WRMF | Willowbrook Maintenance Facility | PSYS | Process Systems | PWS | Pressure Wash System | PRWSPMP | Pressure Wash Pump Skid |  | Pressure Wash Pump Skid
| RFAW | WRMF | Willowbrook Maintenance Facility | PSYS | Process Systems | SEU | Site Electrical Utilities | UTLMTR | Utility Meters |  | Utility Meters
| RFAW | WRMF | Willowbrook Maintenance Facility | PSYS | Process Systems | SEU | Site Electrical Utilities | UTLPOLE | Utility Pole |  | Utility Pole
| RFAW | WRMF | Willowbrook Maintenance Facility | PSYS | Process Systems | SNDL | Sand Loading System | ACCPLTF | Access Platform |  | Access Platform
| RFAW | WRMF | Willowbrook Maintenance Facility | PSYS | Process Systems | SNDL | Sand Loading System | ARCMP | Air Compressor |  | Air Compressor
| RFAW | WRMF | Willowbrook Maintenance Facility | PSYS | Process Systems | SNDL | Sand Loading System | CP | Control Panel |  | Control Panel
| RFAW | WRMF | Willowbrook Maintenance Facility | PSYS | Process Systems | SNDL | Sand Loading System | MVLV | Manual Valve |  | Manual Valve
| RFAW | WRMF | Willowbrook Maintenance Facility | PSYS | Process Systems | SNDL | Sand Loading System | MOVA | Motor Operated Valve and Actuator |  | Motor Operated Valve and Actuator
| RFAW | WRMF | Willowbrook Maintenance Facility | PSYS | Process Systems | SNDL | Sand Loading System | PRFV | Pressure Relief Valve |  | Pressure Relief Valve
| RFAW | WRMF | Willowbrook Maintenance Facility | PSYS | Process Systems | SNDL | Sand Loading System | SANDHOP | Sand Hopper |  | Sand Hopper
| RFAW | WRMF | Willowbrook Maintenance Facility | PSYS | Process Systems | SNDL | Sand Loading System | SOLEVLV | Solenoid Valve |  | Solenoid Valve
| RFAW | WRMF | Willowbrook Maintenance Facility | PSYS | Process Systems | SNDL | Sand Loading System | SNDLDDS | Sand Loading Dist. System |  | Sand Loading Distribution System
| RFAW | WRMF | Willowbrook Maintenance Facility | PSYS | Process Systems | SNDL | Sand Loading System | SNDPOD | Sand Pod |  | Sand Pod
| RFAW | WRMF | Willowbrook Maintenance Facility | PSYS | Process Systems | SNDL | Sand Loading System | SNDSILO | Sand Silo |  | Sand Silo
| RFAW | WRMF | Willowbrook Maintenance Facility | PSYS | Process Systems | TFS | Train Fluid System | CP | Control Panel |  | Control Panel
| RFAW | WRMF | Willowbrook Maintenance Facility | PSYS | Process Systems | TFS | Train Fluid System | EMRGSB | Emergency Stop Button |  | Emergency Stop Button
| RFAW | WRMF | Willowbrook Maintenance Facility | PSYS | Process Systems | TFS | Train Fluid System | EXPTANK | Expansion Tank |  | Expansion Tank
| RFAW | WRMF | Willowbrook Maintenance Facility | PSYS | Process Systems | TFS | Train Fluid System | HEDOMTIC | Head-o-Matic Dist. System |  | Head-o-Matic Dist. System
| RFAW | WRMF | Willowbrook Maintenance Facility | PSYS | Process Systems | TFS | Train Fluid System | MOVA | Motor Operated Valve and Actuator |  | Motor Operated Valve and Actuator
| RFAW | WRMF | Willowbrook Maintenance Facility | PSYS | Process Systems | TFS | Train Fluid System | PMP | Pump |  | Pump
| RFAW | WRMF | Willowbrook Maintenance Facility | PSYS | Process Systems | TFS | Train Fluid System | PRV | Pressure Reducing Valve |  | Pressure Reducing Valve
| RFAW | WRMF | Willowbrook Maintenance Facility | PSYS | Process Systems | TFS | Train Fluid System | STORTNK | Storage Tank |  | Storage Tank
| RFAW | WRMF | Willowbrook Maintenance Facility | PSYS | Process Systems | TFS | Train Fluid System | STRN | Strainer |  | Strainer
| RFAW | WRMF | Willowbrook Maintenance Facility | PSYS | Process Systems | TFS | Train Fluid System | TRFDST | Train Fluids Dispensing Station |  | Train Fluids Dispensing Station
| RFAW | WRMF | Willowbrook Maintenance Facility | PSYS | Process Systems | TFS | Train Fluid System | TRNFLDS | Train Fluids Dist. System |  | Train Fluids Dist. System
| RFAW | WRMF | Willowbrook Maintenance Facility | PSYS | Process Systems | TFS | Train Fluid System | TRNWORS | Train Waste Oil Recovery System |  | Train Waste Oil Recovery System
| RFAW | WRMF | Willowbrook Maintenance Facility | PSYS | Process Systems | TFS | Train Fluid System | WSARSYS | Waste Antifreeze Recovery System |  | Waste Antifreeze Recovery System
| RFAW | WRMF | Willowbrook Maintenance Facility | PSYS | Process Systems | TFS | Train Fluid System | WSTARPMP | Waste Antifreeze Recovery Pump Station |  | Waste Antifreeze Recovery Pump Station
| RFAW | WRMF | Willowbrook Maintenance Facility | PSYS | Process Systems | TMS | Train Maintenance System | ACCPLTF | Access Platform |  | Access Platform
| RFAW | WRMF | Willowbrook Maintenance Facility | PSYS | Process Systems | TMS | Train Maintenance System | AWBIS | Automated Wheel & Brake Inspection System |  | Automated Wheel & Brake Inspection System
| RFAW | WRMF | Willowbrook Maintenance Facility | PSYS | Process Systems | TMS | Train Maintenance System | AWBIS | Automated Wheel & Brake Inspection System | CP | Control Panel |  | Control Panel
| RFAW | WRMF | Willowbrook Maintenance Facility | PSYS | Process Systems | TMS | Train Maintenance System | CP | Control Panel |  | Control Panel
| RFAW | WRMF | Willowbrook Maintenance Facility | PSYS | Process Systems | TMS | Train Maintenance System | EMRGSB | Emergency Stop Button |  | Emergency Stop Button
| RFAW | WRMF | Willowbrook Maintenance Facility | PSYS | Process Systems | TMS | Train Maintenance System | FLTR | Filter |  | Filter
| RFAW | WRMF | Willowbrook Maintenance Facility | PSYS | Process Systems | TMS | Train Maintenance System | PMP | Pump |  | Pump
| RFAW | WRMF | Willowbrook Maintenance Facility | PSYS | Process Systems | TMS | Train Maintenance System | TRNWHTS | Train Wheel Truing Sys. |  | Train Wheel Truing Sys.
| RFAW | WRMF | Willowbrook Maintenance Facility | PSYS | Process Systems | TMS | Train Maintenance System | WL | Wheel Lathe System | WHLLATH | Wheel Lathe |  | Wheel Lathe
| RFAW | WRMF | Willowbrook Maintenance Facility | PSYS | Process Systems | TMS | Train Maintenance System | WL | Wheel Lathe System | DSTCOLLC | Dust Collector |  | Dust Collector
| RFAW | WRMF | Willowbrook Maintenance Facility | PSYS | Process Systems | TMS | Train Maintenance System | WL | Wheel Lathe System | STORTNK | Storage Tank |  | Storage Tank
| RFAW | WRMF | Willowbrook Maintenance Facility | PSYS | Process Systems | WYSD | Wayside | ARCMP | Air Compressor |  | Air Compressor
| RFAW | WRMF | Willowbrook Maintenance Facility | PSYS | Process Systems | WYSD | Wayside | CP | Control Panel |  | Control Panel
| RFAW | WRMF | Willowbrook Maintenance Facility | PSYS | Process Systems | WYSD | Wayside | EMRGSB | Emergency Stop Button |  | Emergency Stop Button
| RFAW | WRMF | Willowbrook Maintenance Facility | PSYS | Process Systems | WYSD | Wayside | FLTR | Filter |  | Filter
| RFAW | WRMF | Willowbrook Maintenance Facility | PSYS | Process Systems | WYSD | Wayside | LOWVLTPB | Low Voltage Panel Board | LOWVLTPB | Low Voltage Panel Board
| RFAW | WRMF | Willowbrook Maintenance Facility | PSYS | Process Systems | WYSD | Wayside | WYCMPARO | Wayside Compressed Air Outlet |  | Wayside Compressed Air Outlet
| RFAW | WRMF | Willowbrook Maintenance Facility | PSYS | Process Systems | WYSD | Wayside | WYPOUTCB | Wayside Power Outlets & Cables |  | Wayside Power Outlets & Cables
| RFAW | WRMF | Willowbrook Maintenance Facility | PSYS | Process Systems | WYSD | Wayside | WYPWDSTP | Wayside Power Dist PNL |  | Wayside Power Dist PNL
| RFAW | WRMF | Willowbrook Maintenance Facility | PSYS | Process Systems | WYSD | Wayside | WYPWMCC | Wayside Power MCC |  | Wayside Power MCC
| RFAW | WRMF | Willowbrook Maintenance Facility | PSYS | Process Systems | WYSD | Wayside | WYSPDP | Wayside Power Dist. Panel |  | Wayside Power Dist. Panel
| RFAW | WRMF | Willowbrook Maintenance Facility | QUNH | Quonset Hut | RMINT | Room Interior | RMINT | Room Interior |  | Room Interior
| RFAW | WRMF | Willowbrook Maintenance Facility | QUNH | Quonset Hut | SHELL | Shell | EXTRWLL | Exterior Wall |  | Exterior Wall
| RFAW | WRMF | Willowbrook Maintenance Facility | QUNH | Quonset Hut | SRV | Services | ELEC | Electrical | LGHT | Lighting |  | Lighting
| RFAW | WRMF | Willowbrook Maintenance Facility | QUNH | Quonset Hut | SRV | Services | ELEC | Electrical | LVDSYS | Low Voltage Dist. System |  | Low Voltage Distribution System
| RFAW | WRMF | Willowbrook Maintenance Facility | QUNH | Quonset Hut | SRV | Services | ELEC | Electrical | LVPAN | Low Voltage Panel |  | Low Voltage Panel
| RFAW | WRMF | Willowbrook Maintenance Facility | RDGR | Roads and Grounds | GEL | Grounds Electrical | EDST | Electrical Distribution | EMRGEN | Emergency Generator |  | Emergency Generator
| RFAW | WRMF | Willowbrook Maintenance Facility | RDGR | Roads and Grounds | GEL | Grounds Electrical | EDST | Electrical Distribution | LVPAN | Low Voltage Panel |  | Low Voltage Panel
| RFAW | WRMF | Willowbrook Maintenance Facility | RDGR | Roads and Grounds | GEL | Grounds Electrical | EDST | Electrical Distribution | MHVTRS | Medium/High Voltage Transformer |  | Medium/High Voltage Transformer
| RFAW | WRMF | Willowbrook Maintenance Facility | RDGR | Roads and Grounds | GEL | Grounds Electrical | EDST | Electrical Distribution | MNHOL | Manhole |  | Manhole
| RFAW | WRMF | Willowbrook Maintenance Facility | RDGR | Roads and Grounds | GEL | Grounds Electrical | EDST | Electrical Distribution | SWTYDSE | Switchyard Service Entrance |  | Switchyard Service Entrance
| RFAW | WRMF | Willowbrook Maintenance Facility | RDGR | Roads and Grounds | GEL | Grounds Electrical | EDST | Electrical Distribution | UPS | UPS |  | Uninterruptable Power Supply
| RFAW | WRMF | Willowbrook Maintenance Facility | RDGR | Roads and Grounds | GEL | Grounds Electrical | GLGT | Grounds Lighting | LGHT | Lighting |  | Lighting
| RFAW | WRMF | Willowbrook Maintenance Facility | RDGR | Roads and Grounds | GEL | Grounds Electrical | GLGT | Grounds Lighting | LGHTCTRL | Lighting Control System |  | Lighting Control System
| RFAW | WRMF | Willowbrook Maintenance Facility | RDGR | Roads and Grounds | GEL | Grounds Electrical | GLGT | Grounds Lighting | LGHTSTD | Light Standard |  | Light Standard
| RFAW | WRMF | Willowbrook Maintenance Facility | RDGR | Roads and Grounds | GRDS | Grounds | BOLRD | Bollard |  | Bollard
| RFAW | WRMF | Willowbrook Maintenance Facility | RDGR | Roads and Grounds | GRDS | Grounds | CNPY | Canopy |  | Canopy
| RFAW | WRMF | Willowbrook Maintenance Facility | RDGR | Roads and Grounds | GRDS | Grounds | FNC | Fence |  | Fence
| RFAW | WRMF | Willowbrook Maintenance Facility | RDGR | Roads and Grounds | GRDS | Grounds | FXFURN | Fixed Furniture |  | Fixed Furniture
| RFAW | WRMF | Willowbrook Maintenance Facility | RDGR | Roads and Grounds | GRDS | Grounds | GATE | Gate |  | Gate
| RFAW | WRMF | Willowbrook Maintenance Facility | RDGR | Roads and Grounds | GRDS | Grounds | GRDRL | Guard Rail |  | Guard Rail
| RFAW | WRMF | Willowbrook Maintenance Facility | RDGR | Roads and Grounds | GRDS | Grounds | MNHOL | Manhole |  | Manhole
| RFAW | WRMF | Willowbrook Maintenance Facility | RDGR | Roads and Grounds | GRDS | Grounds | PRTOFF | Portable Office |  | Portable Office
| RFAW | WRMF | Willowbrook Maintenance Facility | RDGR | Roads and Grounds | GRDS | Grounds | RTNWLL | Retaining Wall |  | Retaining Wall
| RFAW | WRMF | Willowbrook Maintenance Facility | RDGR | Roads and Grounds | GRDS | Grounds | SGNFAC | Signs - Facility ID |  | Signs - Facility ID
| RFAW | WRMF | Willowbrook Maintenance Facility | RDGR | Roads and Grounds | GRDS | Grounds | SHD | Shed |  | Shed
| RFAW | WRMF | Willowbrook Maintenance Facility | RDGR | Roads and Grounds | GRDS | Grounds | SHLTR | Shelter |  | Shelter
| RFAW | WRMF | Willowbrook Maintenance Facility | RDGR | Roads and Grounds | GRDS | Grounds | UTLPOLE | Utility Pole |  | Utility Pole
| RFAW | WRMF | Willowbrook Maintenance Facility | RDGR | Roads and Grounds | GUTL | Grounds Utilities | SAN | Sanitary Sewer | CP | Control Panel |  | Control Panel
| RFAW | WRMF | Willowbrook Maintenance Facility | RDGR | Roads and Grounds | GUTL | Grounds Utilities | SAN | Sanitary Sewer | EMRGSB | Emergency Stop Button |  | Emergency Stop Button
| RFAW | WRMF | Willowbrook Maintenance Facility | RDGR | Roads and Grounds | GUTL | Grounds Utilities | SAN | Sanitary Sewer | MIXER | Mixer |  | Mixer
| RFAW | WRMF | Willowbrook Maintenance Facility | RDGR | Roads and Grounds | GUTL | Grounds Utilities | SAN | Sanitary Sewer | MNHOL | Manhole |  | Manhole
| RFAW | WRMF | Willowbrook Maintenance Facility | RDGR | Roads and Grounds | GUTL | Grounds Utilities | SAN | Sanitary Sewer | PMP | Pump |  | Pump
| RFAW | WRMF | Willowbrook Maintenance Facility | RDGR | Roads and Grounds | GUTL | Grounds Utilities | SAN | Sanitary Sewer | PWWTS | Process Waste Water Treatment System | PWWTS | Process Waste Water Treatment System
| RFAW | WRMF | Willowbrook Maintenance Facility | RDGR | Roads and Grounds | GUTL | Grounds Utilities | SAN | Sanitary Sewer | PWWTS | Process Waste Water Treatment System |  | Waste Water Treatment System
| RFAW | WRMF | Willowbrook Maintenance Facility | RDGR | Roads and Grounds | GUTL | Grounds Utilities | SAN | Sanitary Sewer | SEP | Separator |  | Separator
| RFAW | WRMF | Willowbrook Maintenance Facility | RDGR | Roads and Grounds | GUTL | Grounds Utilities | SAN | Sanitary Sewer | SMPIT | Sump Pit |  | Sump Pit
| RFAW | WRMF | Willowbrook Maintenance Facility | RDGR | Roads and Grounds | GUTL | Grounds Utilities | SAN | Sanitary Sewer | STORTNK | Storage Tank |  | Storage Tank
| RFAW | WRMF | Willowbrook Maintenance Facility | RDGR | Roads and Grounds | GUTL | Grounds Utilities | STM | Storm Sewer | DRNCB | Drainage Catch Basin |  | Drainage Catch Basin
| RFAW | WRMF | Willowbrook Maintenance Facility | RDGR | Roads and Grounds | GUTL | Grounds Utilities | STM | Storm Sewer | MNHOL | Manhole |  | Manhole
| RFAW | WRMF | Willowbrook Maintenance Facility | RDGR | Roads and Grounds | GUTL | Grounds Utilities | STM | Storm Sewer | SWT | Storm Water Treatment | SFST | Stormwater fuelling island spill tray |  | Stormwater fuelling island spill tray
| RFAW | WRMF | Willowbrook Maintenance Facility | RDGR | Roads and Grounds | GUTL | Grounds Utilities | STM | Storm Sewer | SWT | Storm Water Treatment | SMDT | Stormwater detention tank |  | Stormwater detention tank
| RFAW | WRMF | Willowbrook Maintenance Facility | RDGR | Roads and Grounds | GUTL | Grounds Utilities | STM | Storm Sewer | SWT | Storm Water Treatment | SOF | Stormwater outflow |  | Stormwater outflow
| RFAW | WRMF | Willowbrook Maintenance Facility | RDGR | Roads and Grounds | GUTL | Grounds Utilities | STM | Storm Sewer | SWT | Storm Water Treatment | SOGS | Stormwater oil grit separator |  | Stormwater oil grit separator
| RFAW | WRMF | Willowbrook Maintenance Facility | RDGR | Roads and Grounds | GUTL | Grounds Utilities | STM | Storm Sewer | SWT | Storm Water Treatment | SOSV | Stormwater oil stop valve |  | Stormwater oil stop valve
| RFAW | WRMF | Willowbrook Maintenance Facility | RDGR | Roads and Grounds | GUTL | Grounds Utilities | STM | Storm Sewer | SWT | Storm Water Treatment | SOWS | Stormwater oil water separator |  | Stormwater oil water separator
| RFAW | WRMF | Willowbrook Maintenance Facility | RDGR | Roads and Grounds | GUTL | Grounds Utilities | STM | Storm Sewer | SWT | Storm Water Treatment | SSV | Stormwater shutoff valve |  | Stormwater shutoff valve
| RFAW | WRMF | Willowbrook Maintenance Facility | RDGR | Roads and Grounds | GUTL | Grounds Utilities | WTR | Water Supply | FRHYD | Fire Hydrants |  | Fire Hydrants
| RFAW | WRMF | Willowbrook Maintenance Facility | RDGR | Roads and Grounds | GUTL | Grounds Utilities | WTR | Water Supply | MNHOL | Manhole |  | Manhole
| RFAW | WRMF | Willowbrook Maintenance Facility | RDGR | Roads and Grounds | GUTL | Grounds Utilities | WTR | Water Supply | PINVLV | Post Indicator Valve |  | Post Indicator Valve
| RFAW | WRMF | Willowbrook Maintenance Facility | RDGR | Roads and Grounds | GUTL | Grounds Utilities | WTR | Water Supply | UTLMTR | Utility Meters |  | Utility Meters
| RFAW | WRMF | Willowbrook Maintenance Facility | RDGR | Roads and Grounds | PLOT | Parking Lot | PKGAREA | Parking Area |  | Parking Area
| RFAW | WRMF | Willowbrook Maintenance Facility | RDGR | Roads and Grounds | PLOT | Parking Lot | VHCLECU | Vehicle Charging Unit |  | Vehicle Charging Unit
| RFAW | WRMF | Willowbrook Maintenance Facility | RDGR | Roads and Grounds | RDW | Roadways | RDWY | Roadway |  | Roadway
| RFAW | WRMF | Willowbrook Maintenance Facility | RDGR | Roads and Grounds | RDW | Roadways | TRFBAR | Traffic Barrier |  | Traffic Barrier
| RFAW | WRMF | Willowbrook Maintenance Facility | RDGR | Roads and Grounds | WLKY | Walkway | FXFURN | Fixed Furniture |  | Fixed Furniture
| RFAW | WRMF | Willowbrook Maintenance Facility | RDGR | Roads and Grounds | WLKY | Walkway | GRDRL | Guard Rail |  | Guard Rail
| RFAW | WRMF | Willowbrook Maintenance Facility | RDGR | Roads and Grounds | WLKY | Walkway | PEDWLK | Pedestrian walk way |  | Pedestrian walk way
| RFAW | WRMF | Willowbrook Maintenance Facility | RDGR | Roads and Grounds | WLKY | Walkway | STRWY | Stairway |  | Stairway
| RFAW | WRMF | Willowbrook Maintenance Facility | TRKMT | Track Maintenance Building | RMINT | Room Interior | DR | Door |  | Door
| RFAW | WRMF | Willowbrook Maintenance Facility | TRKMT | Track Maintenance Building | RMINT | Room Interior | RMINT | Room Interior |  | Room Interior
| RFAW | WRMF | Willowbrook Maintenance Facility | TRKMT | Track Maintenance Building | SBST | Substructure | SBST | Substructure |  | Substructure
| RFAW | WRMF | Willowbrook Maintenance Facility | TRKMT | Track Maintenance Building | SHELL | Shell | ACCLDR | Access Ladder |  | Access Ladder
| RFAW | WRMF | Willowbrook Maintenance Facility | TRKMT | Track Maintenance Building | SHELL | Shell | EXTRWLL | Exterior Wall |  | Exterior Wall
| RFAW | WRMF | Willowbrook Maintenance Facility | TRKMT | Track Maintenance Building | SHELL | Shell | FLTROOF | Flat Roof |  | Flat Roof
| RFAW | WRMF | Willowbrook Maintenance Facility | TRKMT | Track Maintenance Building | SHELL | Shell | OHDDR | Overhead Door |  | Overhead Door
| RFAW | WRMF | Willowbrook Maintenance Facility | TRKMT | Track Maintenance Building | SHELL | Shell | SGNFAC | Signs - Facility ID |  | Signs - Facility ID
| RFAW | WRMF | Willowbrook Maintenance Facility | TRKMT | Track Maintenance Building | SHELL | Shell | SPST | Superstructure |  | Superstructure
| RFAW | WRMF | Willowbrook Maintenance Facility | TRKMT | Track Maintenance Building | SHELL | Shell | WINDSYS | Window System |  | Window System
| RFAW | WRMF | Willowbrook Maintenance Facility | TRKMT | Track Maintenance Building | SRV | Services | ELEC | Electrical | BPEMR | Battery Powered Emergency Lighting and Exit Lighting | BPEMERGL | Battery Powered Emergency Lighting and Exit Lighting
| RFAW | WRMF | Willowbrook Maintenance Facility | TRKMT | Track Maintenance Building | SRV | Services | ELEC | Electrical | GRLPS | Grounding and Lightning PS | GRNDLPS | Grounding and Lightning Protection System
| RFAW | WRMF | Willowbrook Maintenance Facility | TRKMT | Track Maintenance Building | SRV | Services | ELEC | Electrical | LGHT | Lighting |  | Lighting
| RFAW | WRMF | Willowbrook Maintenance Facility | TRKMT | Track Maintenance Building | SRV | Services | ELEC | Electrical | LVPAN | Low Voltage Panel |  | Low Voltage Panel
| RFAW | WRMF | Willowbrook Maintenance Facility | TRKMT | Track Maintenance Building | SRV | Services | ELEC | Electrical | LVTRS | Low Voltage Transformer |  | Low Voltage Transformer
| RFAW | WRMF | Willowbrook Maintenance Facility | TRKMT | Track Maintenance Building | SRV | Services | FRPR | Fire Protection | CHVLV | Check Valve |  | Check Valve
| RFAW | WRMF | Willowbrook Maintenance Facility | TRKMT | Track Maintenance Building | SRV | Services | FRPR | Fire Protection | CP | Control Panel |  | Control Panel
| RFAW | WRMF | Willowbrook Maintenance Facility | TRKMT | Track Maintenance Building | SRV | Services | FRPR | Fire Protection | FRDSYS | Fire Detection System |  | Fire Detection System
| RFAW | WRMF | Willowbrook Maintenance Facility | TRKMT | Track Maintenance Building | SRV | Services | FRPR | Fire Protection | FREXT | Fire Extinguisher |  | Fire Extinguisher
| RFAW | WRMF | Willowbrook Maintenance Facility | TRKMT | Track Maintenance Building | SRV | Services | FRPR | Fire Protection | FRPSYS | Fire Protection System |  | Fire Protection System
| RFAW | WRMF | Willowbrook Maintenance Facility | TRKMT | Track Maintenance Building | SRV | Services | HAS | Health and Safety | EMRGPF | Emergency Plumbing Fixture |  | Emergency Plumbing Fixture
| RFAW | WRMF | Willowbrook Maintenance Facility | TRKMT | Track Maintenance Building | SRV | Services | HVAC | HVAC | CHL | Chiller System | CHLR | Chiller |  | Chiller
| RFAW | WRMF | Willowbrook Maintenance Facility | TRKMT | Track Maintenance Building | SRV | Services | HVAC | HVAC | CHL | Chiller System | CHLRCOND | Chiller - Condenser |  | Chiller - Condenser
| RFAW | WRMF | Willowbrook Maintenance Facility | TRKMT | Track Maintenance Building | SRV | Services | HVAC | HVAC | CHL | Chiller System | CHLRCOOL | Chiller - Cooling Tower |  | Chiller - Cooling Tower
| RFAW | WRMF | Willowbrook Maintenance Facility | TRKMT | Track Maintenance Building | SRV | Services | HVAC | HVAC | CHL | Chiller System | ACC | AC - Condenser |  | AC - Condenser
| RFAW | WRMF | Willowbrook Maintenance Facility | TRKMT | Track Maintenance Building | SRV | Services | HVAC | HVAC | CHL | Chiller System | ACIE | AC - Indoor Evaporator |  | AC - Indoor Evaporator
| RFAW | WRMF | Willowbrook Maintenance Facility | TRKMT | Track Maintenance Building | SRV | Services | HVAC | HVAC | CP | Control Panel |  | Control Panel
| RFAW | WRMF | Willowbrook Maintenance Facility | TRKMT | Track Maintenance Building | SRV | Services | HVAC | HVAC | BALVLV | Balancing Valve |  | Balancing Valve
| RFAW | WRMF | Willowbrook Maintenance Facility | TRKMT | Track Maintenance Building | SRV | Services | HVAC | HVAC | FAN | Fan |  | Fan
| RFAW | WRMF | Willowbrook Maintenance Facility | TRKMT | Track Maintenance Building | SRV | Services | HVAC | HVAC | FURN | Furnace |  | Furnace
| RFAW | WRMF | Willowbrook Maintenance Facility | TRKMT | Track Maintenance Building | SRV | Services | HVAC | HVAC | TRMHTR | Terminal Heater |  | Terminal Heater
| RFAW | WRMF | Willowbrook Maintenance Facility | TRKMT | Track Maintenance Building | SRV | Services | PLB | Plumbing | BFP | Backflow Prevention |  | Backflow Prevention
| RFAW | WRMF | Willowbrook Maintenance Facility | TRKMT | Track Maintenance Building | SRV | Services | PLB | Plumbing | DOMWDS | Domestic Water Dist. System |  | Domestic Water Distribution System
| RFAW | WRMF | Willowbrook Maintenance Facility | TRKMT | Track Maintenance Building | SRV | Services | PLB | Plumbing | GSDSTSYS | Gas Dist. System | GSDSTSYS | Gas Distribution System
| RFAW | WRMF | Willowbrook Maintenance Facility | TRKMT | Track Maintenance Building | SRV | Services | PLB | Plumbing | HTWTRHT | Hot Water Heater |  | Hot Water Heater
| RFAW | WRMF | Willowbrook Maintenance Facility | TRKMT | Track Maintenance Building | SRV | Services | PLB | Plumbing | MVLV | Manual Valve |  | Manual Valve
| RFAW | WRMF | Willowbrook Maintenance Facility | TRKMT | Track Maintenance Building | SRV | Services | PLB | Plumbing | PLMBFXT | Plumbing Fixture |  | Plumbing Fixture
| RFAW | WRMF | Willowbrook Maintenance Facility | TRKMT | Track Maintenance Building | SRV | Services | PLB | Plumbing | PMP | Pump |  | Pump
| RFAW | WRMF | Willowbrook Maintenance Facility | TRKMT | Track Maintenance Building | SRV | Services | PLB | Plumbing | UTLMTR | Utility Meters |  | Utility Meters
| RFAW | WRMF | Willowbrook Maintenance Facility | TRKMT | Track Maintenance Building | SRV | Services | PLB | Plumbing | WSTWLS | Waste Water Lift Station |  | Waste Water Lift Station
| RFAE | BALY | Barrie Layover (Allandale Layover) | CRCN | Crew Center | RMINT | Room Interior | DRARCRTN | Door Air Curtain |  | Door Air Curtain
| RFAE | BALY | Barrie Layover (Allandale Layover) | CRCN | Crew Center | SHELL | Shell | DRARCRTN | Door Air Curtain |  | Door Air Curtain
| RFAE | BALY | Barrie Layover (Allandale Layover) | DEF | Diesel Exhaust Fluid (DEF) System | SHELL | Shell | DRARCRTN | Door Air Curtain |  | Door Air Curtain
| RFAE | BALY | Barrie Layover (Allandale Layover) | ELCB | Electrical Building | RMINT | Room Interior | DRARCRTN | Door Air Curtain |  | Door Air Curtain
| RFAE | BALY | Barrie Layover (Allandale Layover) | ELCB | Electrical Building | SHELL | Shell | DRARCRTN | Door Air Curtain |  | Door Air Curtain
| RFAE | BALY | Barrie Layover (Allandale Layover) | PMPHS | Pump House | SHELL | Shell | DRARCRTN | Door Air Curtain |  | Door Air Curtain
| RFAE | BDLY | Bradford Layover | CRCN | Crew Center | RMINT | Room Interior | DRARCRTN | Door Air Curtain |  | Door Air Curtain
| RFAE | BDLY | Bradford Layover | CRCN | Crew Center | SHELL | Shell | DRARCRTN | Door Air Curtain |  | Door Air Curtain
| RFAE | BDLY | Bradford Layover | ELCM | Electrical and Comm. Building | SHELL | Shell | DRARCRTN | Door Air Curtain |  | Door Air Curtain
| RFAW | BNLY | Bathurst North Layover | CRCN | Crew Center | RMINT | Room Interior | DRARCRTN | Door Air Curtain |  | Door Air Curtain
| RFAW | BNLY | Bathurst North Layover | PMPHS | Pump House | RMINT | Room Interior | DRARCRTN | Door Air Curtain |  | Door Air Curtain
| RFAW | BNLY | Bathurst North Layover | SS | Substation | RMINT | Room Interior | DRARCRTN | Door Air Curtain |  | Door Air Curtain
| RFAW | DNLY | Don Yard Layover | CRCN | Crew Center | RMINT | Room Interior | DRARCRTN | Door Air Curtain |  | Door Air Curtain
| RFAW | DNLY | Don Yard Layover | ELCM | Electrical and Comm. Building | RMINT | Room Interior | DRARCRTN | Door Air Curtain |  | Door Air Curtain
| RFAW | GTLY | Georgetown Station Layover | CRCN | Crew Center | RMINT | Room Interior | DRARCRTN | Door Air Curtain |  | Door Air Curtain
| RFAW | GTLY | Georgetown Station Layover | CRCN | Crew Center | SHELL | Shell | DRARCRTN | Door Air Curtain |  | Door Air Curtain
| RFAW | GTLY | Georgetown Station Layover | STRB | Storage Building | RMINT | Room Interior | DRARCRTN | Door Air Curtain |  | Door Air Curtain
| RFAW | GTLY | Georgetown Station Layover | STRB | Storage Building | SHELL | Shell | DRARCRTN | Door Air Curtain |  | Door Air Curtain
| RFAW | HALY | Hamilton Layover | SS | Substation | RMINT | Room Interior | DRARCRTN | Door Air Curtain |  | Door Air Curtain
| RFAW | KTLY | Kitchener Layover | LAYB | Layover Building | RMINT | Room Interior | DRARCRTN | Door Air Curtain |  | Door Air Curtain
| RFAW | KTLY | Kitchener Layover | LAYB | Layover Building | SHELL | Shell | DRARCRTN | Door Air Curtain |  | Door Air Curtain
| RFAW | KTLY | Kitchener Layover | STRB | Storage Building | SHELL | Shell | DRARCRTN | Door Air Curtain |  | Door Air Curtain
| RFAE | LCLY | Lincolnville Layover | PMPHS | Pump House | RMINT | Room Interior | DRARCRTN | Door Air Curtain |  | Door Air Curtain
| RFAE | LCLY | Lincolnville Layover | PMPHS | Pump House | SHELL | Shell | DRARCRTN | Door Air Curtain |  | Door Air Curtain
| RFAE | LCLY | Lincolnville Layover | RBFAC | Rail and Bus Facility | RMINT | Room Interior | DRARCRTN | Door Air Curtain |  | Door Air Curtain
| RFAE | LCLY | Lincolnville Layover | RBFAC | Rail and Bus Facility | SHELL | Shell | DRARCRTN | Door Air Curtain |  | Door Air Curtain
| RFAE | LCLY | Lincolnville Layover | RDGR | Roads and Grounds | WLKY | Walkway | DRARCRTN | Door Air Curtain |  | Door Air Curtain
| RFAE | LCLY | Lincolnville Layover | SS | Substation | RMINT | Room Interior | DRARCRTN | Door Air Curtain |  | Door Air Curtain
| RFAE | LCLY | Lincolnville Layover | SS | Substation | SHELL | Shell | DRARCRTN | Door Air Curtain |  | Door Air Curtain
| RFAE | LCLY | Lincolnville Layover | SS | Substation | SHELL | Shell | DRARCRTN | Door Air Curtain |  | Door Air Curtain
| RFAW | LRLY | Lewis Road Layover | ELCSS | Electrical Substation Building | RMINT | Room Interior | DRARCRTN | Door Air Curtain |  | Door Air Curtain
| RFAW | LRLY | Lewis Road Layover | ELCSS | Electrical Substation Building | SHELL | Shell | DRARCRTN | Door Air Curtain |  | Door Air Curtain
| RFAW | LRLY | Lewis Road Layover | SFSTB | Staff & Storage Building | RMINT | Room Interior | DRARCRTN | Door Air Curtain |  | Door Air Curtain
| RFAW | LRLY | Lewis Road Layover | SFSTB | Staff & Storage Building | SHELL | Shell | DRARCRTN | Door Air Curtain |  | Door Air Curtain
| RFAW | LRLY | Lewis Road Layover | WDB | Waste Disposal Building | RMINT | Room Interior | DRARCRTN | Door Air Curtain |  | Door Air Curtain
| RFAW | MMLY | Mimico Layover | ELCSS | Electrical Substation Building | RMINT | Room Interior | DRARCRTN | Door Air Curtain |  | Door Air Curtain
| RFAW | MMLY | Mimico Layover | ELCSS | Electrical Substation Building | SHELL | Shell | DRARCRTN | Door Air Curtain |  | Door Air Curtain
| RFAW | MMLY | Mimico Layover | STFTRLR | Staff Trailer | RMINT | Room Interior | DRARCRTN | Door Air Curtain |  | Door Air Curtain
| RFAW | MMLY | Mimico Layover | STRB | Storage Building | SHELL | Shell | DRARCRTN | Door Air Curtain |  | Door Air Curtain
| RFAW | MMLY | Mimico Layover | WDB | Waste Disposal Building | SHELL | Shell | DRARCRTN | Door Air Curtain |  | Door Air Curtain
| RFAW | MNLY | Milton Layover | CRCN | Crew Center | RMINT | Room Interior | DRARCRTN | Door Air Curtain |  | Door Air Curtain
| RFAW | MNLY | Milton Layover | CRCN | Crew Center | SHELL | Shell | DRARCRTN | Door Air Curtain |  | Door Air Curtain
| RFAW | MNLY | Milton Layover | SS | Substation | RMINT | Room Interior | DRARCRTN | Door Air Curtain |  | Door Air Curtain
| RFAW | MNLY | Milton Layover | SS | Substation | SHELL | Shell | DRARCRTN | Door Air Curtain |  | Door Air Curtain
| RFAW | MNLY | Milton Layover | STRB | Storage Building | SHELL | Shell | DRARCRTN | Door Air Curtain |  | Door Air Curtain
| RFAW | MNLY | Milton Layover | WDB | Waste Disposal Building | SHELL | Shell | DRARCRTN | Door Air Curtain |  | Door Air Curtain
| RFAE | RHLY | Richmond Hill Layover | SS | Substation | RMINT | Room Interior | DRARCRTN | Door Air Curtain |  | Door Air Curtain
| RFAE | RHLY | Richmond Hill Layover | STFBLG | Staff Building | RMINT | Room Interior | DRARCRTN | Door Air Curtain |  | Door Air Curtain
| RFAE | RHLY | Richmond Hill Layover | WDB | Waste Disposal Building | RMINT | Room Interior | DRARCRTN | Door Air Curtain |  | Door Air Curtain
| RFAE | WHLY | Whitby Layover | CRCN | Crew Center | RMINT | Room Interior | DRARCRTN | Door Air Curtain |  | Door Air Curtain
| RFAE | WHLY | Whitby Layover | ELCB | Electrical Building | RMINT | Room Interior | DRARCRTN | Door Air Curtain |  | Door Air Curtain
| RFAW | WRMF | Willowbrook Maintenance Facility | 125J | 125 Judson | RMINT | Room Interior | DRARCRTN | Door Air Curtain |  | Door Air Curtain
| RFAW | WRMF | Willowbrook Maintenance Facility | 125J | 125 Judson | SHELL | Shell | DRARCRTN | Door Air Curtain |  | Door Air Curtain
| RFAW | WRMF | Willowbrook Maintenance Facility | 335J | 335J | RMINT | Room Interior | DRARCRTN | Door Air Curtain |  | Door Air Curtain
| RFAW | WRMF | Willowbrook Maintenance Facility | 91J | 91J, Progressive Maint. 3&4 Building | RMINT | Room Interior | DRARCRTN | Door Air Curtain |  | Door Air Curtain
| RFAW | WRMF | Willowbrook Maintenance Facility | 91J | 91J, Progressive Maint. 3&4 Building | SHELL | Shell | DRARCRTN | Door Air Curtain |  | Door Air Curtain
| RFAW | WRMF | Willowbrook Maintenance Facility | CONWB | Consist Wash Building | RMINT | Room Interior | DRARCRTN | Door Air Curtain |  | Door Air Curtain
| RFAW | WRMF | Willowbrook Maintenance Facility | CONWB | Consist Wash Building | SHELL | Shell | DRARCRTN | Door Air Curtain |  | Door Air Curtain
| RFAW | WRMF | Willowbrook Maintenance Facility | CRCN | Crew Center | RMINT | Room Interior | DRARCRTN | Door Air Curtain |  | Door Air Curtain
| RFAW | WRMF | Willowbrook Maintenance Facility | CRCN | Crew Center | SHELL | Shell | DRARCRTN | Door Air Curtain |  | Door Air Curtain
| RFAW | WRMF | Willowbrook Maintenance Facility | LOCWB | Locomotive Wash Building | RMINT | Room Interior | DRARCRTN | Door Air Curtain |  | Door Air Curtain
| RFAW | WRMF | Willowbrook Maintenance Facility | OGARB | Old Garage Building | SHELL | Shell | DRARCRTN | Door Air Curtain |  | Door Air Curtain
| RFAW | WRMF | Willowbrook Maintenance Facility | PMPHS | Pump House | SHELL | Shell | DRARCRTN | Door Air Curtain |  | Door Air Curtain
| RFAW | WRMF | Willowbrook Maintenance Facility | TRKMT | Track Maintenance Building | RMINT | Room Interior | DRARCRTN | Door Air Curtain |  | Door Air Curtain
| RFAW | WRMF | Willowbrook Maintenance Facility | 125J | 125 Judson | SRV | Services | CNV | Conveying | ESCLTR | Escalator |  | Escalator
| RFAW | WRMF | Willowbrook Maintenance Facility | 91J | 91J, Progressive Maint. 3&4 Building | SRV | Services | CNV | Conveying | ESCLTR | Escalator |  | Escalator
| RFAE | BALY | Barrie Layover (Allandale Layover) | CRCN | Crew Center | SRV | Services | HVAC | HVAC | FANCL | Fan Coil |  | Fan Coil
| RFAE | BALY | Barrie Layover (Allandale Layover) | DEF | Diesel Exhaust Fluid (DEF) System | SRV | Services | HVAC | HVAC | FANCL | Fan Coil |  | Fan Coil
| RFAE | BALY | Barrie Layover (Allandale Layover) | ELCB | Electrical Building | SRV | Services | HVAC | HVAC | FANCL | Fan Coil |  | Fan Coil
| RFAE | BALY | Barrie Layover (Allandale Layover) | PMPHS | Pump House | SRV | Services | HVAC | HVAC | FANCL | Fan Coil |  | Fan Coil
| RFAE | BDLY | Bradford Layover | CRCN | Crew Center | SRV | Services | HVAC | HVAC | FANCL | Fan Coil |  | Fan Coil
| RFAE | BDLY | Bradford Layover | ELCM | Electrical and Comm. Building | SRV | Services | HVAC | HVAC | FANCL | Fan Coil |  | Fan Coil
| RFAW | BNLY | Bathurst North Layover | CRCN | Crew Center | SRV | Services | HVAC | HVAC | FANCL | Fan Coil |  | Fan Coil
| RFAW | BNLY | Bathurst North Layover | PMPHS | Pump House | SRV | Services | HVAC | HVAC | FANCL | Fan Coil |  | Fan Coil
| RFAW | BNLY | Bathurst North Layover | SS | Substation | SRV | Services | HVAC | HVAC | FANCL | Fan Coil |  | Fan Coil
| RFAW | DNLY | Don Yard Layover | CRCN | Crew Center | SRV | Services | HVAC | HVAC | FANCL | Fan Coil |  | Fan Coil
| RFAW | DNLY | Don Yard Layover | ELCM | Electrical and Comm. Building | SRV | Services | HVAC | HVAC | FANCL | Fan Coil |  | Fan Coil
| RFAW | GTLY | Georgetown Station Layover | CRCN | Crew Center | SRV | Services | HVAC | HVAC | FANCL | Fan Coil |  | Fan Coil
| RFAW | GTLY | Georgetown Station Layover | STRB | Storage Building | SRV | Services | HVAC | HVAC | FANCL | Fan Coil |  | Fan Coil
| RFAW | HALY | Hamilton Layover | SS | Substation | SRV | Services | HVAC | HVAC | FANCL | Fan Coil |  | Fan Coil
| RFAW | KTLY | Kitchener Layover | LAYB | Layover Building | SRV | Services | HVAC | HVAC | FANCL | Fan Coil |  | Fan Coil
| RFAW | KTLY | Kitchener Layover | STRB | Storage Building | SRV | Services | HVAC | HVAC | FANCL | Fan Coil |  | Fan Coil
| RFAE | LCLY | Lincolnville Layover | PMPHS | Pump House | SRV | Services | HVAC | HVAC | FANCL | Fan Coil |  | Fan Coil
| RFAE | LCLY | Lincolnville Layover | RBFAC | Rail and Bus Facility | SRV | Services | HVAC | HVAC | FANCL | Fan Coil |  | Fan Coil
| RFAE | LCLY | Lincolnville Layover | SS | Substation | SRV | Services | HVAC | HVAC | FANCL | Fan Coil |  | Fan Coil
| RFAW | LRLY | Lewis Road Layover | ELCSS | Electrical Substation Building | SRV | Services | HVAC | HVAC | FANCL | Fan Coil |  | Fan Coil
| RFAW | LRLY | Lewis Road Layover | SFSTB | Staff & Storage Building | SRV | Services | HVAC | HVAC | FANCL | Fan Coil |  | Fan Coil
| RFAW | LRLY | Lewis Road Layover | WDB | Waste Disposal Building | SRV | Services | HVAC | HVAC | FANCL | Fan Coil |  | Fan Coil
| RFAW | MMLY | Mimico Layover | ELCSS | Electrical Substation Building | SRV | Services | HVAC | HVAC | FANCL | Fan Coil |  | Fan Coil
| RFAW | MMLY | Mimico Layover | STFTRLR | Staff Trailer | SRV | Services | HVAC | HVAC | FANCL | Fan Coil |  | Fan Coil
| RFAW | MMLY | Mimico Layover | STRB | Storage Building | SRV | Services | HVAC | HVAC | FANCL | Fan Coil |  | Fan Coil
| RFAW | MMLY | Mimico Layover | WDB | Waste Disposal Building | SRV | Services | HVAC | HVAC | FANCL | Fan Coil |  | Fan Coil
| RFAW | MNLY | Milton Layover | CRCN | Crew Center | SRV | Services | HVAC | HVAC | FANCL | Fan Coil |  | Fan Coil
| RFAW | MNLY | Milton Layover | SS | Substation | SRV | Services | HVAC | HVAC | FANCL | Fan Coil |  | Fan Coil
| RFAE | RHLY | Richmond Hill Layover | SS | Substation | SRV | Services | HVAC | HVAC | FANCL | Fan Coil |  | Fan Coil
| RFAE | RHLY | Richmond Hill Layover | STFBLG | Staff Building | SRV | Services | HVAC | HVAC | FANCL | Fan Coil |  | Fan Coil
| RFAE | RHLY | Richmond Hill Layover | WDB | Waste Disposal Building | SRV | Services | HVAC | HVAC | FANCL | Fan Coil |  | Fan Coil
| RFAE | WHLY | Whitby Layover | ELCB | Electrical Building | SRV | Services | HVAC | HVAC | FANCL | Fan Coil |  | Fan Coil
| RFAW | WRMF | Willowbrook Maintenance Facility | 125J | 125 Judson | SRV | Services | HVAC | HVAC | FANCL | Fan Coil |  | Fan Coil
| RFAW | WRMF | Willowbrook Maintenance Facility | 335J | 335J | SRV | Services | HVAC | HVAC | FANCL | Fan Coil |  | Fan Coil
| RFAW | WRMF | Willowbrook Maintenance Facility | 91J | 91J, Progressive Maint. 3&4 Building | SRV | Services | HVAC | HVAC | FANCL | Fan Coil |  | Fan Coil
| RFAW | WRMF | Willowbrook Maintenance Facility | CONWB | Consist Wash Building | SRV | Services | HVAC | HVAC | FANCL | Fan Coil |  | Fan Coil
| RFAW | WRMF | Willowbrook Maintenance Facility | CRCN | Crew Center | SRV | Services | HVAC | HVAC | FANCL | Fan Coil |  | Fan Coil
| RFAW | WRMF | Willowbrook Maintenance Facility | LOCWB | Locomotive Wash Building | SRV | Services | HVAC | HVAC | FANCL | Fan Coil |  | Fan Coil
| RFAW | WRMF | Willowbrook Maintenance Facility | PMPHS | Pump House | SRV | Services | HVAC | HVAC | FANCL | Fan Coil |  | Fan Coil
| RFAW | WRMF | Willowbrook Maintenance Facility | TRKMT | Track Maintenance Building | SRV | Services | HVAC | HVAC | FANCL | Fan Coil |  | Fan Coil
| RFAE | BDLY | Bradford Layover | ELCM | Electrical and Comm. Building | SRV | Services | HVAC | HVAC | GSDSTSYS | Gas Dist. System | GSDSTSYS | Gas Distribution System
| RFAW | DNLY | Don Yard Layover | CRCN | Crew Center | SRV | Services | HVAC | HVAC | GSDSTSYS | Gas Dist. System | GSDSTSYS | Gas Distribution System
| RFAE | LCLY | Lincolnville Layover | PMPHS | Pump House | PSYS | Process Systems | FDST | Fuel Distribution System | GSDSTSYS | Gas Dist. System | GSDSTSYS | Gas Distribution System
| RFAE | LCLY | Lincolnville Layover | RBFAC | Rail and Bus Facility | PSYS | Process Systems | FDST | Fuel Distribution System | GSDSTSYS | Gas Dist. System | GSDSTSYS | Gas Distribution System
| RFAE | LCLY | Lincolnville Layover | RBFAC | Rail and Bus Facility | SRV | Services | HVAC | HVAC | GSDSTSYS | Gas Dist. System | GSDSTSYS | Gas Distribution System
| RFAW | LRLY | Lewis Road Layover | SFSTB | Staff & Storage Building | SRV | Services | HVAC | HVAC | GSDSTSYS | Gas Dist. System | GSDSTSYS | Gas Distribution System
| RFAW | LRLY | Lewis Road Layover | SFSTB | Staff & Storage Building | SRV | Services | HVAC | HVAC | GSDSTSYS | Gas Dist. System | GSDSTSYS | Gas Distribution System
| RFAW | MMLY | Mimico Layover | ELCSS | Electrical Substation Building | SRV | Services | HVAC | HVAC | GSDSTSYS | Gas Dist. System | GSDSTSYS | Gas Distribution System
| RFAW | MMLY | Mimico Layover | RDGR | Roads and Grounds | PSYS | Process Systems | FDST | Fuel Distribution System | GSDSTSYS | Gas Dist. System | GSDSTSYS | Gas Distribution System
| RFAE | RHLY | Richmond Hill Layover | STFBLG | Staff Building | SRV | Services | HVAC | HVAC | GSDSTSYS | Gas Dist. System | GSDSTSYS | Gas Distribution System
| RFAW | WRMF | Willowbrook Maintenance Facility | 125J | 125 Judson | SRV | Services | PLB | Plumbing | GSDSTSYS | Gas Dist. System | GSDSTSYS | Gas Distribution System
| RFAW | WRMF | Willowbrook Maintenance Facility | 335J | 335J | SRV | Services | HVAC | HVAC | GSDSTSYS | Gas Dist. System | GSDSTSYS | Gas Distribution System
| RFAW | WRMF | Willowbrook Maintenance Facility | 335J | 335J | SRV | Services | PLB | Plumbing | GSDSTSYS | Gas Dist. System | GSDSTSYS | Gas Distribution System
| RFAW | WRMF | Willowbrook Maintenance Facility | 91J | 91J, Progressive Maint. 3&4 Building | SRV | Services | HVAC | HVAC | GSDSTSYS | Gas Dist. System | GSDSTSYS | Gas Distribution System
| RFAW | WRMF | Willowbrook Maintenance Facility | 91J | 91J, Progressive Maint. 3&4 Building | SRV | Services | PLB | Plumbing | GSDSTSYS | Gas Dist. System | GSDSTSYS | Gas Distribution System
| RFAW | WRMF | Willowbrook Maintenance Facility | CONWB | Consist Wash Building | SRV | Services | PLB | Plumbing | GSDSTSYS | Gas Dist. System | GSDSTSYS | Gas Distribution System
| RFAW | WRMF | Willowbrook Maintenance Facility | LOCWB | Locomotive Wash Building | SRV | Services | PLB | Plumbing | GSDSTSYS | Gas Dist. System | GSDSTSYS | Gas Distribution System
| RFAW | WRMF | Willowbrook Maintenance Facility | TRKMT | Track Maintenance Building | SRV | Services | PLB | Plumbing | GSDSTSYS | Gas Dist. System | GSDSTSYS | Gas Distribution System
| RFAE | BALY | Barrie Layover (Allandale Layover) | CRCN | Crew Center | SRV | Services | PLB | Plumbing | PLMBFXTF | Plumbing Fixture - Fountains | PLMBFXTF | Plumbing Fixture - Fountains
| RFAE | BDLY | Bradford Layover | CRCN | Crew Center | SRV | Services | PLB | Plumbing | PLMBFXTF | Plumbing Fixture - Fountains | PLMBFXTF | Plumbing Fixture - Fountains
| RFAW | BNLY | Bathurst North Layover | CRCN | Crew Center | SRV | Services | PLB | Plumbing | PLMBFXTF | Plumbing Fixture - Fountains | PLMBFXTF | Plumbing Fixture - Fountains
| RFAW | DNLY | Don Yard Layover | CRCN | Crew Center | SRV | Services | PLB | Plumbing | PLMBFXTF | Plumbing Fixture - Fountains | PLMBFXTF | Plumbing Fixture - Fountains
| RFAW | GTLY | Georgetown Station Layover | CRCN | Crew Center | SRV | Services | PLB | Plumbing | PLMBFXTF | Plumbing Fixture - Fountains | PLMBFXTF | Plumbing Fixture - Fountains
| RFAW | GTLY | Georgetown Station Layover | STRB | Storage Building | SRV | Services | PLB | Plumbing | PLMBFXTF | Plumbing Fixture - Fountains | PLMBFXTF | Plumbing Fixture - Fountains
| RFAW | HALY | Hamilton Layover | SS | Substation | SRV | Services | PLB | Plumbing | PLMBFXTF | Plumbing Fixture - Fountains | PLMBFXTF | Plumbing Fixture - Fountains
| RFAW | KTLY | Kitchener Layover | LAYB | Layover Building | SRV | Services | PLB | Plumbing | PLMBFXTF | Plumbing Fixture - Fountains | PLMBFXTF | Plumbing Fixture - Fountains
| RFAE | LCLY | Lincolnville Layover | RBFAC | Rail and Bus Facility | SRV | Services | PLB | Plumbing | PLMBFXTF | Plumbing Fixture - Fountains | PLMBFXTF | Plumbing Fixture - Fountains
| RFAW | LRLY | Lewis Road Layover | SFSTB | Staff & Storage Building | SRV | Services | PLB | Plumbing | PLMBFXTF | Plumbing Fixture - Fountains | PLMBFXTF | Plumbing Fixture - Fountains
| RFAW | MMLY | Mimico Layover | STFTRLR | Staff Trailer | SRV | Services | PLB | Plumbing | PLMBFXTF | Plumbing Fixture - Fountains | PLMBFXTF | Plumbing Fixture - Fountains
| RFAW | MNLY | Milton Layover | CRCN | Crew Center | SRV | Services | PLB | Plumbing | PLMBFXTF | Plumbing Fixture - Fountains | PLMBFXTF | Plumbing Fixture - Fountains
| RFAE | RHLY | Richmond Hill Layover | STFBLG | Staff Building | SRV | Services | PLB | Plumbing | PLMBFXTF | Plumbing Fixture - Fountains | PLMBFXTF | Plumbing Fixture - Fountains
| RFAE | WHLY | Whitby Layover | CRCN | Crew Center | SRV | Services | PLB | Plumbing | PLMBFXTF | Plumbing Fixture - Fountains | PLMBFXTF | Plumbing Fixture - Fountains
| RFAE | WHLY | Whitby Layover | ELCB | Electrical Building | SRV | Services | PLB | Plumbing | PLMBFXTF | Plumbing Fixture - Fountains | PLMBFXTF | Plumbing Fixture - Fountains
| RFAW | WRMF | Willowbrook Maintenance Facility | 125J | 125 Judson | SRV | Services | PLB | Plumbing | PLMBFXTF | Plumbing Fixture - Fountains | PLMBFXTF | Plumbing Fixture - Fountains
| RFAW | WRMF | Willowbrook Maintenance Facility | 335J | 335J | SRV | Services | PLB | Plumbing | PLMBFXTF | Plumbing Fixture - Fountains | PLMBFXTF | Plumbing Fixture - Fountains
| RFAW | WRMF | Willowbrook Maintenance Facility | 91J | 91J, Progressive Maint. 3&4 Building | SRV | Services | PLB | Plumbing | PLMBFXTF | Plumbing Fixture - Fountains | PLMBFXTF | Plumbing Fixture - Fountains
| RFAW | WRMF | Willowbrook Maintenance Facility | 91J | 91J, Progressive Maint. 3&4 Building | SRV | Services | PLB | Plumbing | PLMBFXTF | Plumbing Fixture - Fountains | PLMBFXTF | Plumbing Fixture - Fountains
| RFAW | WRMF | Willowbrook Maintenance Facility | CONWB | Consist Wash Building | SRV | Services | PLB | Plumbing | PLMBFXTF | Plumbing Fixture - Fountains | PLMBFXTF | Plumbing Fixture - Fountains
| RFAW | WRMF | Willowbrook Maintenance Facility | CRCN | Crew Center | SRV | Services | PLB | Plumbing | PLMBFXTF | Plumbing Fixture - Fountains | PLMBFXTF | Plumbing Fixture - Fountains
| RFAW | WRMF | Willowbrook Maintenance Facility | CRCN | Crew Center | SRV | Services | PLB | Plumbing | PLMBFXTF | Plumbing Fixture - Fountains | PLMBFXTF | Plumbing Fixture - Fountains
| RFAW | WRMF | Willowbrook Maintenance Facility | LOCWB | Locomotive Wash Building | SRV | Services | PLB | Plumbing | PLMBFXTF | Plumbing Fixture - Fountains | PLMBFXTF | Plumbing Fixture - Fountains
| RFAW | WRMF | Willowbrook Maintenance Facility | TRKMT | Track Maintenance Building | SRV | Services | PLB | Plumbing | PLMBFXTF | Plumbing Fixture - Fountains | PLMBFXTF | Plumbing Fixture - Fountains
| RFAE | BALY | Barrie Layover (Allandale Layover) | DEF | Diesel Exhaust Fluid (DEF) System | PSYS | Process Systems | FDST | Fuel Distribution System | FLARRVLV | Fuel Air Release Valve |  | Fuel Air Release Valve
| RFAE | BALY | Barrie Layover (Allandale Layover) | PMPHS | Pump House | PSYS | Process Systems | FDST | Fuel Distribution System | FLARRVLV | Fuel Air Release Valve |  | Fuel Air Release Valve
| RFAE | BALY | Barrie Layover (Allandale Layover) | RDGR | Roads and Grounds | PSYS | Process Systems | FDST | Fuel Distribution System | FLARRVLV | Fuel Air Release Valve |  | Fuel Air Release Valve
| RFAE | LCLY | Lincolnville Layover | PMPHS | Pump House | PSYS | Process Systems | FDST | Fuel Distribution System | FLARRVLV | Fuel Air Release Valve |  | Fuel Air Release Valve
| RFAE | LCLY | Lincolnville Layover | RBFAC | Rail and Bus Facility | PSYS | Process Systems | FDST | Fuel Distribution System | FLARRVLV | Fuel Air Release Valve |  | Fuel Air Release Valve
| RFAE | LCLY | Lincolnville Layover | RDGR | Roads and Grounds | PSYS | Process Systems | FDST | Fuel Distribution System | FLARRVLV | Fuel Air Release Valve |  | Fuel Air Release Valve
| RFAE | BALY | Barrie Layover (Allandale Layover) | DEF | Diesel Exhaust Fluid (DEF) System | PSYS | Process Systems | FDST | Fuel Distribution System | FLEMRVLV | Fuel Emergency Shutoff Valve |  | Fuel Emergency Shutoff Valve
| RFAE | BALY | Barrie Layover (Allandale Layover) | PMPHS | Pump House | PSYS | Process Systems | FDST | Fuel Distribution System | FLEMRVLV | Fuel Emergency Shutoff Valve |  | Fuel Emergency Shutoff Valve
| RFAE | BALY | Barrie Layover (Allandale Layover) | RDGR | Roads and Grounds | PSYS | Process Systems | FDST | Fuel Distribution System | FLEMRVLV | Fuel Emergency Shutoff Valve |  | Fuel Emergency Shutoff Valve
| RFAE | LCLY | Lincolnville Layover | PMPHS | Pump House | PSYS | Process Systems | FDST | Fuel Distribution System | FLEMRVLV | Fuel Emergency Shutoff Valve |  | Fuel Emergency Shutoff Valve
| RFAE | LCLY | Lincolnville Layover | RBFAC | Rail and Bus Facility | PSYS | Process Systems | FDST | Fuel Distribution System | FLEMRVLV | Fuel Emergency Shutoff Valve |  | Fuel Emergency Shutoff Valve
| RFAE | LCLY | Lincolnville Layover | RDGR | Roads and Grounds | PSYS | Process Systems | FDST | Fuel Distribution System | FLEMRVLV | Fuel Emergency Shutoff Valve |  | Fuel Emergency Shutoff Valve
| RFAE | BALY | Barrie Layover (Allandale Layover) | DEF | Diesel Exhaust Fluid (DEF) System | PSYS | Process Systems | FDST | Fuel Distribution System | FLOFFLGC | Fuel Off-loading Ground Clamp |  | Fuel Off-loading Ground Clamp
| RFAE | BALY | Barrie Layover (Allandale Layover) | PMPHS | Pump House | PSYS | Process Systems | FDST | Fuel Distribution System | FLOFFLGC | Fuel Off-loading Ground Clamp |  | Fuel Off-loading Ground Clamp
| RFAE | BALY | Barrie Layover (Allandale Layover) | RDGR | Roads and Grounds | PSYS | Process Systems | FDST | Fuel Distribution System | FLOFFLGC | Fuel Off-loading Ground Clamp |  | Fuel Off-loading Ground Clamp
| RFAE | LCLY | Lincolnville Layover | PMPHS | Pump House | PSYS | Process Systems | FDST | Fuel Distribution System | FLOFFLGC | Fuel Off-loading Ground Clamp |  | Fuel Off-loading Ground Clamp
| RFAE | LCLY | Lincolnville Layover | RBFAC | Rail and Bus Facility | PSYS | Process Systems | FDST | Fuel Distribution System | FLOFFLGC | Fuel Off-loading Ground Clamp |  | Fuel Off-loading Ground Clamp
| RFAE | LCLY | Lincolnville Layover | RDGR | Roads and Grounds | PSYS | Process Systems | FDST | Fuel Distribution System | FLOFFLGC | Fuel Off-loading Ground Clamp |  | Fuel Off-loading Ground Clamp
| RFAE | BALY | Barrie Layover (Allandale Layover) | DEF | Diesel Exhaust Fluid (DEF) System | PSYS | Process Systems | FDST | Fuel Distribution System | FLOFFLHC | Fuel Off-loading Hose Connection |  | Fuel Off-loading Hose Connection
| RFAE | BALY | Barrie Layover (Allandale Layover) | PMPHS | Pump House | PSYS | Process Systems | FDST | Fuel Distribution System | FLOFFLHC | Fuel Off-loading Hose Connection |  | Fuel Off-loading Hose Connection
| RFAE | BALY | Barrie Layover (Allandale Layover) | RDGR | Roads and Grounds | PSYS | Process Systems | FDST | Fuel Distribution System | FLOFFLHC | Fuel Off-loading Hose Connection |  | Fuel Off-loading Hose Connection
| RFAE | LCLY | Lincolnville Layover | PMPHS | Pump House | PSYS | Process Systems | FDST | Fuel Distribution System | FLOFFLHC | Fuel Off-loading Hose Connection |  | Fuel Off-loading Hose Connection
| RFAE | LCLY | Lincolnville Layover | RBFAC | Rail and Bus Facility | PSYS | Process Systems | FDST | Fuel Distribution System | FLOFFLHC | Fuel Off-loading Hose Connection |  | Fuel Off-loading Hose Connection
| RFAE | LCLY | Lincolnville Layover | RDGR | Roads and Grounds | PSYS | Process Systems | FDST | Fuel Distribution System | FLOFFLHC | Fuel Off-loading Hose Connection |  | Fuel Off-loading Hose Connection
| RFAE | BALY | Barrie Layover (Allandale Layover) | DEF | Diesel Exhaust Fluid (DEF) System | PSYS | Process Systems | FDST | Fuel Distribution System | FLSMP | Fuel Sump |  | Fuel Sump
| RFAE | BALY | Barrie Layover (Allandale Layover) | PMPHS | Pump House | PSYS | Process Systems | FDST | Fuel Distribution System | FLSMP | Fuel Sump |  | Fuel Sump
| RFAE | BALY | Barrie Layover (Allandale Layover) | RDGR | Roads and Grounds | PSYS | Process Systems | FDST | Fuel Distribution System | FLSMP | Fuel Sump |  | Fuel Sump
| RFAE | LCLY | Lincolnville Layover | PMPHS | Pump House | PSYS | Process Systems | FDST | Fuel Distribution System | FLSMP | Fuel Sump |  | Fuel Sump
| RFAE | LCLY | Lincolnville Layover | RBFAC | Rail and Bus Facility | PSYS | Process Systems | FDST | Fuel Distribution System | FLSMP | Fuel Sump |  | Fuel Sump
| RFAE | LCLY | Lincolnville Layover | RDGR | Roads and Grounds | PSYS | Process Systems | FDST | Fuel Distribution System | FLSMP | Fuel Sump |  | Fuel Sump
| RFAE | BALY | Barrie Layover (Allandale Layover) | DEF | Diesel Exhaust Fluid (DEF) System | PSYS | Process Systems | FDST | Fuel Distribution System | FUELPMTR | Fuel System Pump Motor |  | Fuel System Pump Motor
| RFAE | BALY | Barrie Layover (Allandale Layover) | PMPHS | Pump House | PSYS | Process Systems | FDST | Fuel Distribution System | FUELPMTR | Fuel System Pump Motor |  | Fuel System Pump Motor
| RFAE | BALY | Barrie Layover (Allandale Layover) | RDGR | Roads and Grounds | PSYS | Process Systems | FDST | Fuel Distribution System | FUELPMTR | Fuel System Pump Motor |  | Fuel System Pump Motor
| RFAE | LCLY | Lincolnville Layover | PMPHS | Pump House | PSYS | Process Systems | FDST | Fuel Distribution System | FUELPMTR | Fuel System Pump Motor |  | Fuel System Pump Motor
| RFAE | LCLY | Lincolnville Layover | RBFAC | Rail and Bus Facility | PSYS | Process Systems | FDST | Fuel Distribution System | FUELPMTR | Fuel System Pump Motor |  | Fuel System Pump Motor
| RFAE | LCLY | Lincolnville Layover | RDGR | Roads and Grounds | PSYS | Process Systems | FDST | Fuel Distribution System | FUELPMTR | Fuel System Pump Motor |  | Fuel System Pump Motor
| RFAE | BALY | Barrie Layover (Allandale Layover) | RDGR | Roads and Grounds | GRDS | Grounds | FLGPL | Flag Pole |  | Flag Pole
| RFAE | BDLY | Bradford Layover | RDGR | Roads and Grounds | GRDS | Grounds | FLGPL | Flag Pole |  | Flag Pole
| RFAW | BNLY | Bathurst North Layover | RDGR | Roads and Grounds | GRDS | Grounds | FLGPL | Flag Pole |  | Flag Pole
| RFAW | DNLY | Don Yard Layover | RDGR | Roads and Grounds | GRDS | Grounds | FLGPL | Flag Pole |  | Flag Pole
| RFAW | GTLY | Georgetown Station Layover | RDGR | Roads and Grounds | GRDS | Grounds | FLGPL | Flag Pole |  | Flag Pole
| RFAW | HALY | Hamilton Layover | RDGR | Roads and Grounds | GRDS | Grounds | FLGPL | Flag Pole |  | Flag Pole
| RFAW | KTLY | Kitchener Layover | RDGR | Roads and Grounds | GRDS | Grounds | FLGPL | Flag Pole |  | Flag Pole
| RFAE | LCLY | Lincolnville Layover | RDGR | Roads and Grounds | GRDS | Grounds | FLGPL | Flag Pole |  | Flag Pole
| RFAW | LRLY | Lewis Road Layover | RDGR | Roads and Grounds | GRDS | Grounds | FLGPL | Flag Pole |  | Flag Pole
| RFAW | MMLY | Mimico Layover | RDGR | Roads and Grounds | GRDS | Grounds | FLGPL | Flag Pole |  | Flag Pole
| RFAW | MNLY | Milton Layover | RDGR | Roads and Grounds | GRDS | Grounds | FLGPL | Flag Pole |  | Flag Pole
| RFAE | RHLY | Richmond Hill Layover | RDGR | Roads and Grounds | GRDS | Grounds | FLGPL | Flag Pole |  | Flag Pole
| RFAE | WHLY | Whitby Layover | RDGR | Roads and Grounds | GRDS | Grounds | FLGPL | Flag Pole |  | Flag Pole
| RFAW | WRMF | Willowbrook Maintenance Facility | RDGR | Roads and Grounds | GRDS | Grounds | FLGPL | Flag Pole |  | Flag Pole
| RFAE | BALY | Barrie Layover (Allandale Layover) | CRCN | Crew Center | SRV | Services | FRPR | Fire Protection | FRPMP | Fire Pump | FRPMP | Fire Pump
| RFAE | BALY | Barrie Layover (Allandale Layover) | DEF | Diesel Exhaust Fluid (DEF) System | SRV | Services | FRPR | Fire Protection | FRPMP | Fire Pump | FRPMP | Fire Pump
| RFAE | BALY | Barrie Layover (Allandale Layover) | ELCB | Electrical Building | SRV | Services | FRPR | Fire Protection | FRPMP | Fire Pump | FRPMP | Fire Pump
| RFAE | BALY | Barrie Layover (Allandale Layover) | PMPHS | Pump House | SRV | Services | FRPR | Fire Protection | FRPMP | Fire Pump | FRPMP | Fire Pump
| RFAE | BDLY | Bradford Layover | CRCN | Crew Center | SRV | Services | FRPR | Fire Protection | FRPMP | Fire Pump | FRPMP | Fire Pump
| RFAE | BDLY | Bradford Layover | ELCM | Electrical and Comm. Building | SRV | Services | FRPR | Fire Protection | FRPMP | Fire Pump | FRPMP | Fire Pump
| RFAW | BNLY | Bathurst North Layover | CRCN | Crew Center | SRV | Services | FRPR | Fire Protection | FRPMP | Fire Pump | FRPMP | Fire Pump
| RFAW | BNLY | Bathurst North Layover | SS | Substation | SRV | Services | FRPR | Fire Protection | FRPMP | Fire Pump | FRPMP | Fire Pump
| RFAW | DNLY | Don Yard Layover | CRCN | Crew Center | SRV | Services | FRPR | Fire Protection | FRPMP | Fire Pump | FRPMP | Fire Pump
| RFAW | DNLY | Don Yard Layover | ELCM | Electrical and Comm. Building | SRV | Services | FRPR | Fire Protection | FRPMP | Fire Pump | FRPMP | Fire Pump
| RFAW | GTLY | Georgetown Station Layover | CRCN | Crew Center | SRV | Services | FRPR | Fire Protection | FRPMP | Fire Pump | FRPMP | Fire Pump
| RFAW | GTLY | Georgetown Station Layover | STRB | Storage Building | SRV | Services | FRPR | Fire Protection | FRPMP | Fire Pump | FRPMP | Fire Pump
| RFAW | HALY | Hamilton Layover | SS | Substation | SRV | Services | FRPR | Fire Protection | FRPMP | Fire Pump | FRPMP | Fire Pump
| RFAW | KTLY | Kitchener Layover | LAYB | Layover Building | SRV | Services | FRPR | Fire Protection | FRPMP | Fire Pump | FRPMP | Fire Pump
| RFAW | KTLY | Kitchener Layover | STRB | Storage Building | SRV | Services | FRPR | Fire Protection | FRPMP | Fire Pump | FRPMP | Fire Pump
| RFAE | LCLY | Lincolnville Layover | PMPHS | Pump House | SRV | Services | FRPR | Fire Protection | FRPMP | Fire Pump | FRPMP | Fire Pump
| RFAE | LCLY | Lincolnville Layover | RBFAC | Rail and Bus Facility | SRV | Services | FRPR | Fire Protection | FRPMP | Fire Pump | FRPMP | Fire Pump
| RFAE | LCLY | Lincolnville Layover | SS | Substation | SRV | Services | FRPR | Fire Protection | FRPMP | Fire Pump | FRPMP | Fire Pump
| RFAW | LRLY | Lewis Road Layover | ELCSS | Electrical Substation Building | SRV | Services | FRPR | Fire Protection | FRPMP | Fire Pump | FRPMP | Fire Pump
| RFAW | LRLY | Lewis Road Layover | SFSTB | Staff & Storage Building | SRV | Services | FRPR | Fire Protection | FRPMP | Fire Pump | FRPMP | Fire Pump
| RFAW | LRLY | Lewis Road Layover | WDB | Waste Disposal Building | SRV | Services | FRPR | Fire Protection | FRPMP | Fire Pump | FRPMP | Fire Pump
| RFAW | MMLY | Mimico Layover | ELCSS | Electrical Substation Building | SRV | Services | FRPR | Fire Protection | FRPMP | Fire Pump | FRPMP | Fire Pump
| RFAW | MMLY | Mimico Layover | STFTRLR | Staff Trailer | SRV | Services | FRPR | Fire Protection | FRPMP | Fire Pump | FRPMP | Fire Pump
| RFAW | MMLY | Mimico Layover | STRB | Storage Building | SRV | Services | FRPR | Fire Protection | FRPMP | Fire Pump | FRPMP | Fire Pump
| RFAW | MMLY | Mimico Layover | WDB | Waste Disposal Building | SRV | Services | FRPR | Fire Protection | FRPMP | Fire Pump | FRPMP | Fire Pump
| RFAW | MNLY | Milton Layover | CRCN | Crew Center | SRV | Services | FRPR | Fire Protection | FRPMP | Fire Pump | FRPMP | Fire Pump
| RFAW | MNLY | Milton Layover | SS | Substation | SRV | Services | FRPR | Fire Protection | FRPMP | Fire Pump | FRPMP | Fire Pump
| RFAE | RHLY | Richmond Hill Layover | SS | Substation | SRV | Services | FRPR | Fire Protection | FRPMP | Fire Pump | FRPMP | Fire Pump
| RFAE | RHLY | Richmond Hill Layover | STFBLG | Staff Building | SRV | Services | FRPR | Fire Protection | FRPMP | Fire Pump | FRPMP | Fire Pump
| RFAE | RHLY | Richmond Hill Layover | WDB | Waste Disposal Building | SRV | Services | FRPR | Fire Protection | FRPMP | Fire Pump | FRPMP | Fire Pump
| RFAE | WHLY | Whitby Layover | ELCB | Electrical Building | SRV | Services | FRPR | Fire Protection | FRPMP | Fire Pump | FRPMP | Fire Pump
| RFAW | WRMF | Willowbrook Maintenance Facility | 125J | 125 Judson | SRV | Services | FRPR | Fire Protection | FRPMP | Fire Pump | FRPMP | Fire Pump
| RFAW | WRMF | Willowbrook Maintenance Facility | 335J | 335J | SRV | Services | FRPR | Fire Protection | FRPMP | Fire Pump | FRPMP | Fire Pump
| RFAW | WRMF | Willowbrook Maintenance Facility | 91J | 91J, Progressive Maint. 3&4 Building | SRV | Services | FRPR | Fire Protection | FRPMP | Fire Pump | FRPMP | Fire Pump
| RFAW | WRMF | Willowbrook Maintenance Facility | CONWB | Consist Wash Building | SRV | Services | FRPR | Fire Protection | FRPMP | Fire Pump | FRPMP | Fire Pump
| RFAW | WRMF | Willowbrook Maintenance Facility | CRCN | Crew Center | SRV | Services | FRPR | Fire Protection | FRPMP | Fire Pump | FRPMP | Fire Pump
| RFAW | WRMF | Willowbrook Maintenance Facility | DEFB | Diesel Exhaust Fluid Building | SRV | Services | FRPR | Fire Protection | FRPMP | Fire Pump | FRPMP | Fire Pump
| RFAW | WRMF | Willowbrook Maintenance Facility | LOCWB | Locomotive Wash Building | SRV | Services | FRPR | Fire Protection | FRPMP | Fire Pump | FRPMP | Fire Pump
| RFAW | WRMF | Willowbrook Maintenance Facility | PMPHS | Pump House | SRV | Services | FRPR | Fire Protection | FRPMP | Fire Pump | FRPMP | Fire Pump
| RFAW | WRMF | Willowbrook Maintenance Facility | TRKMT | Track Maintenance Building | SRV | Services | FRPR | Fire Protection | FRPMP | Fire Pump | FRPMP | Fire Pump
| RFAE | BALY | Barrie Layover (Allandale Layover) | CRCN | Crew Center | SRV | Services | PLB | Plumbing | GGE | Gauge | GGE | Gauge
| RFAE | BALY | Barrie Layover (Allandale Layover) | DEF | Diesel Exhaust Fluid (DEF) System | SRV | Services | PLB | Plumbing | GGE | Gauge | GGE | Gauge
| RFAW | DNLY | Don Yard Layover | CRCN | Crew Center | SRV | Services | PLB | Plumbing | GGE | Gauge | GGE | Gauge
| RFAW | MNLY | Milton Layover | CRCN | Crew Center | SRV | Services | PLB | Plumbing | GGE | Gauge | GGE | Gauge
| RFAE | RHLY | Richmond Hill Layover | STFBLG | Staff Building | SRV | Services | PLB | Plumbing | GGE | Gauge | GGE | Gauge
| RFAW | WRMF | Willowbrook Maintenance Facility | 125J | 125 Judson | SRV | Services | PLB | Plumbing | GGE | Gauge | GGE | Gauge
| RFAW | WRMF | Willowbrook Maintenance Facility | 91J | 91J, Progressive Maint. 3&4 Building | SRV | Services | PLB | Plumbing | GGE | Gauge | GGE | Gauge
| RFAW | WRMF | Willowbrook Maintenance Facility | CONWB | Consist Wash Building | SRV | Services | PLB | Plumbing | GGE | Gauge | GGE | Gauge
| RFAW | WRMF | Willowbrook Maintenance Facility | CRCN | Crew Center | SRV | Services | PLB | Plumbing | GGE | Gauge | GGE | Gauge
| RFAW | LRLY | Lewis Road Layover | SFSTB | Staff & Storage Building | SRV | Services | HVAC | HVAC | GGE | Gauge | GGE | Gauge
| RFAW | WRMF | Willowbrook Maintenance Facility | 91J | 91J, Progressive Maint. 3&4 Building | SRV | Services | HVAC | HVAC | GGE | Gauge | GGE | Gauge
| RFAE | BALY | Barrie Layover (Allandale Layover) | CRCN | Crew Center | SRV | Services | HVAC | HVAC | HCLKDTC | Hydrocarbon Leak Detection System | HCLKDTC | Hydrocarbon Leak Detection System
| RFAE | BALY | Barrie Layover (Allandale Layover) | ELCB | Electrical Building | SRV | Services | HVAC | HVAC | HCLKDTC | Hydrocarbon Leak Detection System | HCLKDTC | Hydrocarbon Leak Detection System
| RFAE | BDLY | Bradford Layover | ELCM | Electrical and Comm. Building | SRV | Services | HVAC | HVAC | HCLKDTC | Hydrocarbon Leak Detection System | HCLKDTC | Hydrocarbon Leak Detection System
| RFAW | HALY | Hamilton Layover | SS | Substation | SRV | Services | HVAC | HVAC | HCLKDTC | Hydrocarbon Leak Detection System | HCLKDTC | Hydrocarbon Leak Detection System
| RFAW | KTLY | Kitchener Layover | STRB | Storage Building | SRV | Services | HVAC | HVAC | HCLKDTC | Hydrocarbon Leak Detection System | HCLKDTC | Hydrocarbon Leak Detection System
| RFAE | LCLY | Lincolnville Layover | RBFAC | Rail and Bus Facility | SRV | Services | HVAC | HVAC | HCLKDTC | Hydrocarbon Leak Detection System | HCLKDTC | Hydrocarbon Leak Detection System
| RFAE | LCLY | Lincolnville Layover | SS | Substation | SRV | Services | HVAC | HVAC | HCLKDTC | Hydrocarbon Leak Detection System | HCLKDTC | Hydrocarbon Leak Detection System
| RFAW | LRLY | Lewis Road Layover | ELCSS | Electrical Substation Building | SRV | Services | HVAC | HVAC | HCLKDTC | Hydrocarbon Leak Detection System | HCLKDTC | Hydrocarbon Leak Detection System
| RFAW | LRLY | Lewis Road Layover | SFSTB | Staff & Storage Building | SRV | Services | HVAC | HVAC | HCLKDTC | Hydrocarbon Leak Detection System | HCLKDTC | Hydrocarbon Leak Detection System
| RFAW | LRLY | Lewis Road Layover | WDB | Waste Disposal Building | SRV | Services | HVAC | HVAC | HCLKDTC | Hydrocarbon Leak Detection System | HCLKDTC | Hydrocarbon Leak Detection System
| RFAW | MMLY | Mimico Layover | ELCSS | Electrical Substation Building | SRV | Services | HVAC | HVAC | HCLKDTC | Hydrocarbon Leak Detection System | HCLKDTC | Hydrocarbon Leak Detection System
| RFAW | MMLY | Mimico Layover | STRB | Storage Building | SRV | Services | HVAC | HVAC | HCLKDTC | Hydrocarbon Leak Detection System | HCLKDTC | Hydrocarbon Leak Detection System
| RFAW | MMLY | Mimico Layover | WDB | Waste Disposal Building | SRV | Services | HVAC | HVAC | HCLKDTC | Hydrocarbon Leak Detection System | HCLKDTC | Hydrocarbon Leak Detection System
| RFAW | MNLY | Milton Layover | CRCN | Crew Center | SRV | Services | HVAC | HVAC | HCLKDTC | Hydrocarbon Leak Detection System | HCLKDTC | Hydrocarbon Leak Detection System
| RFAW | MNLY | Milton Layover | SS | Substation | SRV | Services | HVAC | HVAC | HCLKDTC | Hydrocarbon Leak Detection System | HCLKDTC | Hydrocarbon Leak Detection System
| RFAE | WHLY | Whitby Layover | ELCB | Electrical Building | SRV | Services | HVAC | HVAC | HCLKDTC | Hydrocarbon Leak Detection System | HCLKDTC | Hydrocarbon Leak Detection System
| RFAW | WRMF | Willowbrook Maintenance Facility | 125J | 125 Judson | SRV | Services | HVAC | HVAC | HCLKDTC | Hydrocarbon Leak Detection System | HCLKDTC | Hydrocarbon Leak Detection System
| RFAW | WRMF | Willowbrook Maintenance Facility | 91J | 91J, Progressive Maint. 3&4 Building | SRV | Services | HVAC | HVAC | HCLKDTC | Hydrocarbon Leak Detection System | HCLKDTC | Hydrocarbon Leak Detection System
| RFAW | WRMF | Willowbrook Maintenance Facility | CONWB | Consist Wash Building | SRV | Services | HVAC | HVAC | HCLKDTC | Hydrocarbon Leak Detection System | HCLKDTC | Hydrocarbon Leak Detection System
| RFAW | LRLY | Lewis Road Layover | RDGR | Roads and Grounds | GUTL | Grounds Utilities | STM | Storm Sewer | STRMCS | Subsurface Stormwater Controls system (piping) | STRMCS | Subsurface Stormwater Controls system (piping)
| RFAW | LRLY | Lewis Road Layover | RDGR | Roads and Grounds | GUTL | Grounds Utilities | STM | Storm Sewer | STRMCS | Subsurface Stormwater Controls system (piping) | STRMCS | Subsurface Stormwater Controls system (piping)
| RFAW | MNLY | Milton Layover | RDGR | Roads and Grounds | GUTL | Grounds Utilities | STM | Storm Sewer | STRMCS | Subsurface Stormwater Controls system (piping) | STRMCS | Subsurface Stormwater Controls system (piping)
| RFAE | RHLY | Richmond Hill Layover | RDGR | Roads and Grounds | GUTL | Grounds Utilities | STM | Storm Sewer | STRMCS | Subsurface Stormwater Controls system (piping) | STRMCS | Subsurface Stormwater Controls system (piping)
| RFAE | WHLY | Whitby Layover | RDGR | Roads and Grounds | GUTL | Grounds Utilities | STM | Storm Sewer | STRMCS | Subsurface Stormwater Controls system (piping) | STRMCS | Subsurface Stormwater Controls system (piping)
| RFAW | LRLY | Lewis Road Layover | RDGR | Roads and Grounds | GUTL | Grounds Utilities | STM | Storm Sewer | SUBSRFCS | Subsurface Stormwater Control System | SUBSRFCS | Subsurface Stormwater Control System
| RFAW | LRLY | Lewis Road Layover | RDGR | Roads and Grounds | GUTL | Grounds Utilities | STM | Storm Sewer | SUBSRFCS | Subsurface Stormwater Control System | SUBSRFCS | Subsurface Stormwater Control System
| RFAW | MNLY | Milton Layover | RDGR | Roads and Grounds | GUTL | Grounds Utilities | STM | Storm Sewer | SUBSRFCS | Subsurface Stormwater Control System | SUBSRFCS | Subsurface Stormwater Control System
| RFAE | RHLY | Richmond Hill Layover | RDGR | Roads and Grounds | GUTL | Grounds Utilities | STM | Storm Sewer | SUBSRFCS | Subsurface Stormwater Control System | SUBSRFCS | Subsurface Stormwater Control System
| RFAE | WHLY | Whitby Layover | RDGR | Roads and Grounds | GUTL | Grounds Utilities | STM | Storm Sewer | SUBSRFCS | Subsurface Stormwater Control System | SUBSRFCS | Subsurface Stormwater Control System
| RFAE | RHLY | Richmond Hill Layover | STFBLG | Staff Building | SRV | Services | HVAC | HVAC | TANKHTR | Tank Heater | TANKHTR | Tank Heater
| RFAW | WRMF | Willowbrook Maintenance Facility | 125J | 125 Judson | SRV | Services | HVAC | HVAC | TANKHTR | Tank Heater | TANKHTR | Tank Heater
| RFAW | WRMF | Willowbrook Maintenance Facility | 91J | 91J, Progressive Maint. 3&4 Building | SRV | Services | HVAC | HVAC | TANKHTR | Tank Heater | TANKHTR | Tank Heater
| RFAE | BALY | Barrie Layover (Allandale Layover) | RDGR | Roads and Grounds | GUTL | Grounds Utilities | STM | Storm Sewer | STRCEPTR | Stormceptor | STRCEPTR | Stormceptor
| RFAE | BDLY | Bradford Layover | RDGR | Roads and Grounds | GUTL | Grounds Utilities | STM | Storm Sewer | STRCEPTR | Stormceptor | STRCEPTR | Stormceptor
| RFAW | DNLY | Don Yard Layover | RDGR | Roads and Grounds | GUTL | Grounds Utilities | STM | Storm Sewer | STRCEPTR | Stormceptor | STRCEPTR | Stormceptor
| RFAW | KTLY | Kitchener Layover | RDGR | Roads and Grounds | GUTL | Grounds Utilities | STM | Storm Sewer | STRCEPTR | Stormceptor | STRCEPTR | Stormceptor
| RFAE | LCLY | Lincolnville Layover | RDGR | Roads and Grounds | GUTL | Grounds Utilities | STM | Storm Sewer | STRCEPTR | Stormceptor | STRCEPTR | Stormceptor
| RFAW | LRLY | Lewis Road Layover | RDGR | Roads and Grounds | GUTL | Grounds Utilities | STM | Storm Sewer | STRCEPTR | Stormceptor | STRCEPTR | Stormceptor
| RFAW | MMLY | Mimico Layover | RDGR | Roads and Grounds | GUTL | Grounds Utilities | STM | Storm Sewer | STRCEPTR | Stormceptor | STRCEPTR | Stormceptor
| RFAW | MNLY | Milton Layover | RDGR | Roads and Grounds | GUTL | Grounds Utilities | STM | Storm Sewer | STRCEPTR | Stormceptor | STRCEPTR | Stormceptor
| RFAE | RHLY | Richmond Hill Layover | RDGR | Roads and Grounds | GUTL | Grounds Utilities | STM | Storm Sewer | STRCEPTR | Stormceptor | STRCEPTR | Stormceptor
| RFAW | SHLY | Shirley Layover | RDGR | Roads and Grounds | GUTL | Grounds Utilities | STM | Storm Sewer | STRCEPTR | Stormceptor | STRCEPTR | Stormceptor
| RFAW | WRMF | Willowbrook Maintenance Facility | RDGR | Roads and Grounds | GUTL | Grounds Utilities | STM | Storm Sewer | STRCEPTR | Stormceptor | STRCEPTR | Stormceptor
| RFAE | BALY | Barrie Layover (Allandale Layover) | CRCN | Crew Center | SRV | Services | FRPR | Fire Protection | SPRNKSYS | Sprinkler System | SPRNKSYS | Sprinkler System
| RFAE | BALY | Barrie Layover (Allandale Layover) | DEF | Diesel Exhaust Fluid (DEF) System | SRV | Services | FRPR | Fire Protection | SPRNKSYS | Sprinkler System | SPRNKSYS | Sprinkler System
| RFAE | BALY | Barrie Layover (Allandale Layover) | ELCB | Electrical Building | SRV | Services | FRPR | Fire Protection | SPRNKSYS | Sprinkler System | SPRNKSYS | Sprinkler System
| RFAE | BALY | Barrie Layover (Allandale Layover) | PMPHS | Pump House | SRV | Services | FRPR | Fire Protection | SPRNKSYS | Sprinkler System | SPRNKSYS | Sprinkler System
| RFAE | BDLY | Bradford Layover | CRCN | Crew Center | SRV | Services | FRPR | Fire Protection | SPRNKSYS | Sprinkler System | SPRNKSYS | Sprinkler System
| RFAE | BDLY | Bradford Layover | ELCM | Electrical and Comm. Building | SRV | Services | FRPR | Fire Protection | SPRNKSYS | Sprinkler System | SPRNKSYS | Sprinkler System
| RFAW | BNLY | Bathurst North Layover | CRCN | Crew Center | SRV | Services | FRPR | Fire Protection | SPRNKSYS | Sprinkler System | SPRNKSYS | Sprinkler System
| RFAW | BNLY | Bathurst North Layover | SS | Substation | SRV | Services | FRPR | Fire Protection | SPRNKSYS | Sprinkler System | SPRNKSYS | Sprinkler System
| RFAW | DNLY | Don Yard Layover | CRCN | Crew Center | SRV | Services | FRPR | Fire Protection | SPRNKSYS | Sprinkler System | SPRNKSYS | Sprinkler System
| RFAW | DNLY | Don Yard Layover | ELCM | Electrical and Comm. Building | SRV | Services | FRPR | Fire Protection | SPRNKSYS | Sprinkler System | SPRNKSYS | Sprinkler System
| RFAW | GTLY | Georgetown Station Layover | CRCN | Crew Center | SRV | Services | FRPR | Fire Protection | SPRNKSYS | Sprinkler System | SPRNKSYS | Sprinkler System
| RFAW | GTLY | Georgetown Station Layover | STRB | Storage Building | SRV | Services | FRPR | Fire Protection | SPRNKSYS | Sprinkler System | SPRNKSYS | Sprinkler System
| RFAW | HALY | Hamilton Layover | SS | Substation | SRV | Services | FRPR | Fire Protection | SPRNKSYS | Sprinkler System | SPRNKSYS | Sprinkler System
| RFAW | KTLY | Kitchener Layover | LAYB | Layover Building | SRV | Services | FRPR | Fire Protection | SPRNKSYS | Sprinkler System | SPRNKSYS | Sprinkler System
| RFAW | KTLY | Kitchener Layover | STRB | Storage Building | SRV | Services | FRPR | Fire Protection | SPRNKSYS | Sprinkler System | SPRNKSYS | Sprinkler System
| RFAE | LCLY | Lincolnville Layover | PMPHS | Pump House | SRV | Services | FRPR | Fire Protection | SPRNKSYS | Sprinkler System | SPRNKSYS | Sprinkler System
| RFAE | LCLY | Lincolnville Layover | RBFAC | Rail and Bus Facility | SRV | Services | FRPR | Fire Protection | SPRNKSYS | Sprinkler System | SPRNKSYS | Sprinkler System
| RFAE | LCLY | Lincolnville Layover | SS | Substation | SRV | Services | FRPR | Fire Protection | SPRNKSYS | Sprinkler System | SPRNKSYS | Sprinkler System
| RFAW | LRLY | Lewis Road Layover | ELCSS | Electrical Substation Building | SRV | Services | FRPR | Fire Protection | SPRNKSYS | Sprinkler System | SPRNKSYS | Sprinkler System
| RFAW | LRLY | Lewis Road Layover | SFSTB | Staff & Storage Building | SRV | Services | FRPR | Fire Protection | SPRNKSYS | Sprinkler System | SPRNKSYS | Sprinkler System
| RFAW | LRLY | Lewis Road Layover | WDB | Waste Disposal Building | SRV | Services | FRPR | Fire Protection | SPRNKSYS | Sprinkler System | SPRNKSYS | Sprinkler System
| RFAW | MMLY | Mimico Layover | ELCSS | Electrical Substation Building | SRV | Services | FRPR | Fire Protection | SPRNKSYS | Sprinkler System | SPRNKSYS | Sprinkler System
| RFAW | MMLY | Mimico Layover | STFTRLR | Staff Trailer | SRV | Services | FRPR | Fire Protection | SPRNKSYS | Sprinkler System | SPRNKSYS | Sprinkler System
| RFAW | MMLY | Mimico Layover | STRB | Storage Building | SRV | Services | FRPR | Fire Protection | SPRNKSYS | Sprinkler System | SPRNKSYS | Sprinkler System
| RFAW | MMLY | Mimico Layover | WDB | Waste Disposal Building | SRV | Services | FRPR | Fire Protection | SPRNKSYS | Sprinkler System | SPRNKSYS | Sprinkler System
| RFAW | MNLY | Milton Layover | CRCN | Crew Center | SRV | Services | FRPR | Fire Protection | SPRNKSYS | Sprinkler System | SPRNKSYS | Sprinkler System
| RFAW | MNLY | Milton Layover | SS | Substation | SRV | Services | FRPR | Fire Protection | SPRNKSYS | Sprinkler System | SPRNKSYS | Sprinkler System
| RFAE | RHLY | Richmond Hill Layover | SS | Substation | SRV | Services | FRPR | Fire Protection | SPRNKSYS | Sprinkler System | SPRNKSYS | Sprinkler System
| RFAE | RHLY | Richmond Hill Layover | STFBLG | Staff Building | SRV | Services | FRPR | Fire Protection | SPRNKSYS | Sprinkler System | SPRNKSYS | Sprinkler System
| RFAE | RHLY | Richmond Hill Layover | WDB | Waste Disposal Building | SRV | Services | FRPR | Fire Protection | SPRNKSYS | Sprinkler System | SPRNKSYS | Sprinkler System
| RFAE | WHLY | Whitby Layover | ELCB | Electrical Building | SRV | Services | FRPR | Fire Protection | SPRNKSYS | Sprinkler System | SPRNKSYS | Sprinkler System
| RFAW | WRMF | Willowbrook Maintenance Facility | 125J | 125 Judson | SRV | Services | FRPR | Fire Protection | SPRNKSYS | Sprinkler System | SPRNKSYS | Sprinkler System
| RFAW | WRMF | Willowbrook Maintenance Facility | 335J | 335J | SRV | Services | FRPR | Fire Protection | SPRNKSYS | Sprinkler System | SPRNKSYS | Sprinkler System
| RFAW | WRMF | Willowbrook Maintenance Facility | 91J | 91J, Progressive Maint. 3&4 Building | SRV | Services | FRPR | Fire Protection | SPRNKSYS | Sprinkler System | SPRNKSYS | Sprinkler System
| RFAW | WRMF | Willowbrook Maintenance Facility | CONWB | Consist Wash Building | SRV | Services | FRPR | Fire Protection | SPRNKSYS | Sprinkler System | SPRNKSYS | Sprinkler System
| RFAW | WRMF | Willowbrook Maintenance Facility | CRCN | Crew Center | SRV | Services | FRPR | Fire Protection | SPRNKSYS | Sprinkler System | SPRNKSYS | Sprinkler System
| RFAW | WRMF | Willowbrook Maintenance Facility | DEFB | Diesel Exhaust Fluid Building | SRV | Services | FRPR | Fire Protection | SPRNKSYS | Sprinkler System | SPRNKSYS | Sprinkler System
| RFAW | WRMF | Willowbrook Maintenance Facility | LOCWB | Locomotive Wash Building | SRV | Services | FRPR | Fire Protection | SPRNKSYS | Sprinkler System | SPRNKSYS | Sprinkler System
| RFAW | WRMF | Willowbrook Maintenance Facility | PMPHS | Pump House | SRV | Services | FRPR | Fire Protection | SPRNKSYS | Sprinkler System | SPRNKSYS | Sprinkler System
| RFAW | WRMF | Willowbrook Maintenance Facility | TRKMT | Track Maintenance Building | SRV | Services | FRPR | Fire Protection | SPRNKSYS | Sprinkler System | SPRNKSYS | Sprinkler System
| RFAE | BALY | Barrie Layover (Allandale Layover) | RDGR | Roads and Grounds | GEL | Grounds Electrical | EDST | Electrical Distribution | PHTOSYS | Photovoltaic System | PHTOSYS | Photovoltaic System
| RFAE | BDLY | Bradford Layover | RDGR | Roads and Grounds | GEL | Grounds Electrical | EDST | Electrical Distribution | PHTOSYS | Photovoltaic System | PHTOSYS | Photovoltaic System
| RFAW | BNLY | Bathurst North Layover | RDGR | Roads and Grounds | GEL | Grounds Electrical | EDST | Electrical Distribution | PHTOSYS | Photovoltaic System | PHTOSYS | Photovoltaic System
| RFAW | BNLY | Bathurst North Layover | SS | Substation | GEL | Grounds Electrical | EDST | Electrical Distribution | PHTOSYS | Photovoltaic System | PHTOSYS | Photovoltaic System
| RFAW | DNLY | Don Yard Layover | ELCM | Electrical and Comm. Building | GEL | Grounds Electrical | EDST | Electrical Distribution | PHTOSYS | Photovoltaic System | PHTOSYS | Photovoltaic System
| RFAW | DNLY | Don Yard Layover | RDGR | Roads and Grounds | GEL | Grounds Electrical | EDST | Electrical Distribution | PHTOSYS | Photovoltaic System | PHTOSYS | Photovoltaic System
| RFAW | HALY | Hamilton Layover | RDGR | Roads and Grounds | GEL | Grounds Electrical | EDST | Electrical Distribution | PHTOSYS | Photovoltaic System | PHTOSYS | Photovoltaic System
| RFAW | KTLY | Kitchener Layover | RDGR | Roads and Grounds | GEL | Grounds Electrical | EDST | Electrical Distribution | PHTOSYS | Photovoltaic System | PHTOSYS | Photovoltaic System
| RFAE | LCLY | Lincolnville Layover | RBFAC | Rail and Bus Facility | GEL | Grounds Electrical | EDST | Electrical Distribution | PHTOSYS | Photovoltaic System | PHTOSYS | Photovoltaic System
| RFAE | LCLY | Lincolnville Layover | RDGR | Roads and Grounds | GEL | Grounds Electrical | EDST | Electrical Distribution | PHTOSYS | Photovoltaic System | PHTOSYS | Photovoltaic System
| RFAE | LCLY | Lincolnville Layover | SS | Substation | GEL | Grounds Electrical | EDST | Electrical Distribution | PHTOSYS | Photovoltaic System | PHTOSYS | Photovoltaic System
| RFAW | LRLY | Lewis Road Layover | ELCSS | Electrical Substation Building | GEL | Grounds Electrical | EDST | Electrical Distribution | PHTOSYS | Photovoltaic System | PHTOSYS | Photovoltaic System
| RFAW | LRLY | Lewis Road Layover | RDGR | Roads and Grounds | GEL | Grounds Electrical | EDST | Electrical Distribution | PHTOSYS | Photovoltaic System | PHTOSYS | Photovoltaic System
| RFAW | MMLY | Mimico Layover | RDGR | Roads and Grounds | GEL | Grounds Electrical | EDST | Electrical Distribution | PHTOSYS | Photovoltaic System | PHTOSYS | Photovoltaic System
| RFAW | MNLY | Milton Layover | RDGR | Roads and Grounds | GEL | Grounds Electrical | EDST | Electrical Distribution | PHTOSYS | Photovoltaic System | PHTOSYS | Photovoltaic System
| RFAW | MNLY | Milton Layover | SS | Substation | GEL | Grounds Electrical | EDST | Electrical Distribution | PHTOSYS | Photovoltaic System | PHTOSYS | Photovoltaic System
| RFAE | RHLY | Richmond Hill Layover | RDGR | Roads and Grounds | GEL | Grounds Electrical | EDST | Electrical Distribution | PHTOSYS | Photovoltaic System | PHTOSYS | Photovoltaic System
| RFAE | WHLY | Whitby Layover | RDGR | Roads and Grounds | GEL | Grounds Electrical | EDST | Electrical Distribution | PHTOSYS | Photovoltaic System | PHTOSYS | Photovoltaic System
| RFAW | WRMF | Willowbrook Maintenance Facility | RDGR | Roads and Grounds | GEL | Grounds Electrical | EDST | Electrical Distribution | PHTOSYS | Photovoltaic System | PHTOSYS | Photovoltaic System
| RFAE | BALY | Barrie Layover (Allandale Layover) | RDGR | Roads and Grounds | GRDS | Grounds | SGNPARK | Signs - Parking |  | Signs - Parking
| RFAE | BDLY | Bradford Layover | RDGR | Roads and Grounds | GRDS | Grounds | SGNPARK | Signs - Parking |  | Signs - Parking
| RFAW | BNLY | Bathurst North Layover | RDGR | Roads and Grounds | GRDS | Grounds | SGNPARK | Signs - Parking |  | Signs - Parking
| RFAW | DNLY | Don Yard Layover | RDGR | Roads and Grounds | GRDS | Grounds | SGNPARK | Signs - Parking |  | Signs - Parking
| RFAW | GTLY | Georgetown Station Layover | RDGR | Roads and Grounds | GRDS | Grounds | SGNPARK | Signs - Parking |  | Signs - Parking
| RFAW | HALY | Hamilton Layover | RDGR | Roads and Grounds | GRDS | Grounds | SGNPARK | Signs - Parking |  | Signs - Parking
| RFAW | KTLY | Kitchener Layover | RDGR | Roads and Grounds | GRDS | Grounds | SGNPARK | Signs - Parking |  | Signs - Parking
| RFAE | LCLY | Lincolnville Layover | RDGR | Roads and Grounds | GRDS | Grounds | SGNPARK | Signs - Parking |  | Signs - Parking
| RFAW | LRLY | Lewis Road Layover | RDGR | Roads and Grounds | GRDS | Grounds | SGNPARK | Signs - Parking |  | Signs - Parking
| RFAW | MMLY | Mimico Layover | RDGR | Roads and Grounds | GRDS | Grounds | SGNPARK | Signs - Parking |  | Signs - Parking
| RFAW | MNLY | Milton Layover | RDGR | Roads and Grounds | GRDS | Grounds | SGNPARK | Signs - Parking |  | Signs - Parking
| RFAE | RHLY | Richmond Hill Layover | RDGR | Roads and Grounds | GRDS | Grounds | SGNPARK | Signs - Parking |  | Signs - Parking
| RFAE | WHLY | Whitby Layover | RDGR | Roads and Grounds | GRDS | Grounds | SGNPARK | Signs - Parking |  | Signs - Parking
| RFAW | WRMF | Willowbrook Maintenance Facility | RDGR | Roads and Grounds | GRDS | Grounds | SGNPARK | Signs - Parking |  | Signs - Parking
| RFAE | BALY | Barrie Layover (Allandale Layover) | ELCB | Electrical Building | SHELL | Shell | PRPTWLL | Parapet Wall |  | Parapet Wall
| RFAE | BDLY | Bradford Layover | ELCM | Electrical and Comm. Building | SHELL | Shell | PRPTWLL | Parapet Wall |  | Parapet Wall
| RFAW | DNLY | Don Yard Layover | ELCM | Electrical and Comm. Building | SHELL | Shell | PRPTWLL | Parapet Wall |  | Parapet Wall
| RFAW | GTLY | Georgetown Station Layover | STRB | Storage Building | SHELL | Shell | PRPTWLL | Parapet Wall |  | Parapet Wall
| RFAW | KTLY | Kitchener Layover | LAYB | Layover Building | SHELL | Shell | PRPTWLL | Parapet Wall |  | Parapet Wall
| RFAW | KTLY | Kitchener Layover | STRB | Storage Building | SHELL | Shell | PRPTWLL | Parapet Wall |  | Parapet Wall
| RFAW | LRLY | Lewis Road Layover | ELCSS | Electrical Substation Building | SHELL | Shell | PRPTWLL | Parapet Wall |  | Parapet Wall
| RFAW | LRLY | Lewis Road Layover | SFSTB | Staff & Storage Building | SHELL | Shell | PRPTWLL | Parapet Wall |  | Parapet Wall
| RFAW | LRLY | Lewis Road Layover | WDB | Waste Disposal Building | SHELL | Shell | PRPTWLL | Parapet Wall |  | Parapet Wall
| RFAW | MMLY | Mimico Layover | ELCSS | Electrical Substation Building | SHELL | Shell | PRPTWLL | Parapet Wall |  | Parapet Wall
| RFAW | MMLY | Mimico Layover | STRB | Storage Building | SHELL | Shell | PRPTWLL | Parapet Wall |  | Parapet Wall
| RFAW | MMLY | Mimico Layover | WDB | Waste Disposal Building | SHELL | Shell | PRPTWLL | Parapet Wall |  | Parapet Wall
| RFAE | RHLY | Richmond Hill Layover | STFBLG | Staff Building | SHELL | Shell | PRPTWLL | Parapet Wall |  | Parapet Wall
| RFAE | RHLY | Richmond Hill Layover | WDB | Waste Disposal Building | SHELL | Shell | PRPTWLL | Parapet Wall |  | Parapet Wall
| RFAE | WHLY | Whitby Layover | ELCB | Electrical Building | SHELL | Shell | PRPTWLL | Parapet Wall |  | Parapet Wall
| RFAW | WRMF | Willowbrook Maintenance Facility | 125J | 125 Judson | SHELL | Shell | PRPTWLL | Parapet Wall |  | Parapet Wall
| RFAW | WRMF | Willowbrook Maintenance Facility | 335J | 335J | SHELL | Shell | PRPTWLL | Parapet Wall |  | Parapet Wall
| RFAW | WRMF | Willowbrook Maintenance Facility | 91J | 91J, Progressive Maint. 3&4 Building | SHELL | Shell | PRPTWLL | Parapet Wall |  | Parapet Wall
| RFAW | WRMF | Willowbrook Maintenance Facility | CONWB | Consist Wash Building | SHELL | Shell | PRPTWLL | Parapet Wall |  | Parapet Wall
| RFAW | WRMF | Willowbrook Maintenance Facility | LOCWB | Locomotive Wash Building | SHELL | Shell | PRPTWLL | Parapet Wall |  | Parapet Wall
| RFAW | WRMF | Willowbrook Maintenance Facility | TRKMT | Track Maintenance Building | SHELL | Shell | PRPTWLL | Parapet Wall |  | Parapet Wall
| RFAW | WRMF | Willowbrook Maintenance Facility | PSYS | Process Systems | LWS | Locomotive Wash System | WTS | Wastewater Treatment System | LCOWWTS | Locomotive Wash Wastewater Treatment System | LOCOWWTS | Locomotive Wash Wastewater Treatment System
| RFAW | WRMF | Willowbrook Maintenance Facility | 125J | 125 Judson | SRV | Services | CNV | Conveying | LOADDL | Loading Dock Levelers |  | Loading Arm |  | Loading Arm
| RFAW | WRMF | Willowbrook Maintenance Facility | 335J | 335J | SRV | Services | CNV | Conveying | LOADDL | Loading Dock Levelers |  | Loading Arm Drip Tray |  | Loading Arm Drip Tray
| RFAW | WRMF | Willowbrook Maintenance Facility | 91J | 91J, Progressive Maint. 3&4 Building | SRV | Services | CNV | Conveying | LOADDL | Loading Dock Levelers |  | Level Switch - High-High |  | Level Switch - High-High
| RFAW | WRMF | Willowbrook Maintenance Facility | 91J | 91J, Progressive Maint. 3&4 Building | SRV | Services | CNV | Conveying | LOADDL | Loading Dock Levelers |  | Level Switch - Low-Low |  | Level Switch - Low-Low
| RFAE | BALY | Barrie Layover (Allandale Layover) | PSTR | Parking Structure | SPST | Superstructure | PKGSTRDK | Parking Structure Deck |  | Parking Structure Deck
| RFAE | BDLY | Bradford Layover | PSTR | Parking Structure | SPST | Superstructure | PKGSTRDK | Parking Structure Deck |  | Parking Structure Deck
| RFAW | DNLY | Don Yard Layover | PSTR | Parking Structure | SPST | Superstructure | PKGSTRDK | Parking Structure Deck |  | Parking Structure Deck
| RFAW | HALY | Hamilton Layover | PSTR | Parking Structure | SPST | Superstructure | PKGSTRDK | Parking Structure Deck |  | Parking Structure Deck
| RFAE | LCLY | Lincolnville Layover | PSTR | Parking Structure | SPST | Superstructure | PKGSTRDK | Parking Structure Deck |  | Parking Structure Deck
| RFAW | LRLY | Lewis Road Layover | PSTR | Parking Structure | SPST | Superstructure | PKGSTRDK | Parking Structure Deck |  | Parking Structure Deck
| RFAW | MMLY | Mimico Layover | PSTR | Parking Structure | SPST | Superstructure | PKGSTRDK | Parking Structure Deck |  | Parking Structure Deck
| RFAW | MNLY | Milton Layover | PSTR | Parking Structure | SPST | Superstructure | PKGSTRDK | Parking Structure Deck |  | Parking Structure Deck
| RFAE | RHLY | Richmond Hill Layover | PSTR | Parking Structure | SPST | Superstructure | PKGSTRDK | Parking Structure Deck |  | Parking Structure Deck
| RFAW | WRMF | Willowbrook Maintenance Facility | PSTR | Parking Structure | SPST | Superstructure | PKGSTRDK | Parking Structure Deck |  | Parking Structure Deck
| RFAE | BALY | Barrie Layover (Allandale Layover) | PSTR | Parking Structure | SPST | Superstructure | PKGDCKPS | Parking Deck Protection System |  | Parking Deck Protection System
| RFAE | BDLY | Bradford Layover | PSTR | Parking Structure | SPST | Superstructure | PKGDCKPS | Parking Deck Protection System |  | Parking Deck Protection System
| RFAW | DNLY | Don Yard Layover | PSTR | Parking Structure | SPST | Superstructure | PKGDCKPS | Parking Deck Protection System |  | Parking Deck Protection System
| RFAW | HALY | Hamilton Layover | PSTR | Parking Structure | SPST | Superstructure | PKGDCKPS | Parking Deck Protection System |  | Parking Deck Protection System
| RFAE | LCLY | Lincolnville Layover | PSTR | Parking Structure | SPST | Superstructure | PKGDCKPS | Parking Deck Protection System |  | Parking Deck Protection System
| RFAW | LRLY | Lewis Road Layover | PSTR | Parking Structure | SPST | Superstructure | PKGDCKPS | Parking Deck Protection System |  | Parking Deck Protection System
| RFAW | MMLY | Mimico Layover | PSTR | Parking Structure | SPST | Superstructure | PKGDCKPS | Parking Deck Protection System |  | Parking Deck Protection System
| RFAW | MNLY | Milton Layover | PSTR | Parking Structure | SPST | Superstructure | PKGDCKPS | Parking Deck Protection System |  | Parking Deck Protection System
| RFAE | RHLY | Richmond Hill Layover | PSTR | Parking Structure | SPST | Superstructure | PKGDCKPS | Parking Deck Protection System |  | Parking Deck Protection System
| RFAW | WRMF | Willowbrook Maintenance Facility | PSTR | Parking Structure | SPST | Superstructure | PKGDCKPS | Parking Deck Protection System |  | Parking Deck Protection System
| RFAE | BALY | Barrie Layover (Allandale Layover) | PSTR | Parking Structure | SPST | Superstructure | PKGSTRFR | Parking Structure Framing |  | Parking Structure Framing
| RFAE | BDLY | Bradford Layover | PSTR | Parking Structure | SPST | Superstructure | PKGSTRFR | Parking Structure Framing |  | Parking Structure Framing
| RFAW | DNLY | Don Yard Layover | PSTR | Parking Structure | SPST | Superstructure | PKGSTRFR | Parking Structure Framing |  | Parking Structure Framing
| RFAW | HALY | Hamilton Layover | PSTR | Parking Structure | SPST | Superstructure | PKGSTRFR | Parking Structure Framing |  | Parking Structure Framing
| RFAE | LCLY | Lincolnville Layover | PSTR | Parking Structure | SPST | Superstructure | PKGSTRFR | Parking Structure Framing |  | Parking Structure Framing
| RFAW | LRLY | Lewis Road Layover | PSTR | Parking Structure | SPST | Superstructure | PKGSTRFR | Parking Structure Framing |  | Parking Structure Framing
| RFAW | MMLY | Mimico Layover | PSTR | Parking Structure | SPST | Superstructure | PKGSTRFR | Parking Structure Framing |  | Parking Structure Framing
| RFAW | MNLY | Milton Layover | PSTR | Parking Structure | SPST | Superstructure | PKGSTRFR | Parking Structure Framing |  | Parking Structure Framing
| RFAE | RHLY | Richmond Hill Layover | PSTR | Parking Structure | SPST | Superstructure | PKGSTRFR | Parking Structure Framing |  | Parking Structure Framing
| RFAW | WRMF | Willowbrook Maintenance Facility | PSTR | Parking Structure | SPST | Superstructure | PKGSTRFR | Parking Structure Framing |  | Parking Structure Framing
| RFAE | BALY | Barrie Layover (Allandale Layover) | PSTR | Parking Structure | SPST | Superstructure | PKGSTRRF | Parking Structure Roof |  | Parking Structure Roof
| RFAE | BDLY | Bradford Layover | PSTR | Parking Structure | SPST | Superstructure | PKGSTRRF | Parking Structure Roof |  | Parking Structure Roof
| RFAW | DNLY | Don Yard Layover | PSTR | Parking Structure | SPST | Superstructure | PKGSTRRF | Parking Structure Roof |  | Parking Structure Roof
| RFAW | HALY | Hamilton Layover | PSTR | Parking Structure | SPST | Superstructure | PKGSTRRF | Parking Structure Roof |  | Parking Structure Roof
| RFAE | LCLY | Lincolnville Layover | PSTR | Parking Structure | SPST | Superstructure | PKGSTRRF | Parking Structure Roof |  | Parking Structure Roof
| RFAW | LRLY | Lewis Road Layover | PSTR | Parking Structure | SPST | Superstructure | PKGSTRRF | Parking Structure Roof |  | Parking Structure Roof
| RFAW | MMLY | Mimico Layover | PSTR | Parking Structure | SPST | Superstructure | PKGSTRRF | Parking Structure Roof |  | Parking Structure Roof
| RFAW | MNLY | Milton Layover | PSTR | Parking Structure | SPST | Superstructure | PKGSTRRF | Parking Structure Roof |  | Parking Structure Roof
| RFAE | RHLY | Richmond Hill Layover | PSTR | Parking Structure | SPST | Superstructure | PKGSTRRF | Parking Structure Roof |  | Parking Structure Roof
| RFAW | WRMF | Willowbrook Maintenance Facility | PSTR | Parking Structure | SPST | Superstructure | PKGSTRRF | Parking Structure Roof |  | Parking Structure Roof
| RFAE | BALY | Barrie Layover (Allandale Layover) | PSTR | Parking Structure | SPST | Superstructure | PKGSTRSL | Parking Structure Slab on Grade |  | Parking Structure Slab on Grade
| RFAE | BDLY | Bradford Layover | PSTR | Parking Structure | SPST | Superstructure | PKGSTRSL | Parking Structure Slab on Grade |  | Parking Structure Slab on Grade
| RFAW | DNLY | Don Yard Layover | PSTR | Parking Structure | SPST | Superstructure | PKGSTRSL | Parking Structure Slab on Grade |  | Parking Structure Slab on Grade
| RFAW | HALY | Hamilton Layover | PSTR | Parking Structure | SPST | Superstructure | PKGSTRSL | Parking Structure Slab on Grade |  | Parking Structure Slab on Grade
| RFAE | LCLY | Lincolnville Layover | PSTR | Parking Structure | SPST | Superstructure | PKGSTRSL | Parking Structure Slab on Grade |  | Parking Structure Slab on Grade
| RFAW | LRLY | Lewis Road Layover | PSTR | Parking Structure | SPST | Superstructure | PKGSTRSL | Parking Structure Slab on Grade |  | Parking Structure Slab on Grade
| RFAW | MMLY | Mimico Layover | PSTR | Parking Structure | SPST | Superstructure | PKGSTRSL | Parking Structure Slab on Grade |  | Parking Structure Slab on Grade
| RFAW | MNLY | Milton Layover | PSTR | Parking Structure | SPST | Superstructure | PKGSTRSL | Parking Structure Slab on Grade |  | Parking Structure Slab on Grade
| RFAE | RHLY | Richmond Hill Layover | PSTR | Parking Structure | SPST | Superstructure | PKGSTRSL | Parking Structure Slab on Grade |  | Parking Structure Slab on Grade
| RFAW | WRMF | Willowbrook Maintenance Facility | PSTR | Parking Structure | SPST | Superstructure | PKGSTRSL | Parking Structure Slab on Grade |  | Parking Structure Slab on Grade
| RFAW | DNLY | Don Yard Layover | CRCN | Crew Center | SRV | Services | ELEC | Electrical | REFBCC | Refrigerant Branch Circuit Controller | REFBCC | Refrigerant Branch Circuit Controller
| RFAW | MMLY | Mimico Layover | ELCSS | Electrical Substation Building | SRV | Services | ELEC | Electrical | REFBCC | Refrigerant Branch Circuit Controller | REFBCC | Refrigerant Branch Circuit Controller
| RFAW | WRMF | Willowbrook Maintenance Facility | RDGR | Roads and Grounds | GUTL | Grounds Utilities | SAN | Sanitary Sewer | SEWCLRST | Sewage Clear Station | SEWCLRST | Sewage Clear Station
| RFAE | BALY | Barrie Layover (Allandale Layover) | DEF | Diesel Exhaust Fluid (DEF) System | PSYS | Process Systems | FDST | Fuel Distribution System | SHRVLV | Shear Valve | SHRVLV | Shear Valve
| RFAE | BALY | Barrie Layover (Allandale Layover) | PMPHS | Pump House | PSYS | Process Systems | FDST | Fuel Distribution System | SHRVLV | Shear Valve | SHRVLV | Shear Valve
| RFAE | BALY | Barrie Layover (Allandale Layover) | RDGR | Roads and Grounds | PSYS | Process Systems | FDST | Fuel Distribution System | SHRVLV | Shear Valve | SHRVLV | Shear Valve
| RFAE | BDLY | Bradford Layover | RDGR | Roads and Grounds | PSYS | Process Systems | FDST | Fuel Distribution System | SHRVLV | Shear Valve | SHRVLV | Shear Valve
| RFAE | LCLY | Lincolnville Layover | PMPHS | Pump House | PSYS | Process Systems | FDST | Fuel Distribution System | SHRVLV | Shear Valve | SHRVLV | Shear Valve
| RFAW | MMLY | Mimico Layover | RDGR | Roads and Grounds | PSYS | Process Systems | FDST | Fuel Distribution System | SHRVLV | Shear Valve | SHRVLV | Shear Valve
| RFAW | DNLY | Don Yard Layover | CRCN | Crew Center | SRV | Services | FRPR | Fire Protection | STNDPSYS | Standpipe System | STNDPSYS | Standpipe System
| RFAW | KTLY | Kitchener Layover | LAYB | Layover Building | SRV | Services | FRPR | Fire Protection | STNDPSYS | Standpipe System | STNDPSYS | Standpipe System
| RFAW | WRMF | Willowbrook Maintenance Facility | 125J | 125 Judson | SRV | Services | FRPR | Fire Protection | STNDPSYS | Standpipe System | STNDPSYS | Standpipe System
| RFAE | BALY | Barrie Layover (Allandale Layover) | ELCB | Electrical Building | SRV | Services | ELEC | Electrical | SUSPUTIL | Suspended Utilities | SUSPUTIL | Suspended Utilities
| RFAE | BDLY | Bradford Layover | ELCM | Electrical and Comm. Building | SRV | Services | ELEC | Electrical | SUSPUTIL | Suspended Utilities | SUSPUTIL | Suspended Utilities
| RFAW | DNLY | Don Yard Layover | ELCM | Electrical and Comm. Building | SRV | Services | ELEC | Electrical | SUSPUTIL | Suspended Utilities | SUSPUTIL | Suspended Utilities
| RFAE | WHLY | Whitby Layover | ELCB | Electrical Building | SRV | Services | ELEC | Electrical | SUSPUTIL | Suspended Utilities | SUSPUTIL | Suspended Utilities
| RFAE | BALY | Barrie Layover (Allandale Layover) | ELCB | Electrical Building | SRV | Services | ELEC | Electrical | TRNSLVL | Transmitter - Level | TRNSLVL | Transmitter - Level
| RFAE | BDLY | Bradford Layover | ELCM | Electrical and Comm. Building | SRV | Services | ELEC | Electrical | TRNSLVL | Transmitter - Level | TRNSLVL | Transmitter - Level
| RFAW | DNLY | Don Yard Layover | ELCM | Electrical and Comm. Building | SRV | Services | ELEC | Electrical | TRNSLVL | Transmitter - Level | TRNSLVL | Transmitter - Level
| RFAE | WHLY | Whitby Layover | ELCB | Electrical Building | SRV | Services | ELEC | Electrical | TRNSLVL | Transmitter - Level | TRNSLVL | Transmitter - Level
| RFAE | BALY | Barrie Layover (Allandale Layover) | ELCB | Electrical Building | SRV | Services | ELEC | Electrical | TRNSPR | Transmitter - Pressure | TRNSPR | Transmitter - Pressure
| RFAE | BDLY | Bradford Layover | ELCM | Electrical and Comm. Building | SRV | Services | ELEC | Electrical | TRNSPR | Transmitter - Pressure | TRNSPR | Transmitter - Pressure
| RFAW | DNLY | Don Yard Layover | ELCM | Electrical and Comm. Building | SRV | Services | ELEC | Electrical | TRNSPR | Transmitter - Pressure | TRNSPR | Transmitter - Pressure
| RFAE | WHLY | Whitby Layover | ELCB | Electrical Building | SRV | Services | ELEC | Electrical | TRNSPR | Transmitter - Pressure | TRNSPR | Transmitter - Pressure
| RFAE | BALY | Barrie Layover (Allandale Layover) | ELCB | Electrical Building | SRV | Services | ELEC | Electrical | TRNSTEMP | Transmitter - Temperature | TRNSTEMP | Transmitter - Temperature
| RFAE | BDLY | Bradford Layover | ELCM | Electrical and Comm. Building | SRV | Services | ELEC | Electrical | TRNSTEMP | Transmitter - Temperature | TRNSTEMP | Transmitter - Temperature
| RFAW | DNLY | Don Yard Layover | ELCM | Electrical and Comm. Building | SRV | Services | ELEC | Electrical | TRNSTEMP | Transmitter - Temperature | TRNSTEMP | Transmitter - Temperature
| RFAE | WHLY | Whitby Layover | ELCB | Electrical Building | SRV | Services | ELEC | Electrical | TRNSTEMP | Transmitter - Temperature | TRNSTEMP | Transmitter - Temperature
| RFAE | BALY | Barrie Layover (Allandale Layover) | RDGR | Roads and Grounds | GUTL | Grounds Utilities | STM | Storm Sewer | SWT | Storm Water Treatment | UVWTRSTR | UV Water Sterilization | UVWTRSTR | UV Water Sterilization
| RFAE | BDLY | Bradford Layover | RDGR | Roads and Grounds | GUTL | Grounds Utilities | STM | Storm Sewer | SWT | Storm Water Treatment | UVWTRSTR | UV Water Sterilization | UVWTRSTR | UV Water Sterilization
| RFAW | DNLY | Don Yard Layover | RDGR | Roads and Grounds | GUTL | Grounds Utilities | STM | Storm Sewer | SWT | Storm Water Treatment | UVWTRSTR | UV Water Sterilization | UVWTRSTR | UV Water Sterilization
| RFAW | KTLY | Kitchener Layover | RDGR | Roads and Grounds | GUTL | Grounds Utilities | STM | Storm Sewer | SWT | Storm Water Treatment | UVWTRSTR | UV Water Sterilization | UVWTRSTR | UV Water Sterilization
| RFAE | LCLY | Lincolnville Layover | RDGR | Roads and Grounds | GUTL | Grounds Utilities | STM | Storm Sewer | SWT | Storm Water Treatment | UVWTRSTR | UV Water Sterilization | UVWTRSTR | UV Water Sterilization
| RFAW | LRLY | Lewis Road Layover | RDGR | Roads and Grounds | GUTL | Grounds Utilities | STM | Storm Sewer | SWT | Storm Water Treatment | UVWTRSTR | UV Water Sterilization | UVWTRSTR | UV Water Sterilization
| RFAW | MMLY | Mimico Layover | RDGR | Roads and Grounds | GUTL | Grounds Utilities | STM | Storm Sewer | SWT | Storm Water Treatment | UVWTRSTR | UV Water Sterilization | UVWTRSTR | UV Water Sterilization
| RFAW | MNLY | Milton Layover | RDGR | Roads and Grounds | GUTL | Grounds Utilities | STM | Storm Sewer | SWT | Storm Water Treatment | UVWTRSTR | UV Water Sterilization | UVWTRSTR | UV Water Sterilization
| RFAE | RHLY | Richmond Hill Layover | RDGR | Roads and Grounds | GUTL | Grounds Utilities | STM | Storm Sewer | SWT | Storm Water Treatment | UVWTRSTR | UV Water Sterilization | UVWTRSTR | UV Water Sterilization
| RFAW | SHLY | Shirley Layover | RDGR | Roads and Grounds | GUTL | Grounds Utilities | STM | Storm Sewer | SWT | Storm Water Treatment | UVWTRSTR | UV Water Sterilization | UVWTRSTR | UV Water Sterilization
| RFAW | WRMF | Willowbrook Maintenance Facility | RDGR | Roads and Grounds | GUTL | Grounds Utilities | STM | Storm Sewer | SWT | Storm Water Treatment | UVWTRSTR | UV Water Sterilization | UVWTRSTR | UV Water Sterilization
| RFAE | BALY | Barrie Layover (Allandale Layover) | CRCN | Crew Center | PSYS | Process Systems | FDST | Fuel Distribution System | GSMVLV | Gas Dist - Main Valve | GSDSTMV | Gas Distribution - Main Valve
| RFAE | BALY | Barrie Layover (Allandale Layover) | DEF | Diesel Exhaust Fluid (DEF) System | PSYS | Process Systems | FDST | Fuel Distribution System | GSMVLV | Gas Dist - Main Valve | GSDSTMV | Gas Distribution - Main Valve
| RFAE | BALY | Barrie Layover (Allandale Layover) | PMPHS | Pump House | PSYS | Process Systems | FDST | Fuel Distribution System | GSMVLV | Gas Dist - Main Valve | GSDSTMV | Gas Distribution - Main Valve
| RFAE | BALY | Barrie Layover (Allandale Layover) | RDGR | Roads and Grounds | PSYS | Process Systems | FDST | Fuel Distribution System | GSMVLV | Gas Dist - Main Valve | GSDSTMV | Gas Distribution - Main Valve
| RFAE | BDLY | Bradford Layover | RDGR | Roads and Grounds | PSYS | Process Systems | FDST | Fuel Distribution System | GSMVLV | Gas Dist - Main Valve | GSDSTMV | Gas Distribution - Main Valve
| RFAW | DNLY | Don Yard Layover | RDGR | Roads and Grounds | PSYS | Process Systems | FDST | Fuel Distribution System | GSMVLV | Gas Dist - Main Valve | GSDSTMV | Gas Distribution - Main Valve
| RFAE | LCLY | Lincolnville Layover | PMPHS | Pump House | PSYS | Process Systems | FDST | Fuel Distribution System | GSMVLV | Gas Dist - Main Valve | GSDSTMV | Gas Distribution - Main Valve
| RFAE | LCLY | Lincolnville Layover | RBFAC | Rail and Bus Facility | PSYS | Process Systems | FDST | Fuel Distribution System | GSMVLV | Gas Dist - Main Valve | GSDSTMV | Gas Distribution - Main Valve
| RFAE | LCLY | Lincolnville Layover | RDGR | Roads and Grounds | PSYS | Process Systems | FDST | Fuel Distribution System | GSMVLV | Gas Dist - Main Valve | GSDSTMV | Gas Distribution - Main Valve
| RFAW | MMLY | Mimico Layover | RDGR | Roads and Grounds | PSYS | Process Systems | FDST | Fuel Distribution System | GSMVLV | Gas Dist - Main Valve | GSDSTMV | Gas Distribution - Main Valve
| RFAE | RHLY | Richmond Hill Layover | RDGR | Roads and Grounds | PSYS | Process Systems | FDST | Fuel Distribution System | GSMVLV | Gas Dist - Main Valve | GSDSTMV | Gas Distribution - Main Valve
| RFAE | BALY | Barrie Layover (Allandale Layover) | DEF | Diesel Exhaust Fluid (DEF) System | SRV | Services | HVAC | HVAC | GSPSYS | Gas Dist. Piping System | GSDSTPS | Gas Distribution Piping System
| RFAE | BALY | Barrie Layover (Allandale Layover) | PMPHS | Pump House | SRV | Services | HVAC | HVAC | GSPSYS | Gas Dist. Piping System | GSDSTPS | Gas Distribution Piping System
| RFAE | BDLY | Bradford Layover | ELCM | Electrical and Comm. Building | SRV | Services | HVAC | HVAC | GSPSYS | Gas Dist. Piping System | GSDSTPS | Gas Distribution Piping System
| RFAW | DNLY | Don Yard Layover | CRCN | Crew Center | SRV | Services | HVAC | HVAC | GSPSYS | Gas Dist. Piping System | GSDSTPS | Gas Distribution Piping System
| RFAE | LCLY | Lincolnville Layover | RBFAC | Rail and Bus Facility | SRV | Services | HVAC | HVAC | GSPSYS | Gas Dist. Piping System | GSDSTPS | Gas Distribution Piping System
| RFAW | LRLY | Lewis Road Layover | SFSTB | Staff & Storage Building | SRV | Services | HVAC | HVAC | GSPSYS | Gas Dist. Piping System | GSDSTPS | Gas Distribution Piping System
| RFAW | MMLY | Mimico Layover | ELCSS | Electrical Substation Building | SRV | Services | HVAC | HVAC | GSPSYS | Gas Dist. Piping System | GSDSTPS | Gas Distribution Piping System
| RFAE | RHLY | Richmond Hill Layover | STFBLG | Staff Building | SRV | Services | HVAC | HVAC | GSPSYS | Gas Dist. Piping System | GSDSTPS | Gas Distribution Piping System
| RFAW | WRMF | Willowbrook Maintenance Facility | 125J | 125 Judson | SRV | Services | PLB | Plumbing | GSPSYS | Gas Dist. Piping System | GSDSTPS | Gas Distribution Piping System
| RFAW | WRMF | Willowbrook Maintenance Facility | 335J | 335J | SRV | Services | PLB | Plumbing | GSPSYS | Gas Dist. Piping System | GSDSTPS | Gas Distribution Piping System
| RFAW | WRMF | Willowbrook Maintenance Facility | 91J | 91J, Progressive Maint. 3&4 Building | SRV | Services | PLB | Plumbing | GSPSYS | Gas Dist. Piping System | GSDSTPS | Gas Distribution Piping System
| RFAW | WRMF | Willowbrook Maintenance Facility | LOCWB | Locomotive Wash Building | SRV | Services | PLB | Plumbing | GSPSYS | Gas Dist. Piping System | GSDSTPS | Gas Distribution Piping System
| RFAW | WRMF | Willowbrook Maintenance Facility | TRKMT | Track Maintenance Building | SRV | Services | PLB | Plumbing | GSPSYS | Gas Dist. Piping System | GSDSTPS | Gas Distribution Piping System
| RFAE | BALY | Barrie Layover (Allandale Layover) | ELCB | Electrical Building | SRV | Services | ELEC | Electrical | LVETE | Low Voltage Electrical Testing Equipment | LVETE | Low Voltage Electrical Testing Equipment
| RFAE | BDLY | Bradford Layover | ELCM | Electrical and Comm. Building | SRV | Services | ELEC | Electrical | LVETE | Low Voltage Electrical Testing Equipment | LVETE | Low Voltage Electrical Testing Equipment
| RFAW | DNLY | Don Yard Layover | ELCM | Electrical and Comm. Building | SRV | Services | ELEC | Electrical | LVETE | Low Voltage Electrical Testing Equipment | LVETE | Low Voltage Electrical Testing Equipment
| RFAE | WHLY | Whitby Layover | ELCB | Electrical Building | SRV | Services | ELEC | Electrical | LVETE | Low Voltage Electrical Testing Equipment | LVETE | Low Voltage Electrical Testing Equipment

## 4.2 Hierarchy Mnemonics
Hierarchy Mnemonics |  |  |  | INDEX
Code | Description | Level Type | Level No.
BALY | Barrie Layover (Allandale Layover) | System | Level 3
BDLY | Bathurst North Layover | System | Level 3
BNLY | Bradford Layover | System | Level 3
DNLY | Don Yard Layover | System | Level 3
GTLY | Georgetown Station Layover | System | Level 3
HALY | Hamilton Layover | System | Level 3
KTLY | Kitchener Layover | System | Level 3
LRLY | Lewis Road Layover | System | Level 3
LCLY | Lincolnville Layover | System | Level 3
MMLY | Milton Layover | System | Level 3
MNLY | Mimico Layover | System | Level 3
RHLY | Richmond Hill Layover | System | Level 3
SHLY | Shirley Layover | System | Level 3
WHLY | Whitby Layover | System | Level 3
WRMF | Willowbrook Maintenance Facility | System | Level 3
125J | 125 Judson | System | Level 4
335J | 335J | System | Level 4
91J | 91J, Progressive Maint. 3&4 Building | System | Level 4
BSTR | Bridge Structure | System | Level 4
CONWB | Consist Wash Building | System | Level 4
CRCN | Crew Center | System | Level 4
DEF | Diesel Exhaust Fluid (DEF) System | System | Level 4
DEFB | Diesel Exhaust Fluid Building | System | Level 4
ELCM | Electrical and Comm. Building | System | Level 4
ELCB | Electrical Building | System | Level 4
ELCSS | Electrical Substation Building | System | Level 4
LAYB | Layover Building | System | Level 4
LOCWB | Locomotive Wash Building | System | Level 4
OGARB | Old Garage Building | System | Level 4
PLT | Platform | System | Level 4
PSYS | Process Systems | System | Level 4
PMPHS | Pump House | System | Level 4
QUNH | Quonset Hut | System | Level 4
RBFAC | Rail and Bus Facility | System | Level 4
RDGR | Roads and Grounds | System | Level 4
SFSTB | Staff & Storage Building | System | Level 4
STFBLG | Staff Building | System | Level 4
STFTRLR | Staff Trailer | System | Level 4
STRB | Storage Building | System | Level 4
SS | Substation | System | Level 4
TRKMT | Track Maintenance Building | System | Level 4
WDB | Waste Disposal Building | System | Level 4
BRDG | Bridge | System | Level 5
GRDS | Grounds | System | Level 5
GEL | Grounds Electrical | System | Level 5
GUTL | Grounds Utilities | System | Level 5
LWS | Locomotive Wash System | System | Level 5
PLOT | Parking Lot | System | Level 5
PWS | Pressure Wash System | System | Level 5
PSYS | Process Systems | System | Level 5
RDW | Roadways | System | Level 5
RMINT | Room Interior | System | Level 5
SNDL | Sand Loading System | System | Level 5
SRV | Services | System | Level 5
SHELL | Shell | System | Level 5
SBST | Substructure | System | Level 5
TFS | Train Fluid System | System | Level 5
TFS | Train Fluids Dist. System | System | Level 5
TMS | Train Maintenance System | System | Level 5
WLKY | Walkway | System | Level 5
WYSD | Wayside | System | Level 5
CAIR | Compressed Air | System | Level 5-6
FDST | Fuel Distribution System | System | Level 5-6
HVAC | HVAC | System | Level 5-6
RLPLTF | Rail Platform | System | Level 5-6
SEU | Site Electrical Utilities | System | Level 5-6
CDS | Chemical Distribution System | System | Level 6
CWSH | Consist Wash System | System | Level 6
CTRLH | Control Hut System | System | Level 6
CNV | Conveying | System | Level 6
DS | Diesel Distribution System | System | Level 6
DEF | Diesel Exhaust Fluid (DEF) System | System | Level 6
ELEC | Electrical | System | Level 6
EDST | Electrical Distribution | System | Level 6
FRDT | Fire Detection | System | Level 6
FRPR | Fire Protection | System | Level 6
FF | Fuel Farm System | System | Level 6
FISL | Fuel Island System | System | Level 6
GLGT | Grounds Lighting | System | Level 6
HAS | Health and Safety | System | Level 6
PLB | Plumbing | System | Level 6
SNDL | Sand Loading System | System | Level 6
SAN | Sanitary Sewer | System | Level 6
STM | Storm Sewer | System | Level 6
TFS | Train Fluid System | System | Level 6
WTS | Wastewater Treatment System | System | Level 6
WTR | Water Supply | System | Level 6
WL | Wheel Lathe System | System | Level 6
AD | Air Distribution System | System | Level 7
SWT | Storm Water Treatment | System | Level 7
BATTERY | Battery | Sub-Asset | Level 9
ACCLDR | Access Ladder | Position | Level 6
AWBIS | Automated Wheel & Brake Inspection System | Position | Level 6
BOLRD | Bollard | Position | Level 6
BRDG | Bridge | Position | Level 6
CNPY | Canopy | Position | Level 6
DEFDISP | DEF Dispenser | Position | Level 6
DR | Door | Position | Level 6
DRARCRTN | Door Air Curtain | Position | Level 6
EXTRWLL | Exterior Wall | Position | Level 6
FNC | Fence | Position | Level 6
FXFURN | Fixed Furniture | Position | Level 6
FXGRB | Fixed Garbage Bin | Position | Level 6
FLGPL | Flag Pole | Position | Level 6
FLTROOF | Flat Roof | Position | Level 6
GATE | Gate | Position | Level 6
GRDRL | Guard Rail | Position | Level 6
HNDRL | Hand Rail | Position | Level 6
HEDOMTIC | Head-o-Matic Dist. System | Position | Level 6
LCOWDS | Locomotive Wash Dist. System | Position | Level 6
OHDDR | Overhead Door | Position | Level 6
PRPTWLL | Parapet Wall | Position | Level 6
PKGAREA | Parking Area | Position | Level 6
PKGDCKPS | Parking Deck Protection System | Position | Level 6
PKGSTRDK | Parking Structure Deck | Position | Level 6
PKGSTRFR | Parking Structure Framing | Position | Level 6
PKGSTRRF | Parking Structure Roof | Position | Level 6
PKGSTRSL | Parking Structure Slab on Grade | Position | Level 6
PEDWLK | Pedestrian walk way | Position | Level 6
PRTOFF | Portable Office | Position | Level 6
RLMNACC | Rail Mini Accessibility Platform | Position | Level 6
RTNWLL | Retaining Wall | Position | Level 6
RDWY | Roadway | Position | Level 6
RMINT | Room Interior | Position | Level 6
SANDHOP | Sand Hopper | Position | Level 6
SNDLDDS | Sand Loading Dist. System | Position | Level 6
SNDPOD | Sand Pod | Position | Level 6
SHD | Shed | Position | Level 6
SHLTR | Shelter | Position | Level 6
SGNFAC | Signs - Facility ID | Position | Level 6
SGNPARK | Signs - Parking | Position | Level 6
SLPDRF | Sloped Roof | Position | Level 6
STRWY | Stairway | Position | Level 6
SBST | Substructure | Position | Level 6
SPST | Superstructure | Position | Level 6
TRFBAR | Traffic Barrier | Position | Level 6
TRNWHTS | Train Wheel Truing Sys. | Position | Level 6
VHCLECU | Vehicle Charging Unit | Position | Level 6
WSTARPMP | Waste Antifreeze Recovery Pump Station | Position | Level 6
WSARSYS | Waste Antifreeze Recovery System | Position | Level 6
WYSD | Wayside | Position | Level 6
WYPWMCC | Wayside Power MCC | Position | Level 6
WINDSYS | Window System | Position | Level 6
ACCPLTF | Access Platform | Position | Level 6-7
ARCMP | Air Compressor | Position | Level 6-7
CMPADS | Compressed Air Dist. System | Position | Level 6-7
CP | Control Panel | Position | Level 6-7
DRYARCP | Dryer - Air Compressor | Position | Level 6-7
EMRGSB | Emergency Stop Button | Position | Level 6-7
EXPTANK | Expansion Tank | Position | Level 6-7
FLTR | Filter | Position | Level 6-7
LGHTSTD | Light Standard | Position | Level 6-7
LOWVLTPB | Low Voltage Panel Board | Position | Level 6-7
MNHOL | Manhole | Position | Level 6-7
MVLV | Manual Valve | Position | Level 6-7
MOVA | Motor Operated Valve and Actuator | Position | Level 6-7
PRV | Pressure Reducing Valve | Position | Level 6-7
PRFV | Pressure Relief Valve | Position | Level 6-7
PRWSPMP | Pressure Wash Pump Skid | Position | Level 6-7
PMP | Pump | Position | Level 6-7
RLPLTF | Rail Platform | Position | Level 6-7
SNDSILO | Sand Silo | Position | Level 6-7
SEP | Separator | Position | Level 6-7
SDVLV | Solenoid Valve | Position | Level 6-7
STORTNK | Storage Tank | Position | Level 6-7
STRN | Strainer | Position | Level 6-7
TRFDST | Train Fluids Dispensing Station | Position | Level 6-7
TRNFLDS | Train Fluids Dist. System | Position | Level 6-7
TRNWORS | Train Waste Oil Recovery System | Position | Level 6-7
UTLMTR | Utility Meters | Position | Level 6-7
UTLPOLE | Utility Pole | Position | Level 6-7
WYCMPARO | Wayside Compressed Air Outlet | Position | Level 6-7
WYSPDP | Wayside Power Dist. Panel | Position | Level 6-7
WYSPOC | Wayside Power Outlets & Cables | Position | Level 6-7
PWWTS | (Process) Waste Water Treatment System | Position | Level 7
ACCND | AC - Condenser | Position | Level 7
ACINE | AC - Indoor Evaporator | Position | Level 7
AIREL | Air Eliminator | Position | Level 7
BFP | Backflow Prevention | Position | Level 7
BALVLV | Balancing Valve | Position | Level 7
BPEMRGL | Battery Powered Emergency Lighting and Exit Lighting | Position | Level 7
BPEMR | Battery Powered Emergency Lighting and Exit Lighting | Position | Level 7
BLR | Boiler | Position | Level 7
BRDGBR | Bridge Bearing | Position | Level 7
BRDGDS | Bridge Deck Structure | Position | Level 7
BDPSYS | Bridge Deck Surface Protection System | Position | Level 7
BRDGERS | Bridge Earth Retention System | Position | Level 7
BRGSP | Bridge Span | Position | Level 7
BLDGAC | Building Automation Controls | Position | Level 7
CPCTR | Capacitor | Position | Level 7
CARPSYS | Car Puller System | Position | Level 7
CHVLV | Check Valve | Position | Level 7
CD | Chemical Distribution System | Position | Level 7
CHMFTANK | Chemical Feed Tank | Position | Level 7
CHL | Chiller System | Position | Level 7
CHPCONV | Chip Conveyor | Position | Level 7
CRBENC | Circuit Breaker Enclosure | Position | Level 7
CLNSOLD | Cleaning Solution Dispenser | Position | Level 7
CNSWSA | Consist Wash Arches | Position | Level 7
CNSWSC | Consist Wash Chemical Feed | Position | Level 7
CNSWSWTS | Consist Wash Wastewater Treatment System | Position | Level 7
CNSWSWD | Consist Wash Water Dist. | Position | Level 7
CRN | Crane | Position | Level 7
CRNREMC | Crane Remote Control | Position | Level 7
DSLDISP | Diesel Dispenser | Position | Level 7
DSLST | Diesel Storage Tank | Position | Level 7
DOMWDS | Domestic Water Dist. System | Position | Level 7
DRNCB | Drainage Catch Basin | Position | Level 7
CRNCBR | Drainage Culvert Barrel | Position | Level 7
DRWOBR | Draw-Out breaker | Position | Level 7
DRPTABL | Drop table | Position | Level 7
DSTCOLLC | Dust Collector | Position | Level 7
ELECHTS | Electric Heat Trace System | Position | Level 7
ELVTR | Elevator | Position | Level 7
EMGDEF | Emergency Defibrillator | Position | Level 7
EMRGEN | Emergency Generator | Position | Level 7
EMRGPF | Emergency Plumbing Fixture | Position | Level 7
ESCLTR | Escalator | Position | Level 7
FALASYS | Fall Arrest System | Position | Level 7
FAN | Fan | Position | Level 7
FANCL | Fan Coil | Position | Level 7
FLTRBX | Filter Box | Position | Level 7
FRDSYS | Fire Detection System | Position | Level 7
FREXT | Fire Extinguisher | Position | Level 7
FRHCB | Fire Hose and Cabinet | Position | Level 7
FRHYD | Fire Hydrants | Position | Level 7
FRPSYS | Fire Protection System | Position | Level 7
FRPMP | Fire Pump | Position | Level 7
FRSHTTR | Fire Shutter | Position | Level 7
FRSPUN | Fire Suppression Units | Position | Level 7
FRAIDK | First Aid Kit | Position | Level 7
FLRHSMS | Floor Heating Sys. | Position | Level 7
FLARRVLV | Fuel Air Release Valve | Position | Level 7
FLDSTDEF | Fuel Dist. System - DEF | Position | Level 7
FLDSDS | Fuel Dist. System - Diesel | Position | Level 7
FLEMRVLV | Fuel Emergency Shutoff Valve | Position | Level 7
FLFMTR | Fuel Flow Meter | Position | Level 7
FLOFFLGC | Fuel Off-loading Ground Clamp | Position | Level 7
FLOFFLHC | Fuel Off-loading Hose Connection | Position | Level 7
FSLP | Fuel Relief/ Slop Tank | Position | Level 7
FLSMP | Fuel Sump | Position | Level 7
FUELPMTR | Fuel System Pump Motor | Position | Level 7
FURN | Furnace | Position | Level 7
FZDISC | Fuse Disconnect | Position | Level 7
GSDESYS | Gas Detection System | Position | Level 7
GSMVLV | Gas Dist - Main Valve | Position | Level 7
GSPSYS | Gas Dist. Piping System | Position | Level 7
GSDSTSYS | Gas Dist. System | Position | Level 7
GSVP | Gas Vaporizer | Position | Level 7
GGE | Gauge | Position | Level 7
GENERAL | General Class | Position | Level 7
GLMSYS | Glycol Make-Up System | Position | Level 7
GRLPS | Grounding and Lightning PS | Position | Level 7
HNDDRY | Hand Dryer | Position | Level 7
HTWTRHT | Hot Water Heater | Position | Level 7
HVACDS | HVAC Air Dist. System | Position | Level 7
HCLKDTC | Hydrocarbon Leak Detection System | Position | Level 7
LGHT | Lighting | Position | Level 7
LGHTCTRL | Lighting Control System | Position | Level 7
LOADBNK | Load Bank | Position | Level 7
LOADDL | Loading Dock Levelers | Position | Level 7
LCOWCF | Locomotive Wash Chemical Feed | Position | Level 7
LCOWWTS | Locomotive Wash Wastewater Treatment System | Position | Level 7
LVDSYS | Low Voltage Dist. System | Position | Level 7
LVETE | Low Voltage Electrical Testing Equipment | Position | Level 7
LVPAN | Low Voltage Panel | Position | Level 7
LVTRS | Low Voltage Transformer | Position | Level 7
MHVLTDS | Medium/High Voltage Dist. System | Position | Level 7
MHVTRS | Medium/High Voltage Transformer | Position | Level 7
MIXER | Mixer | Position | Level 7
MCC | Motor Control Centers | Position | Level 7
PHTOSYS | Photovoltaic System | Position | Level 7
PLMBFXT | Plumbing Fixture | Position | Level 7
PRTEMG | Portable Emergency Eyewash | Position | Level 7
PINVLV | Post Indicator Valve | Position | Level 7
PGV | Pressure Regulating Valve | Position | Level 7
PTARCP | Pressure Tank - Air Compressor | Position | Level 7
RCTFR | Rectifier | Position | Level 7
REFBCC | Refrigerant Branch Circuit Controller | Position | Level 7
SNDBLR | Sand Blower | Position | Level 7
SNPMPT | Sand Pump - Train | Position | Level 7
SEPTNK | Septic Tank | Position | Level 7
SEWCLRST | Sewage Clear Station | Position | Level 7
SHRVLV | Shear Valve | Position | Level 7
SIGLGHT | Signal Light | Position | Level 7
SPKST | Spill Kits Station | Position | Level 7
SPRNKSYS | Sprinkler System | Position | Level 7
STNDPSYS | Standpipe System | Position | Level 7
STRCEPTR | Stormceptor | Position | Level 7
SUBSRFCS | Subsurface Stormwater Control System | Position | Level 7
STRMCS | Subsurface Stormwater Controls system (piping) | Position | Level 7
SMPIT | Sump Pit | Position | Level 7
SURFSCS | Surface Stormwater Control | Position | Level 7
SUSPUTIL | Suspended Utilities | Position | Level 7
SWTBRD | Switchboard | Position | Level 7
SWTGR | Switchgear | Position | Level 7
SWTYDSE | Switchyard Service Entrance | Position | Level 7
SWTYTRS | Switchyard Transformation | Position | Level 7
TANKHTR | Tank Heater | Position | Level 7
TRMHTR | Terminal Heater | Position | Level 7
TRSSWT | Transfer Switch | Position | Level 7
TRNSLVL | Transmitter - Level | Position | Level 7
TRNSPR | Transmitter - Pressure | Position | Level 7
TRNSTEMP | Transmitter - Temperature | Position | Level 7
TUNSTRUC | Tunnel Structure | Position | Level 7
UPS | UPS | Position | Level 7
UVWTRSTR | UV Water Sterilization | Position | Level 7
VARARVU | Variable Air Volume Unit | Position | Level 7
WWCLS | Waste Water Collection System | Position | Level 7
WSTWLS | Waste Water Lift Station | Position | Level 7
WTRSFNR | Water Softener | Position | Level 7
WWELL | Water Well | Position | Level 7
WL | Wheel Lathe | Position | Level 7
ARHU | Air Handling Unit | Position | Level 7-8
DCTHTR | Duct Heater | Position | Level 7-8
HRU | Heat Recovery Unit | Position | Level 7-8
HVACP | HVAC Piping System | Position | Level 7-8
HSPS | HVAC Steam Piping System | Position | Level 7-8
HYDS | Hydronic System | Position | Level 7-8
STDE | Steam Deaerator | Position | Level 7-8
ABTMT | Abutment | Position | Level 8
AHUSH | Air Handling Unit, Steam | Position | Level 8
BTPIER | Bent/ Pier | Position | Level 8
BDT | Blowdown tank | Position | Level 8
CT | Condensate Tank | Position | Level 8
DEFVFLTR | DEF Vent Filter | Position | Level 8
DEHMDFR | Dehumidifier | Position | Level 8
HE | Heat Exchanger | Position | Level 8
HMDFR | Humidifier | Position | Level 8
LSHIGH | Level Switch - High-High | Position | Level 8
LSLOW | Level Switch - Low-Low | Position | Level 8
LOADARM | Loading Arm | Position | Level 8
LOADARMT | Loading Arm Drip Tray | Position | Level 8
SFT | Steam Flash Tank | Position | Level 8
SMDT | Stormwater detention tank | Position | Level 8
SFST | Stormwater fuelling island spill tray | Position | Level 8
SOGS | Stormwater oil grit separator | Position | Level 8
SOSV | Stormwater oil stop valve | Position | Level 8
SOWS | Stormwater oil water separator | Position | Level 8
SOF | Stormwater outflow | Position | Level 8
SSV | Stormwater shutoff valve | Position | Level 8
ACCLDR | Access Ladder | Asset | Level 7
AWBIS | Automated Wheel and Brake Inspection System (AWBIS) | Asset | Level 7
BOLRD | Bollard | Asset | Level 7
BRDG | Bridge | Asset | Level 7
CNPY | Canopy | Asset | Level 7
DEFDISP | DEF Dispenser | Asset | Level 7
DR | Door | Asset | Level 7
DRARCRTN | Door Air Curtain | Asset | Level 7
EXTRWLL | Exterior Wall | Asset | Level 7
FNC | Fence | Asset | Level 7
FXFURN | Fixed Furniture | Asset | Level 7
FXGRBG | Fixed Garbage Bin | Asset | Level 7
FLGPL | Flag Pole | Asset | Level 7
FLTROOF | Flat Roof | Asset | Level 7
GATE | Gate | Asset | Level 7
GRDRL | Guard Rail | Asset | Level 7
HNDRL | Hand Rail | Asset | Level 7
HEDOMTIC | Head-o-Matic Distribution System | Asset | Level 7
LOCOWSDS | Locomotive Wash Distribution System | Asset | Level 7
OHDDR | Overhead Door | Asset | Level 7
PRPTWLL | Parapet Wall | Asset | Level 7
PKGAREA | Parking Area | Asset | Level 7
PKGDCKPS | Parking Deck Protection System | Asset | Level 7
PKGSTRDK | Parking Structure Deck | Asset | Level 7
PKGSTRFR | Parking Structure Framing | Asset | Level 7
PKGSTRRF | Parking Structure Roof | Asset | Level 7
PKGSTRSL | Parking Structure Slab on Grade | Asset | Level 7
PEDWLK | Pedestrian walk way | Asset | Level 7
PORTOFFC | Portable Office | Asset | Level 7
PRTKARCP | Pressure Tank - Air Compressor | Asset | Level 7
RLMNACC | Rail Mini Accessibility Platform | Asset | Level 7
RTNWLL | Retaining Wall | Asset | Level 7
RDWY | Roadway | Asset | Level 7
RMINT | Room Interior | Asset | Level 7
SANDHOP | Sand Hopper | Asset | Level 7
SNDLDDS | Sand Loading Distribution System | Asset | Level 7
SNDPOD | Sand Pod | Asset | Level 7
SHD | Shed | Asset | Level 7
SHLTR | Shelter | Asset | Level 7
SGNFACID | Signs - Facility ID | Asset | Level 7
SGNPARK | Signs - Parking | Asset | Level 7
SLPDRF | Sloped Roof | Asset | Level 7
STRWY | Stairway | Asset | Level 7
SBSTRUCT | Substructure | Asset | Level 7
SPSTRUCT | Superstructure | Asset | Level 7
TRFCBARR | Traffic Barrier | Asset | Level 7
TRNWHTS | Train Wheel Truing System | Asset | Level 7
VHCLECU | Vehicle Charging Unit | Asset | Level 7
WSTARPMP | Waste Antifreeze Recovery Pump Station | Asset | Level 7
WSTARSYS | Waste Antifreeze Recovery System | Asset | Level 7
WYPWMCC | Wayside Power MCC | Asset | Level 7
WINDSYS | Window System | Asset | Level 7
ACCPLTF | Access Platform | Asset | Level 7-8
ARCMPRS | Air Compressor | Asset | Level 7-8
CMPADS | Compressed Air Distribution System | Asset | Level 7-8
CP | Control Panel | Asset | Level 7-8
DRYARCP | Dryer - Air Compressor | Asset | Level 7-8
EMRGSB | Emergency Stop Button | Asset | Level 7-8
EXPTANK | Expansion Tank | Asset | Level 7-8
FLTR | Filter | Asset | Level 7-8
LGHTSTD | Light Standard | Asset | Level 7-8
LOWVLTPB | Low Voltage Panel Board | Asset | Level 7-8
MNHOL | Manhole | Asset | Level 7-8
MANVLV | Manual Valve (>=100) | Asset | Level 7-8
MTROVLEA | Motor Operated Valve and Actuator | Asset | Level 7-8
PRREDVLV | Pressure Reducing Valve (PRV) | Asset | Level 7-8
PRRELVLV | Pressure Relief Valve (PRFV) | Asset | Level 7-8
PRWSPMP | Pressure Wash Pump Skid | Asset | Level 7-8
PMP | Pump | Asset | Level 7-8
RLPLTF | Rail Platform | Asset | Level 7-8
SNDSILO | Sand Silo | Asset | Level 7-8
SEP | Separator | Asset | Level 7-8
SOLEVLV | Solenoid Valve | Asset | Level 7-8
STORTNK | Storage Tank | Asset | Level 7-8
STRN | Strainer | Asset | Level 7-8
TRNFLDNS | Train Fluids Dispensing Station | Asset | Level 7-8
TRNFLDS | Train Fluids Distribution System | Asset | Level 7-8
TRNWORS | Train Waste Oil Recovery System | Asset | Level 7-8
UTLMTR | Utility Meters | Asset | Level 7-8
UTLPOLE | Utility Pole | Asset | Level 7-8
WYCMPARO | Wayside Compressed Air Outlet | Asset | Level 7-8
WYPWDSTP | Wayside Power Distribution Panel | Asset | Level 7-8
WYPOUTCB | Wayside Power Outlets & Cables | Asset | Level 7-8
AIRELIM | Air Eliminator | Asset | Level 8
ARCONC | Air-Conditioning - Condenser | Asset | Level 8
ARCONIE | Air-Conditioning - Indoor Evaporator | Asset | Level 8
BFP | Backflow Prevention | Asset | Level 8
BALVLV | Balancing Valve | Asset | Level 8
BPEMERGL | Battery Powered Emergency Lighting and Exit Lighting | Asset | Level 8
BPEMERGL | Battery Powered Emergency Lighting and Exit Lighting | Asset | Level 8
BOILR | Boiler | Asset | Level 8
BRDGBR | Bridge Bearing | Asset | Level 8
BRDGDS | Bridge Deck Structure | Asset | Level 8
BRDGDSPS | Bridge Deck Surface Protection System | Asset | Level 8
BRDGERS | Bridge Earth Retention System | Asset | Level 8
BRDGSPAN | Bridge Span | Asset | Level 8
BLDGAC | Building Automation Controls | Asset | Level 8
CPCTR | Capacitor | Asset | Level 8
CARPSYS | Car Puller System | Asset | Level 8
CHCKVLV | Check Valve (>100mm) | Asset | Level 8
CHMFTANK | Chemical Feed Tank | Asset | Level 8
CHLR | Chiller | Asset | Level 8
CHLRCOND | Chiller - Condenser | Asset | Level 8
CHLRCOOL | Chiller - Cooling Tower | Asset | Level 8
CHPCONV | Chip Conveyor | Asset | Level 8
CIRCBENC | Circuit Breaker Enclosure | Asset | Level 8
CLNSOLD | Cleaning Solution Dispenser | Asset | Level 8
CNSWSA | Consist Wash Arches | Asset | Level 8
CNSWSC | Consist Wash Chemical Feed | Asset | Level 8
CNSWSWTS | Consist Wash Wastewater Treatment System | Asset | Level 8
CNSWSWD | Consist Wash Water Distribution | Asset | Level 8
CRN | Crane | Asset | Level 8
CRNREMC | Crane Remote Control | Asset | Level 8
CULVAPR | Culvert Apron | Asset | Level 8
CULVBARR | Culvert Barrel | Asset | Level 8
DSLDISP | Diesel Dispenser | Asset | Level 8
DSLST | Diesel Storage Tank | Asset | Level 8
DOMWDS | Domestic Water Distribution System | Asset | Level 8
DRNCTCHB | Drainage Catch Basin | Asset | Level 8
DRNCULVB | Drainage Culvert Barrel | Asset | Level 8
DRWOUTBR | Draw-Out breaker | Asset | Level 8
DRPTABL | Drop table | Asset | Level 8
DSTCOLLC | Dust Collector | Asset | Level 8
ELECHTS | Electric Heat Trace System | Asset | Level 8
ELVTR | Elevator | Asset | Level 8
EMRGDFBR | Emergency Defibrillator | Asset | Level 8
EMRGGEN | Emergency Generator | Asset | Level 8
EMRGPF | Emergency Plumbing Fixture | Asset | Level 8
ESCLTR | Escalator | Asset | Level 8
FLLARSYS | Fall Arrest System | Asset | Level 8
FAN | Fan | Asset | Level 8
FANCL | Fan Coil | Asset | Level 8
FLTRBX | Filter Box | Asset | Level 8
FRDTCSYS | Fire Detection System | Asset | Level 8
FREXTNG | Fire Extinguisher | Asset | Level 8
FRHSCAB | Fire Hose and Cabinet | Asset | Level 8
FRHYDR | Fire Hydrants | Asset | Level 8
FRPRTSYS | Fire Protection System | Asset | Level 8
FRPMP | Fire Pump | Asset | Level 8
FRSHTTR | Fire Shutter | Asset | Level 8
FRSUPPU | Fire Suppression Units | Asset | Level 8
FRSTADKT | First Aid Kit | Asset | Level 8
FLRHSMS | Floor Heating/ Snow Melting System | Asset | Level 8
FLARRVLV | Fuel Air Release Valve | Asset | Level 8
FLDSTDEF | Fuel Distribution System - DEF | Asset | Level 8
FLDSTDIE | Fuel Distribution System - Diesel | Asset | Level 8
FLEMRVLV | Fuel Emergency Shutoff Valve | Asset | Level 8
FLFLWMTR | Fuel Flow Meter | Asset | Level 8
FLOFFLGC | Fuel Off-loading Ground Clamp | Asset | Level 8
FLOFFLHC | Fuel Off-loading Hose Connection | Asset | Level 8
FLRLFSLP | Fuel Relief/ Slop Tank | Asset | Level 8
FLSMP | Fuel Sump | Asset | Level 8
FUELPMTR | Fuel System Pump Motor | Asset | Level 8
FURN | Furnace | Asset | Level 8
FZDISC | Fuse Disconnect | Asset | Level 8
GSDTCSYS | Gas Detection System | Asset | Level 8
GSDSTMV | Gas Distribution - Main Valve | Asset | Level 8
GSDSTPS | Gas Distribution Piping System | Asset | Level 8
GSDSTSYS | Gas Distribution System | Asset | Level 8
GSVP | Gas Vaporizer | Asset | Level 8
GGE | Gauge | Asset | Level 8
GENERAL | General Class | Asset | Level 8
GLYMUSYS | Glycol Make-Up System | Asset | Level 8
GRNDLPS | Grounding and Lightning Protection System | Asset | Level 8
HNDDRY | Hand Dryer | Asset | Level 8
HRU | Heat Recovery Unit | Asset | Level 8
HTWTRHT | Hot Water Heater | Asset | Level 8
HVACARDS | HVAC Air Distribution System | Asset | Level 8
HCLKDTC | Hydrocarbon Leak Detection System | Asset | Level 8
LGHT | Lighting | Asset | Level 8
LGHTCTRL | Lighting Control System | Asset | Level 8
LOADBNK | Load Bank | Asset | Level 8
LOADDL | Loading Dock Levelers | Asset | Level 8
LOCOWSFD | Locomotive Wash Chemical Feed | Asset | Level 8
LOCOWWTS | Locomotive Wash Wastewater Treatment System | Asset | Level 8
LOWVLTDS | Low Voltage Distribution System | Asset | Level 8
LVETE | Low Voltage Electrical Testing Equipment | Asset | Level 8
LVPAN | Low Voltage Panel | Asset | Level 8
LOWVLTTR | Low Voltage Transformer | Asset | Level 8
MHVLTDS | Medium/High Voltage Distribution System | Asset | Level 8
MHVLTTRS | Medium/High Voltage Transformer | Asset | Level 8
MIXER | Mixer | Asset | Level 8
MTRCONTC | Motor Control Centers (MCC) | Asset | Level 8
PHTOSYS | Photovoltaic System | Asset | Level 8
PLMBFXT | Plumbing Fixture | Asset | Level 8
PLMBFXTF | Plumbing Fixture - Fountains | Asset | Level 8
PRTEMRGE | Portable Emergency Eyewash | Asset | Level 8
PSTINVLV | Post Indicator Valve | Asset | Level 8
PRREGVLV | Pressure Regulating Valve (PGV) | Asset | Level 8
PWWTS | Process Waste Water Treatment System | Asset | Level 8
RCTFR | Rectifier | Asset | Level 8
REFBCC | Refrigerant Branch Circuit Controller | Asset | Level 8
SNDBLR | Sand Blower | Asset | Level 8
SNDPMPTR | Sand Pump - Train | Asset | Level 8
SEPTNK | Septic Tank | Asset | Level 8
SEWCLRST | Sewage Clear Station | Asset | Level 8
SHRVLV | Shear Valve | Asset | Level 8
SIGLGHT | Signal Light | Asset | Level 8
SPLKTSTN | Spill Kits Station | Asset | Level 8
SPRNKSYS | Sprinkler System | Asset | Level 8
STNDPSYS | Standpipe System | Asset | Level 8
STRCEPTR | Stormceptor | Asset | Level 8
SUBSRFCS | Subsurface Stormwater Control System | Asset | Level 8
STRMCS | Subsurface Stormwater Controls system (piping) | Asset | Level 8
SMPIT | Sump Pit | Asset | Level 8
SURFSCS | Surface Stormwater Control | Asset | Level 8
SUSPUTIL | Suspended Utilities | Asset | Level 8
SWTBRD | Switchboard | Asset | Level 8
SWTGR | Switchgear | Asset | Level 8
SWTYDSE | Switchyard Service Entrance | Asset | Level 8
SWTYDTRS | Switchyard Transformation | Asset | Level 8
TANKHTR | Tank Heater | Asset | Level 8
TRMHTR | Terminal Heater | Asset | Level 8
TRNSFRSW | Transfer Switch | Asset | Level 8
TRNSLVL | Transmitter - Level | Asset | Level 8
TRNSPR | Transmitter - Pressure | Asset | Level 8
TRNSTEMP | Transmitter - Temperature | Asset | Level 8
TUNSTRUC | Tunnel Structure | Asset | Level 8
UTPWRSUP | Uninterruptable Power Supply | Asset | Level 8
UVWTRSTR | UV Water Sterilization | Asset | Level 8
VARARVU | Variable Air Volume Unit | Asset | Level 8
WSTWCOLS | Waste Water Collection System | Asset | Level 8
WSTWLS | Waste Water Lift Station | Asset | Level 8
WTRSFNR | Water Softener | Asset | Level 8
WWELL | Water Well | Asset | Level 8
WHLLATH | Wheel Lathe | Asset | Level 8
ARHU | Air Handling Unit | Asset | Level 8-9
DUCTHEAT | Duct Heater | Asset | Level 8-9
HVACPIPS | HVAC Piping System | Asset | Level 8-9
HVACSTPS | HVAC Steam Piping System | Asset | Level 8-9
HYDRSWT | Hydronic System Water Treatment | Asset | Level 8-9
STMDRTOR | Steam Deaerator | Asset | Level 8-9
ABTMT | Abutment | Asset | Level 9
ARHUSH | Air Handling Unit, Steam Heating | Asset | Level 9
BENTPIER | Bent/ Pier | Asset | Level 9
BLOWTANK | Blowdown Tank | Asset | Level 9
CNDSTANK | Condensate Tank | Asset | Level 9
DEFVFLTR | DEF Vent Filter | Asset | Level 9
DEHMDFR | Dehumidifier | Asset | Level 9
HEATEXCH | Heat Exchanger | Asset | Level 9
HMDFR | Humidifier | Asset | Level 9
LSHIGH | Level Switch - High-High | Asset | Level 9
LSLOW | Level Switch - Low-Low | Asset | Level 9
LOADARM | Loading Arm | Asset | Level 9
LOADARMT | Loading Arm Drip Tray | Asset | Level 9
STMFTANK | Steam Flash Tank | Asset | Level 9
STRMDT | Stormwater detention tank | Asset | Level 9
STRMFIST | Stormwater fuelling island spill tray | Asset | Level 9
STRMOGS | Stormwater oil grit separator | Asset | Level 9
STRMOSV | Stormwater oil stop valve | Asset | Level 9
STRMOWS | Stormwater oil water separator | Asset | Level 9
STRMOUTF | Stormwater outflow | Asset | Level 9
STRMSV | Stormwater shutoff valve | Asset | Level 9
Context & Considerations
- All levels of the Functional Asset Hierarchy have a corresponding code that represents the asset
- Load sheets before being loaded into INFOR will require the codes to be unique and differentiated through a sequence number (number of occurrences)

## 5.0 Asset Class
Asset Classification Data Standards |  | INDEX
Asset Class | Class Description
ABTMT | Abutment
ACCLDR | Access Ladder
ACCPLTF | Access Platform
ARCMPRS | Air Compressor
AIRELIM | Air Eliminator
ARHU | Air Handling Unit
ARHUSH | Air Handling Unit, Steam Heating
ARCONC | Air-Conditioning - Condenser
ARCONIE | Air-Conditioning - Indoor Evaporator
AWBIS | Automated Wheel and Brake Inspection System (AWBIS)
BFP | Backflow Prevention
BALVLV | Balancing Valve
BATTERY | Battery
BPEMERGL | Battery Powered Emergency Lighting and Exit Lighting
BENTPIER | Bent/ Pier
BLOWTANK | Blowdown Tank
BOILR | Boiler
BOLRD | Bollard
BRDG | Bridge
BRDGBR | Bridge Bearing
BRDGDS | Bridge Deck Structure
BRDGDSPS | Bridge Deck Surface Protection System
BRDGERS | Bridge Earth Retention System
BRDGSPAN | Bridge Span
BLDGAC | Building Automation Controls
CNPY | Canopy
CPCTR | Capacitor
CARPSYS | Car Puller System
CHCKVLV | Check Valve (>100mm)
CHMFTANK | Chemical Feed Tank
CHLR | Chiller
CHLRCOND | Chiller - Condenser
CHLRCOOL | Chiller - Cooling Tower
CHPCONV | Chip Conveyor
CIRCBENC | Circuit Breaker Enclosure
CLNSOLD | Cleaning Solution Dispenser
CMPADS | Compressed Air Distribution System
CNDSTANK | Condensate Tank
CNSWSA | Consist Wash Arches
CNSWSC | Consist Wash Chemical Feed
CNSWSWTS | Consist Wash Wastewater Treatment System
CNSWSWD | Consist Wash Water Distribution
CP | Control Panel
CRN | Crane
CRNREMC | Crane Remote Control
CULVAPR | Culvert Apron
CULVBARR | Culvert Barrel
DEFDISP | DEF Dispenser
DEFVFLTR | DEF Vent Filter
DEHMDFR | Dehumidifier
DSLDISP | Diesel Dispenser
DSLST | Diesel Storage Tank
DOMWDS | Domestic Water Distribution System
DR | Door
DRARCRTN | Door Air Curtain
DRNCTCHB | Drainage Catch Basin
DRNCULVB | Drainage Culvert Barrel
DRWOUTBR | Draw-Out breaker
DRPTABL | Drop table
DRYARCP | Dryer-Air Compressor
DUCTHEAT | Duct Heater
DSTCOLLC | Dust Collector
ELECHTS | Electric Heat Trace System
ELVTR | Elevator
EMRGDFBR | Emergency Defibrillator
EMRGGEN | Emergency Generator
EMRGPF | Emergency Plumbing Fixture
EMRGSB | Emergency Stop Button
ESCLTR | Escalator
EXPTANK | Expansion Tank
EXTRWLL | Exterior Wall
FLLARSYS | Fall Arrest System
FAN | Fan
FANCL | Fan Coil
FNC | Fence
FLTR | Filter
FLTRBX | Filter Box
FRDTCSYS | Fire Detection System
FREXTNG | Fire Extinguisher
FRHSCAB | Fire Hose and Cabinet
FRHYDR | Fire Hydrants
FRPRTSYS | Fire Protection System
FRPMP | Fire Pump
FRSHTTR | Fire Shutter
FRSUPPU | Fire Suppression Units
FRSTADKT | First Aid Kit
FXFURN | Fixed Furniture
FXGRBG | Fixed Garbage Bin
FLGPL | Flag Pole
FLTROOF | Flat Roof
FLRHSMS | Floor Heating/ Snow Melting System
FLARRVLV | Fuel Air Release Valve
FLDSTDEF | Fuel Distribution System - DEF
FLDSTDIE | Fuel Distribution System - Diesel
FLEMRVLV | Fuel Emergency Shutoff Valve
FLFLWMTR | Fuel Flow Meter
FLOFFLGC | Fuel Off-loading Ground Clamp
FLOFFLHC | Fuel Off-loading Hose Connection
FLRLFSLP | Fuel Relief/ Slop Tank
FLSMP | Fuel Sump
FUELPMTR | Fuel System Pump Motor
FURN | Furnace
FZDISC | Fuse Disconnect
GSDTCSYS | Gas Detection System
GSDSTMV | Gas Distribution - Main Valve
GSDSTPS | Gas Distribution Piping System
GSDSTSYS | Gas Distribution System
GSVP | Gas Vaporizer
GATE | Gate
GGE | Gauge
GENERAL | General Class
GLYMUSYS | Glycol Make-Up System
GRNDLPS | Grounding and Lightning Protection System
GRDRL | Guard Rail
HNDDRY | Hand Dryer
HNDRL | Hand Rail
HEDOMTIC | Head-o-Matic Distribution System
HEATEXCH | Heat Exchanger
HRU | Heat Recovery Unit
HTWTRHT | Hot Water Heater
HMDFR | Humidifier
HVACARDS | HVAC Air Distribution System
HVACPIPS | HVAC Piping System
HVACSTPS | HVAC Steam Piping System
HCLKDTC | Hydrocarbon Leak Detection System
HYDRSWT | Hydronic System Water Treatment
LSHIGH | Level Switch - High-High
LSLOW | Level Switch - Low-Low
LGHTSTD | Light Standard
LGHT | Lighting
LGHTCTRL | Lighting Control System
LOADBNK | Load Bank
LOADARM | Loading Arm
LOADARMT | Loading Arm Drip Tray
LOADDL | Loading Dock Levelers
LOCOWSFD | Locomotive Wash Chemical Feed
LOCOWSDS | Locomotive Wash Distribution System
LOCOWWTS | Locomotive Wash Wastewater Treatment System
LOWVLTDS | Low Voltage Distribution System
LVETE | Low Voltage Electrical Testing Equipment
LOWVLTPB | Low Voltage Panel Board
LOWVLTTR | Low Voltage Transformer
MNHOL | Manhole
MANVLV | Manual Valve (>=100)
MHVLTDS | Medium/High Voltage Distribution System
MHVLTTRS | Medium/High Voltage Transformer
MIXER | Mixer
MTRCONTC | Motor Control Centers (MCC)
MTROVLEA | Motor Operated Valve and Actuator
OHDDR | Overhead Door
PRPTWLL | Parapet Wall
PKGAREA | Parking Area
PKGDCKPS | Parking Deck Protection System
PKGSTRDK | Parking Structure Deck
PKGSTRFR | Parking Structure Framing
PKGSTRRF | Parking Structure Roof
PKGSTRSL | Parking Structure Slab on Grade
PEDWLK | Pedestrian walk way
PHTOSYS | Photovoltaic System
PLMBFXT | Plumbing Fixture
PLMBFXTF | Plumbing Fixture - Fountains
PRTEMRGE | Portable Emergency Eyewash
PORTOFFC | Portable Office
PSTINVLV | Post Indicator Valve
PRREDVLV | Pressure Reducing Valve (PRV)
PRREGVLV | Pressure Regulating Valve (PGV)
PRRELVLV | Pressure Relief Valve (PRFV)
PRTKARCP | Pressure Tank - Air Compressor
PRWSPMP | Pressure Wash Pump Skid
PWWTS | Process Waste Water Treatment System
PMP | Pump
RLMNACC | Rail Mini Accessibility Platform
RLPLTF | Rail Platform
RCTFR | Rectifier
REFBCC | Refrigerant Branch Circuit Controller
RTNWLL | Retaining Wall
RDWY | Roadway
RMINT | Room Interior
SNDBLR | Sand Blower
SANDHOP | Sand Hopper
SNDLDDS | Sand Loading Distribution System
SNDPOD | Sand Pod
SNDPMPTR | Sand Pump - Train
SNDSILO | Sand Silo
SEP | Separator
SEPTNK | Septic Tank
SEWCLRST | Sewage Clear Station
SHRVLV | Shear Valve
SHD | Shed
SHLTR | Shelter
SIGLGHT | Signal Light
SGNFACID | Signs - Facility ID
SGNPARK | Signs - Parking
SLPDRF | Sloped Roof
SOLEVLV | Solenoid Valve
SPLKTSTN | Spill Kits Station
SPRNKSYS | Sprinkler System
STRWY | Stairway
STNDPSYS | Standpipe System
STMDRTOR | Steam Deaerator
STMFTANK | Steam Flash Tank
STORTNK | Storage Tank
STRCEPTR | Stormceptor
STRMDT | Stormwater detention tank
STRMFIST | Stormwater fuelling island spill tray
STRMOGS | Stormwater oil grit separator
STRMOSV | Stormwater oil stop valve
STRMOWS | Stormwater oil water separator
STRMOUTF | Stormwater outflow
STRMSV | Stormwater shutoff valve
STRN | Strainer
SBSTRUCT | Substructure
SUBSRFCS | Subsurface Stormwater Control System
STRMCS | Subsurface Stormwater Controls system (piping)
SMPIT | Sump Pit
SPSTRUCT | Superstructure
SURFSCS | Surface Stormwater Control
SUSPUTIL | Suspended Utilities
SWTBRD | Switchboard
SWTGR | Switchgear
SWTYDSE | Switchyard Service Entrance
SWTYDTRS | Switchyard Transformation
TANKHTR | Tank Heater
TRMHTR | Terminal Heater
TRFCBARR | Traffic Barrier
TRNFLDNS | Train Fluids Dispensing Station
TRNFLDS | Train Fluids Distribution System
TRNWORS | Train Waste Oil Recovery System
TRNWHTS | Train Wheel Truing System
TRNSFRSW | Transfer Switch
TRNSLVL | Transmitter - Level
TRNSPR | Transmitter - Pressure
TRNSTEMP | Transmitter - Temperature
TUNSTRUC | Tunnel Structure
UTPWRSUP | Uninterruptable Power Supply
UTLMTR | Utility Meters
UTLPOLE | Utility Pole
UVWTRSTR | UV Water Sterilization
VARARVU | Variable Air Volume Unit
VHCLECU | Vehicle Charging Unit
WSTARPMP | Waste Antifreeze Recovery Pump Station
WSTARSYS | Waste Antifreeze Recovery System
WSTWCOLS | Waste Water Collection System
WSTWLS | Waste Water Lift Station
WTRSFNR | Water Softener
WWELL | Water Well
WYCMPARO | Wayside Compressed Air Outlet
WYPWDSTP | Wayside Power Distribution Panel
WYPWMCC | Wayside Power MCC
WYPOUTCB | Wayside Power Outlets & Cables
WHLLATH | Wheel Lathe
WINDSYS | Window System
Context and Considerations
- All assets within Metrolinx EAM will be associated with a class and category
- All new assets will either:
(a) Be associated with the existing class and category list found in the two tables below
(b) Modifications and/or additions to the existing class and category structure will be needed (Metrolinx involvement in design)
- The table highlights the existing class list with the associated code

## 5.1 List of Manufacturers
List of Manufacturers |  | INDEX
Manufacturer | Description
AAON | AAON
AARONSCALECO | Aaron Scale Co.
AARPW | AAR POWER BOSS INC.
ABAAM | ABA of America, Inc.
ABB | ABB Ltd.
ABBVG | BYGG, A.B. - OCH - TRANSPORT EKONOMI
ABEXX | Abex Corporation
ABLBD | ABLE BODY CO., INC.
ABSOPULSE | ABSOPULSE Electronics Ltd
AC | AC
ACCCN | Accuride Canada, Inc.
ACCCR | Accuride Corporation
ACCMN | ACCURATE M.F.G. PRODUCTS LTD.
ACCSS | ACCESSORY CONTROL & EQUIP CO.
ACCUENERGY | ACCUENERGY
ACDLC | AC Delco
ACEEC | ACE ELECTRIC CO.
ACEPT | ACE PAINT
ACFIRE | A-C Fire Pump Systems
ACFTP | ACE TARP & AWNING
ACKLANDS-GRAINGER | Acklands - Grainger Inc.
ACKLANDSINDUSTRIAL | ACKLANDS INDUSTRIAL
ACKLANDSLTD | ACKLANDS LTD.
ACM | ACM
ACME | Acme
ACMEQ | ACME QUALITY PRODUCTS
ACOCONTAINER | ACO container systems
ACORNENG | ACORN ENGINEERING
ACRNENG | Acorn Engineering Company
ACSOX | Asco
ACSPR | A. C. SPARK PLUG DIV., GMC
ACTARIS | Actaris
ACTCOMMUNICATIONS | ACT COMMUNICATIONS
ACTFRSTAID | Action First Aid
ACTIONSALESLIGHTING | Action Sales & Lighting Ltd.
ACUAMP | Automation Direct
ACURA | Acura Division of Honda Motor America, Inc.
ADELCOSUPPLYCOMPANY | Adelco Supply Company Inc.
ADKTR | Adkins Truck Equipment Company
ADL | Alexander Dennis
ADMCRP | Adams Corp
ADMGR | ADMARK GRAPHIC SYSTEM INC.
ADMOREFSD | Admore - Fire Separation Doors
ADP | Unit Heater Manusacturer
ADS | ADS
ADVANCE | Advance
ADVBR | ADVANCE BRUSHES INC.
ADVEN | Advanced Energy
ADVMC | Advance Machine, Inc.
ADVRM | ADVANCE-ROMER SANITARY PRODUCTS
ADVTG | Advantage
AECLV | A.E. Clevite Engine Parts Co.
AEG | AEG
AERLN | AERO-LINER CO.
AEROFLEX | Aeroflex
AERQP | Aeroquip Corporation
AFAR | AFAR
AFL | AFL Industries Inc.
AFLO | Aire-Flo
AGAFL | AGA FLEET PRODUCTS
AIMLT | AimLite
AIRAP | AIR-A-PLANE CORP.
AIRON | Airon Group of Companies
AIRPR | Air Products and Chemicals, Inc.
AIRRF | AIR REFINER (DIVISION OF DANA)
AIRTEST | Airtest Technologies Inc
AIRTHERM | Airtherm
AIRTX | AIR TEX INDUSTRIES
AIRXCEL | Airxcel
AKIND | AK Industries Inc.
AKMCP | AKMI CORP.
AKOUSTIK | Akoustik Engineering
ALBANY | ALBANY
ALBDOOR | Albany Door Systems
ALBER | Alber Cellcoder
ALBPUMP | Albany Pump Company Ltd.
ALBTL | Alabama Trailer Company, Inc.
ALBTR | TROSTEL PACKINGS, ALBERT, LTD.
ALCAD | ALCAD
ALCOA | Aluminum Company of America
ALDIND | Alderon Industries
ALECTRA | Alectra
ALEMT | ALEMITE & INST DIV., STEWART WARNER
ALFAINST | Alfa Instruments
ALGSDI | Algas-SDI
ALINE | Airline
ALIVER | Aliance Verdi
ALLAM | ALL AMERICAN TRUCK SLEEPER
ALLCH | Allis-Chalmers Corporation
ALLDB | ALLIED BOLT & SCREW
ALLED | ALLIEDSIGNAL TRUCK BRAKE SYSTEMS CO.
ALLEMITE | Allemite LLC
ALLENBRADLEY | ALLEN-BRADLEY
ALLGD | ALGOOD
ALLISON | Allison Transmission Inc.
ALLMAR INT | ALLMAR INTERNATIONAL
ALLNB | ALLEN BRADLEY CO.
ALLSN | ALLISON DIVISION, GMC (OBSOLETE)
ALLSTAR | All Star Manufacturing
ALLTR | ALLTRUCK,DUROBILT MFG.
ALLVL | ALLEGHENY VALVE CO.
ALLVN | ALLVAN CORPORATION
ALMAC | ALMAC INDUSTRIES LTD.
ALMBD | ALUMINUM BODY CORP.
ALMVN | ALUMAVENT
ALNWD | ALAN WOOD STEEL CO.
ALPEX | ALPEX MACHINE & TOOL CO.
ALPNE | ALPINE
ALSTOM | ALSTOM
ALSTOMSIGNALING | Alstom Signaling Inc.
ALSYS | A & L Systems, Inc.
ALTEC | Altec Industries, Inc.
ALTPRO | ALTPRO
ALUMINUS | ALUMINUS
ALUPSCAN | Always On UPS Systems Canada Inc.
ALVDO | Alvarado
ALYRC | ALLOY RODS CORP.
ALYTR | ALLOY TRAILERS, INC.
AMART | Amar Trailer Parts
AMAXL | American Axle and Manufacturing
AMDRY | American Dryer
AMEPR | AMERICAN PRECISION COMPANY
AMERX | AMEREX CORP.
AMES | Ames
AMETEKPWR | Ametek Powervar
AMETK | AMETEK
AMFAN | American Fan Company
AMGMETALS | AMG Metals Inc.
AMHRB | AM HAIRE BODY COMPANY
AMIX | Aeromix
AMMETER | American Meter Company
AMPHN | AMPHENOL CORP., RF MICROWAVE OPERATIONS
AMPPR | AMP PRODUCTS CORP.
AMRBD | AMERICAN BODY & EQUIPMENT CO.
AMRBR | AMERICAN BRAKEBLOK DIV., ABEX CORP.
AMRBS | AMERICAN BOSCH DIV., AMBAC IND
AMRCL | AMERICAN-COLEMAN CO.
AMRCR | American Carrier Equipment, Inc.
AMRGS | AMERICAN GREASE STICK CO.
AMRHS | AMERICAN HOIST & DERRICK CO.
AMRLF | American LaFrance
AMRLN | AMER-LINCOLN DIV., SCOTT & FETZER CO.
AMRLP | American Lifting Products, Inc.
AMRMT | American Motors Corporation (obsolete)
AMRSP | AMERICAN SPRINGS, INC.
AMRST | AMERICAN STEEL FOUNDRIES (ASF)
AMRTC | AMERICAN TRUCK BODY, INC.
AMRTR | AMERICAN TRAILERS INC.
AMRTW | AMERICAN TRUCK WASH, INC.
AMRX | Amerex Corporation
AMSCX | American Mobile Satellite Corporation
AMSIGNALS | AM SIGNALS
AMSPEC | American Specialties, Inc.
AMSTAND | American Standard
AMTCC | AMOT CONTROLS CORPORATION
AMTRN | AMERICAN TRANSPORTATION CORP.
AMTROL | Amtrol
AMTXX | Advanced Maintenance Technologies, Inc.
ANCHM | ANCHOR MOUNTS
ANCHOR | ANCHOR
ANCHR | ANCHORLOK DIV., ROYAL INDUSTRIES
ANCOX | ANDERSON COMPANY, THE
ANCRA | ANCRA CORPORATION
ANCXX | ANCO Products
ANDBL | Andrew Billets and Son
ANDRW | ANDREWS MACHINE SCREW CO.
ANRITSU | Anritsu
ANSALDO | ANSALDO
ANSLL | ANSELL EDMONTH INDUSTRIAL, INC.
ANSULSNTRY | Ansul Sentry
ANTHS | ANTHES DIVISION, GLEASON CORP.
AOMIX | Air-O-Mix Systems Inc.
AOSMITH | A.O. Smith Ltd.
APC | APC By Schneider Electric
APEXX | APEX, DIV. COOPER POWER TOOLS
APLBL | Apollo Ball Valve Div. of Conbraco Ind., Inc.
APNAA | AP NORTH AMERICAN AFTERMARKET DIV.
APOLO | Apollo
APPENERGY | Applied Energy Systems
APPLCOMF | Applied Comfort Products Carver Inc.
APPLT | APPLETON ELECTRIC CO.
APPRT | A.P. Parts
APSCO | APSCO, Inc.
APWRPRO | Air Powered Products Ltd.
AQGUARD | AquaGuard
AQRIUS | Aquarius
AQTELLCAN | Aquatell Canada
ARAG | Arag
ARCTIC | Arctic
ARCTR | ARCTIC TRAVELER DIV. oF TRANE
ARDYN | Airodyne Industries, Inc.
ARFSG | AEROFLASH SIGNAL
ARGDF | Airglide, Inc.
ARGOX | Argo Instruments Corporation
ARI-HETRA | Ari-Hetra
ARJAY | Arjay
ARKTR | Arkansas Trailer Manufacturing, Inc.
ARMPW | AIR-O-MATIC POWER STEERING CO.
ARMRB | ARMSTRONG RUBBER CO.
ARMRL | ARMOR ALL PRODUCTS CO.
ARMSTRNG | Armstrong
ARNES | Arnes Welding, Ltd.
ARO | ARO
ARROW | Arrow Manufacturing Company
ARRTR | Arrow Trailers Corporation
ARRWHART | Arrow-Hart of Canada Ltd.
ARSHL | AIRSHIELD CORPORATION
ARSRC | AIRESEARCH MFG. DIV., GARRETT CORP.
ARTEC | Artec
ARTFX | Arctic Fox
ARTMN | Rest-Rite, division of Artman Company
ARVID | Arvin Industries, Inc.
ARVIN | Arvin Ride and Motion Control Products
ARZN | Aerzen
ASAFE | A Safe
ASCA | ASCA
ASCO | ASCO
ASCOPT | ASCO Power Technologies
ASHDR | ASHCROFT DRESSER INSTRUMENTS
ASHDW | ASHDOWN MFG. CORP.
ASHIP | ASHLAND INDUSTRIAL PRODUCTS, DIV. VALVOLINE
ASHLAN | Ashland
ASHLN | ASHLAND OIL, INC.
ASIGRPCAN | ASI Group Canada
ASPEED | Air Speed
ASPLN | ASPLUNDH MANUFACTURING DIV.
ASSABLOY | ASSA ABLOY
ASTRA | Astra
ASTRO | Astro Industrial Machine, Ltd.
ASTROJOINTBRAKELTD | Astro Joint & Brake Ltd.
ASTROPLST | Astroplast
ASTWS | AUSTIN-WESTERN DIV., CLARK EQUIP. CO.
ATCFROST | ATC-FROST
ATECO | Ateco Equipment, Inc.
ATEK | Airtek Ltd.
ATHEY | Athey Products Corporation
ATKNS | ATKINSON
ATLAS | ATLAS HOIST & BODY INC.
ATLASCO | Atlas Copco
ATLCN | ATLAS CENTENNIAL TRUCK BODY MFG. CO.
ATLCP | Atlas Copco, Inc.
ATLHW | Atlas, H. Weyhausen, K.G
ATLIN | Atlantic India Rubber Company
ATLTR | ATLANTIC TRUCK & TRAILER, LTD.
ATTNK | AUTOTANK CO.
AUBCL | Auburn Clutch Company, Inc.
AUDVX | Audiovox Corporation
AUMND | AUMAND TRAILER & EQUIP CO. LTD.
AURORA | Aurora
AUTAC | AUTAC INC.
AUTCR | AUTOCAR DIV., WHITE MOTOR CORP. (OBSOLETE)
AUTHD | AUTO HARDWARE
AUTLT | AUTOLITE DIVISION, FORD MOTOR CO.
AUTMT | AUTOMOTIVE AIR, INC.
AUTOANALYSERSERVICES | Auto Analyser Services Inc.
AUTODOOR | Auto Doors Inc.
AUTOV | AUTO-VEHICLE PARTS CO.
AUTST | Auto Steering Trailers, Ltd.
AVAYA | Avaya
AVENT | Aerovent
AVIGILON | Avigilon
AVK | AVK
AVR | AVR
AVRNMT | Aerovironment
AVTRON | AVTRON LOAD BANK
AWARD | AWARD TRAILERS
AWECO | AWECO
AWIS | Air Wise Inc.
AXIOM | Axiom Manufacturing
AXLEQ | AXLE & EQUIPMENT SALES CO.
AZCO | Azco
AZTPR | Aztec Products, Inc.
BACKX | Back Motor Bodies, Ltd.
BADGER | Badger Fire Protection
BAKEQ | BAKER EQUIPMENT & SUPPLY, INC.
BAKER | BAKER, MTL HDLG DIV., OTIS ELEV CO.
BAKERTRANSITPARTS | Baker Transit Parts Inc.
BALDOR | Baldor
BALMAX | Ballomax
BALTCO | Baltimore Aircoil Company Inc.
BAM | Bam
BANCD | Bandag Canada
BANDG | Bandag, Inc.
BARBL | BAR-BEL FABRICATING CO., INC.
BARCHENG | Barchard Engineering Ltd.
BARD | Bard
BARNES | Barnes Pumps Canada Inc.
BARNS | BARNES LUMBER & MFG. CO.
BATCO | BATCO
BAUMANN | Baumann
BAYCO | BAYCO INDUSTRIES
BBAFR | BBA Friction, Inc.
BBBMF | BABB MFG. CO., INC.
BBC | BBC Brown Boveri
BBEQP | B&B Equipment Sales Company, Inc.
BCAXX | BCA, FEDERAL-MOGUL
BCHMN | BEACH MANUFACTURING COMPANY
BCKRB | BUCKEYE RUBBER PRODUCTS INC.
BDCCL | BEDCOCK CLUTCH BRAKE
BDFRD | BEDFORD
BDRMC | BEDARCO MC GRUER - CN
BEALL | BEALL PIPE & TANK CORP.
BEAMS | BEAMS INDUSTRIES, INC.
BECKETT | Beckett
BEDCO | BEDCO
BEEWR | BEE WIRE AND CABLE
BEGGS | BEGGS INC.
BEGHCAN | Beghelli Canada Inc.
BEHRA | BEHR America, Inc.
BEKO | Beko
BEL | BEL
BELART | Bel-Art Inc.
BELDEN | Belden
BELIMO | Belimo
BELL | Bell
BELLA | Bell Additives, Inc.
BELLGOSS | Bell & Gossett
BELTHERM | Bel Thermal Units Inc.
BEMAG | BEMAG
BEMAR | BE-MAR INC.
BENDX | BENDIX CORPORATION, THE
BENECOR | Benecor
BENNETANDELLIOTT | Bennett & Elliott Ltd
BENNING | Benning
BEPCO | BEPCO INC.
BERGX | BERG MFG. CO., THE
BERKO | Berko
BERNER | Berner
BERNG | Bering Truck Company
BERRY | BERRYMAN PRODUCTS, INC.
BESTPWR | Best Power
BFSIND | BFS Industries
BGRGC | BIG RIG COMPONENTS DIV.
BIDDLE | Biddle Air Systems Ltd.
BIGASSFANS | Big Ass Fans
BIGBY | BIG BOY COMPONENTS
BIGDB | BIG D BRAKE & CLUTCH
BIGJO | BIG JOE MFG. CO.
BIKAC | BIKE ATHLETIC CO.
BILCO | Bilco
BIRD | Bird
BITNR | BITNER MANUFACTURING CO.
BKBTR | B.K. & B. TRUCK BODIES, LTD.
BKREQ | BAKER EQUIPMENT ENGINEERING CO.
BLACK | BLACK & DECKER, INC.
BLACKBOX | BLACKBOX
BLAWX | BLAW KNOX CNST EQ (WHITE CONS IND)
BLBRD | BLUE BIRD BODY COMPANY
BLCDM | BLACK DIAMOND ENTERPRISES INC.
BLCPM | BLACKMER PUMP DIVISION, DOVER CORP.
BLDFL | Baldwin Filters, Inc.
BLDNT | BELDEN TRANSPORT DIVISION
BLINE | Bee Line Company
BLKCR | BLACKSTONE CORPORATION
BLKDM | BLACK DIAMOND, INC.
BLKEQ | BULK EQUIPMENT MFG., INC.
BLKHW | BLACKHAWK AUTOMOTIVE, INC.
BLKMER | Blackmer
BLKN | Belkin
BLKSTRM | Black Storm
BLLGT | BILLY GOAT INDUSTRIES, INC.
BLLRV | RIVERS, BILL CORP., THE
BLLTR | BEALL TRANS LINER, INC.
BLMMF | BELMOR MFG LTD
BLSXX | Brake Lining Supply
BLUESTRM | Blue Storm
BLUGN | BLUE GIANT EQUIP OF CANADA LTD.
BM | B&M
BMMANU | B&M Manufacturing Inc.
BMWXX | BMW of North America, Inc.
BNDWS | BENDIX-WESTINGHOUSE AUTO AIR BRK
BNESL | BOONE, A.G., SALES & SERVICE
BNKHD | BANKHEAD
BNKLY | BINKLEY CO., THE
BNKMF | BINKS MANUFACTURING CO.
BNSTB | BENSON TRUCK BODIES, INC.
BNSWG | BINSWANGER GLASS CO.
BOBRICK | Bobrick Washroom Equipment Company
BOMAR | BOMAR TANK DISCHARGE SYSTEMS, INC.
BOONE | BOONE TRAILERS INC.
BOSCH | BOSCH CORPORATION, ROBERT
BOSQUET | Bosquet - Air Distribution
BOSREXCAN | Bosch Rexroth Canada Corp.
BOSSMAN | Bossman
BOTHWELL | BOTHWELL
BOULAY | Boulay Fabrication Inc.
BOUSQUET | HVAC Air Distribution System
BOWER | BOWER, FEDERAL-MOGUL
BOWMN | BOWMAN
BRADEN | Braden - Paccar Winch
BRADN | BRADEN INDUSTRIES INC.
BRADWHITE | Bradford White
BRASCON | BRASCON
BRAYBUILD | Bray Building Specialties Ltd.
BRBGR | BARBER-GREENE CO.(SUBS SMITH ENGINEERING)
BRCKW | BROCKWAY MOTOR TRUCKS DIV.
BRDCN | BRIDGESTONE (CANADA), INC.
BRDEQ | BRUDI EQUIPMENT, INC.
BRDLY | Bradley
BRDTR | BRIDGESTONE TIRE CO. OF AMERICA
BRGBC | BORG & BECK DIV., BORG-WARNER CORP.
BRGGN | BERGOIUGNAN USA INC.
BRGSR | BERGSTROM
BRGST | BRIGGS & STRATTON CORP.
BRGWR | BORG-WARNER CORP.
BRHTS | BEHR Heat Transfer Systems
BRIGADIER | Brigadier McAvity Canada
BRIGG | BRIGGS-WEAVER, INC.
BRITECH | Britech Distribution Inc.
BRITECHCABCON | Britech Heating Cables & Controls
BRITESPAN | BRITESPAN
BRKEL | BURKSHIRE ELECTRICAL CABLE CO.
BRKMS | BRAKEMASTER CORP.
BRKPR | Brakepro, Ltd.
BRKPT | BRAKE PARTS INC. DIV. ECHLIN INC.
BRKTC | BRAKE TECHNOLOGY CO., INC.
BRKWH | BRAKE & WHEEL PARTS
BRMNG | BIRMINGHAM MFG. CO., INC.
BRNNR | BRENNER TANK CO., INC.
BRNTF | BRANTFORD
BROAN | Broan-NuTone Canada, Inc
BROWN | BROWN TRAILER DIV., CLARK EQUIP CO.
BRRCM | BURRUSS COMPANY
BRRTR | Barrett Trailers, Inc.
BRRTT | BARRETT ELECTRONICS CORP.
BRSFL | BRISTOL FLARE CORP.
BRSMF | BORES MFG., INC.
BRTEN | BERTOLINI ENGINEERING CO, INC.
BRTLF | BARTLETT LIFTING DEVICES, INC.
BRTLT | BARTLETT TRAILER CORP.
BRWCR | BROWN CARGO VAN, INC.
BRYANDONK | Honeywell Bryan Donkin Gas Technologies Ltd.
BRZCL | Breeze Industrial Products
BSBSF | B.S. & B. SAFETY SYSTEMS, INC.
BSSMF | BOSS MFG. CO.
BSSMN | BUSSMANN
BSTIK | BOSTIK INC.
BSTRM | BOSTROM DIV., UNIVERSAL OIL PRODUCTS CO.
BTLFT | B.T. LIFT CANADA, LTD.
BTTMC | BETTS MACHINE CO.
BTTSP | Betts Spring Company
BUCER | BUCYRUS-ERIE CO. OF CANADA, LTD.
BUCKEYE | Buckeye Fire Equipment Company
BUCKF | BUCKEYE FIRE EQUIPMENT CO.
BUDDX | BUDD COMPANY, THE
BUDERUS | Buderus
BUDIN | BUD INDUSTRIES, INC.
BUELL | BUELL MFG. CO.
BUELLER | Bueller Gas
BUICK | Buick Motor Division of General Motors Corp.
BUNTB | BUNTING BEARINGS CORP.
BUSIA | BUS INDUSTRIES OF AMERICA
BUSTN | Bustin Industrial Products, Inc.
BUSTR | BUS & TRUCK SUPPLY CO., CNTL TRWY
BUTLR | BUTLER MFG. CO.
BXBPR | BUXBAUM PRODUCTS, CO.
BYRPR | BUYERS PRODUCTS CO.
BYRTW | BOYERTOWN AUTO BODY WORKS
C AND D | C & D
CADBT | C & D BATTERIES (ELTRA CORP. )
CAIN | Cain Industries
CALEFACTIO | Calefactio
CALTECH | Caloritech
CALVR | CALAVAR CORPORATION
CAMBRASS | Cambridge Brass
CAMDEN | CAMDEN
CAMERON | Cameron International
CAMTRAN | Cam Tran CO Ltd
CANABLAST | Canablast Industries Inc.
CANADIANA | Canadiana
CANADIANSOLAR | Canadian Solar
CANARM | Canarm Ltd.
CANBUILD | Can Build
CANDURA | Candura
CANGENEL | Canadian General Electric
CANRON | CANRON
CANWAY | Canway Equipment Manufacturing Inc
CARARM | Cararm for Fans
CARMR | CAR-MAR, INC.
CARNES | Carnes
CAROL | CAROLINA MILLS, INC.
CAROSTAN | Carostan Controls
CARQU | CARQUEST CORP
CARRIER | CARRIER
CARRR | CARRIER CORPORATION
CARTE | Carte International Inc.
CARTR | CARTER CARBURETOR DIV., ACF IND
CASCD | CASCADE CORPORATION
CASCO | CASCO PRODUCTS, DIV. SEQUA CORP.
CASEX | CASE, J. I. CO. (SUBS TENNECO)
CASPW | CASE POWER & EQUIP LTD.
CAT | CAT
CATERPILLAR | Caterpillar Corporation
CATTR | CATO TRAILER SERVICE CO., INC.
CATTRON | Cattron-Theimeg
CBLCR | CABLE CRAFT COMPANY
CBTSF | CABOT SAFETY CORP.
CCAN | C-CAN
CCHEQ | COACH & EQUIPMENT MFG. CORP.
CCHRN | COCHRANE EQUIPMENT CO.
CCPANEL | Custom Control Panels Inc.
CCPI | Con Cast Pipe Inc
CCPMN | CCP MANUFACTURING CO.
CCPWR | C&C Power
CDLDV | CADILLAC DIV., EVANS PRODUCTS CO.
CDLLC | Cadillac Motor Car Div. of GeneralMotorsCorp.
CDTECHNOLOGIES | C&D Technologies
CECXX | CEC
CENTRIPRO | CentriPro
CENTRY | Century Manufacturing
CES | C.E.S.
CFBND | C.F. BENDER, INC.
CGAVAZZI | Carlo Gavazzi
CGRPR | CGR PRODUCTS
CHAMP | Champion
CHCGH | CHICAGO HARDWARE & FIXTURE CO.
CHCGN | CHICAGO PNEUMATIC TOOL CO.
CHCKR | CHECKER MOTORS CORP.
CHCRW | CHICAGO RAWHIDE MFG. CO.
CHCTB | CHICAGO TUBE & IRON CO.
CHEMF | C.H. & E. MFG. CO.
CHGOBLOW | Chicago Blower Corp.
CHGOFAUC | Chicago Faucets
CHGOPNEU | Chicago Pneumatic
CHLCK | CHALLENGE-COOK BROS., INC.
CHLLN | CHALLENGER
CHLNG | CHALLENGER ARCTIC TRAVLR DIV., TRANE
CHLSS | CHALMERS SUSPENSIONS, INT'L, LTD.
CHLTR | CHILDS TRUCK BODIES
CHMCL | CHAM-CAL ENGINEERING
CHMCO | CHAMPION CO.,THE
CHMHM | CHAMPION HOME BUILDERS CO.
CHMPC | CHAMPION COATINGS
CHMPN | CHAMPION CARRIERS INC.
CHMPS | CHAMP SERVICE LINE DIV.,STD.MOTORPRODUCTSINC.
CHMSP | CHAMPION SPARK PLUG, DIV. COOPER INDUSTRIES
CHMTR | CHAMBERLIN TRAILERS
CHNNL | CHANNEL LOCK INC.
CHRGPNT | ChargePoint Inc.
CHRMR | Chrysler Corp Marine/Industrial Div
CHROMALOX | Chromalox Inc.
CHRONO | Chronomite
CHRYS | Chrysler Corporation
CHUBB | Chubb Ltd.
CHVRL | Chevrolet Motor
CHVRN | CHEVRON USA INC.
CIGENTEC | Cigentec
CINCINNATI FANS | Exhaust Fans
CIRCA | CIRCA
CISCO | Cisco
CITYX | CITY WELDING & MFG. CO.
CJRTM | C.J. ROBERTS MANUFACTURING CO.
CKALV | CHECK-ALL VALVE MFG. CO.
CLARK | CLARK EQUIPMENT CO.
CLARKE | Clarke Manufacturing
CLAVAL | CLA-VAL
CLEANGRD | CleanGuard
CLEAR | CLEAR CORPORATION
CLFIREPRO | Classic Fire Protection Inc.
CLGHX | CLOUGH EQUIPMENT CO.
CLIMX | CLIMAX INT'L EQUIP CO. LTD.
CLLHN | CALLAHAN ENGINEERING CO.
CLLMN | COLLINS MANUFACTURING CO., LTD.
CLM | CLM
CLMAN | COLEMAN COMPANY
CLMTR | COLUMBIA TRAILER CO. LTD.
CLMTTE | Climette
CLOPAY | CLOPAY
CLRKB | CLARK BROTHERS INSTRUMENT CO.
CLRKD | CLARKE DIV., MCGRAW-EDISON CO.
CLRTR | CLARK TRAILER SERVICE, INC.
CLTHR | CALTHERM CORPORATON
CLTIND | Colton Industries
CLVLN | CLEVELAND STEEL PRODUCTS CORP.
CLVTW | CLEVELAND TWIST DRILL CANADA LTD.
CLYIR | CLYDE IRON
CLYTN | CLAYTON MANUFACTURING CO.
CM | CM LTD.
CMBM | Cambium Networks
CMFRTAIRE | Comfort Air Mechanical Services
CMMNS | Cummins Engine Company, Inc.
CMMPL | COMMERCIAL PLASTICS
CMMRC | COMMERCIAL TRUCK BODIES LTD.
CMMSH | COMMERCIAL SHEARING, DIV. OF COMPONENT TECH.
CMMSN | CUMMINS SUNSTRAND INC.
CMMTR | COMMERCIAL TRUCK BODIES
CMMVN | COMMERCIAL VANS INC./BABCOCK MOTOR BODIES LTD
CMPCH | CAMPBELL CHAIN CO.
CMPCN | COMPAIR-CANADA LTD.
CMPPR | COMPLETE PARTS
CMSWTGRLTD | Commercial Switchgear Ltd
CMTELE | Comet Industries Inc
CMTLC | COMTELCO INDUSTRIES
CN | CN
CN STANDARD PLAN | CN Standard Plan
CNDCR | CANADIAN CAR DIV., HAWKDER SIDDELEY LTD.
CNDRC | CONDAR CARRIAGE CO.
CNSMT | CONSOLIDATED METCO INC.
CNTAR | CONTINENTAL AIR & TECHNOLOGY, INC.
CNTIN | CENTENNIAL INDUSTRIES DIV., DOUGLAS & LOMASON
CNTMN | CONTRAN MANUFACTURING, 1982 LTD.
CNTNL | CENTENNIAL (DUNLOP TIRE & RUBBER)
CNTNN | CONTINENTAL MOTORS CORP.
CNTPR | CONTINENTAL PRODUCTS CO.
CNTTC | CENTRAL TRUCK BODY CO., LTD.
CNTTN | CONTINENTAL TIRE NORTH AMERICA
CNTTR | CONTINENTAL TRAILER CORP.
CNTTW | CONTINENTAL TRAILWAYS
CNVRGTCHINC | ConVergence Technologies, Inc
CNVRT | CONVERTO MANUFACTURING CO.
CNVTNMT | Convectair NMT Inc.
COATESEL | Coates Electric
COCOPV | COCO paving
COFFRET | COFFRET
COKBD | COOK BODY COMPANY
COLEMANMACH | COLEMAN-MACH
COLEX | COLE TRAILER COMPANY
COLHR | Cole Hersee Company
COLMB | COLUMBIA BODY & EQUIP CORP.
COLSL | Colonial Sales Division
COLSN | COLSON CASTER CORP.
COMAIR | Comairco Equipment Ltd.
COMATRELECO | Comat Releco
COMET | COMET CORP.
COMETCHEMICALCOMPANYLTD | Comet Chemical Company Ltd.
COMFEE | Comfee
COMMANDER | COMMANDER
COMMDRHW | Commercial Doors and Hardware
CONCAST | Con Cast
CONCTRLLTD | Continental Controls Ltd
CONDOR | CONDOR
CONDORSIGANDCOMM | Condor Signal and Communications
CONTECH | Contech
COOK | Cook
COOKC | COOK COMPOSITES & POLYMERS
COOKP | COOK PAINT & VARNISH CO.
COOPER | Cooper Industries
COOPR | Cooper Automotive
COPCO | COPCO STEEL & ENGINEERING CO.
COPPERBUS | Copper Bus
CORELITE | CORELITE
CORPC | CORPAC CO., LTD.
CORTC | CRANE COR TEC, INC.
COSTL | COASTAL MOBILE & MODULAR CORP.
COULOMB | Coulomb Technologies
COVIO | COVIO
CPCTY | CAPACITY, INC.
CPRTR | COOPER TIRE & RUBBER CO.
CPTRB | CAPITAL TRUCK BODIES
CRAGG | CRAGG
CRANE | Crane
CRBTT | CORBETT
CRDCN | CARDINAL CONTROLS CO. INC.
CRDNL | CARDINAL PRODUCTS INC.
CRGMT | CARGOMATIC DIV., TRI-DAIR INDUSTRIES
CRGTR | CARGOTROL
CRICTRL | Cristal Control
CRISTAL | Cristal
CRITICALENV | Critical Environment Technologies Canada Inc
CRLCB | CAROL CABLE CO., DIV. OF AVNET CORP.
CRLGR | CAROLINA GRATING CO. INC.
CRLON | CARLON
CRLSL | CARLISLE CORP.
CRNFR | CRANE FRUEHAUF
CRNTP | CORONET PARTS
CRONIN | Cronin Fabrication
CROZIER | CROZIER
CRPNT | CARPENTER BODY WORKS, INC.
CRRLL | CARROLL CO.
CRRYM | CARRYMASTER
CRSCN | CRESCENT CO., DIV. OF AVNET CORP.
CRSGR | CROSBY GROUP
CRSHN | CROUSE-HINDS DIV., COPER INDUSTRIES
CRTFD | CERTIFIED,BUTLER MFG. CO.
CRTNT | CORTINA TOOL & MOLDING CO.
CRTRN | CARTRAN MFG. LTD.
CRTWR | CARTWRIGHT
CRVTS | CRAVEN TASKER
CRWCC | CROWN COACH CORP.
CRWCN | CROWN CONTROLS CORP.
CRWDV | CROWN DIVISION, THE ALLEN GROUP, INC.
CRWEN | CROWN ENGINES & PARTS CO., LTD.
CRWNE | CROWN ELECTRONICS
CSHMN | CUSHMAN MOTORS
CSHTR | CASH TRAILERS, INC.
CSICTRL | CSI Controls
CSL | CSL
CSTBD | CUSTOM BODY MFG.
CSTCD | CUSTOM CRAFTED DOLLIES, INC.
CSTIN | CUSTOM INDUSTRIES
CSTRD | CUSTOM RADIO CORPORATION
CTRLPWRCO | Controlled Power Co
CTRLSPECINC | Control Specialties Inc.
CTRPL | CATERPILLAR TRACTOR CO.
CTRTG | CENTREVILLE TAG-A-LONG TRAILERS INC.
CTTRL | COTTRELL, INC.
CULLIGAN | Culligan Water Softener
CULTEC | Cultec Recharger
CUMMINS | CUMMINS POWER GENERATION
CUMMINSONT | Cummins Ontario Limited
CURTISINDUSTRIES | Curtis Industries Of Canada Ltd.
CURTISMILWWIS | CURTIS MILW.,WIS
CURTS | CURTIS MANUFACTURING
CUSTM | CUSTOM TRAILERS
CUSTOMFAB | Custom Fabrication
CUSTOMSTEELMFG | CUSTOM STEEL MFG
CUTLERHAMMER | CUTLER-HAMMER
CUTLETHAMMER | CUTLET HAMMER
CYCGR | CYCLO-GUARD AIR DRYERS
CYCLD | Cycloid Company
DACSYS | Dynamic Air Conveying Systems
DACTR | DACO TRAILER, INC.
DAFXX | DAF (IHC, NETHERLANDS)
DAIKIN | Daikin Applied Canada Inc.
DAIRY | DAIRY EQUIPMENT CO.
DAITC | DAI TECHNOLOGIES
DAKOT | DAKOTA MANUFACTURING CO.
DALLS | DALLAS TRUCK AIR CONDITIONING & ELECTRIC
DANAX | DANA CORPORATION
DANFOSS | DANFOSS INC.
DANHR | Danaher Corporation
DAPXX | DAP, INC.
DAREQ | Darr Equipment Company
DARTX | DART,K.W.\TRALR
DASTUART | D.A. Stuart, Inc.
DATAPROBE | DATAPROBE
DATSN | DATSUN
DAVCO | DAVCO, INC.
DAVEY | DAVEY COMPRESSOR CO.
DAVIS | DAVIES TRUCK EQUIP LTD.
DAYCO | DAYCO CORPORATION
DAYLMT | DAYTECH LIMITED
DAYTN | DAYTON STEEL FOUNDRY
DAYTON | DAYTON
DBISALA | . DBI SALA confined space winch
DBSMR | DUBOIS MARKETING, INC.
DBSPECTRA | Db Spectra
DCB | Data Comm for Business Inc
DCC | Dynamic Climate Control Inc.
DCKSN | DICKSON WELDING COMPANY
DDGDV | DODGE DIVISION, RELIANCE ELECTRIC CO.
DDR | DDR Americas
DEARBORN | Dearborn, Inc
DEBLC | DEBOLIAC
DECAST | DECAST
DECIB | DECIBLE PRODUCTS
DECO | Double Eco
DEDIETRICH | Boiler DeDietrich Hot Water Heating
DEGNSPCTRL | Design Space Trailers Inc
DEIND | D&E Industries, Inc.
DEKLB | DEKALB COMMERCIAL BODY CORP.
DELAM | DELCO-REMY AMERICA
DELBR | DELBAR PRODUCTS, INC.
DELHI | Delhi
DELIN | DELTA INDUSTRIES
DELL | DELL
DELTA | DELTA
DELTACFT | Delta Commercial Foreign Trade Inc.
DELTAT | DELTA Transformer
DELVN | DELAVAN INDUSTRIES INC.
DEMAC | Demac
DEMAG | Demag
DEMCO | DEMCO PRODUCTS, DETHMERS MFG. CO.
DEROS | DE ROSA & SONS, INC.
DESARDLNS | DESARDLNS
DETCO | DETCO INDUSTRIES, INC.
DETROITDIESEL | Detroit Diesel
DEUTZ | DEUTZ CORPORATION, N.A.
DEVAIR | Devair for Air Compressor
DEWALT | Dewalt
DEZURIK | Dezurik Of Canada Ltd
DFFNR | DUFF-NORTON COMPANY
DGLAT | DOUGLAS AUTOTECH CORPORATION
DGLLM | DOUGLAS & LOMASON CO.
DGNHM | DAGENHAM
DGTENECND | Digital Energy Canada Inc.
DIAMONDTHEWILLOWSCORP | Diamond The Willows Corp
DIENG | Diesel Engineering
DIESL | DIESEL POWER SUPPLY, INC.
DIETZ | DIETZ CO., R. E.
DIGI | DIGI International
DIGILINKGENESIS | DIGILINK Genesis
DIGITRCELTD | Digitrace LTD Inc.
DILTE | Dialight Corporation
DIMPLEX | DIMPLEX
DIPAC | DIPACO
DITEC | Ditec Entrematic
DIVCO | DIVCO TRUCK CO.
DIXIE | Dixie Electric, Inc.
DIXSN | DIXSON, INC.
DKIKI | Diesel Kiki
DKVNM | DEKOVEN MANUFACTURING
DLCRM | DELCO-REMY DIV., GMC
DLCTY | DEL CITY WIRE
DLDNM | DUAL DYNAMICS, INC.
DLINK | D-LINK
DLLAS | DALLAS SPRING
DLLPR | DILL PRODUCTS
DLMTC | DUAL MATIC PRODUCTS CO.
DLRTR | DEALERS TRUCK EQUIPMENT, INC.
DLTTC | DELTA TRUCK BODY, INC.
DLTTR | DELTA TIRE CORP. (ARMSTRONG/UNIROYAL)
DLYBD | DAILEY BODY COMPANY
DMNDB | DIAMOND B. BODY & TRAILER CORP.
DMNDT | DIAMOND T (OBSOLETE)
DMNRE | DIAMOND REO TRUCKS INC.
DMPST | DEMPSTER BROTHERS
DNHRD | DANHARD, INC.
DNLDB | BILLINGS INC., DONALD
DNLDS | DONALDSON CO., INC.
DNLTR | DUNLOP TIRE & RUBBER CORP.
DNRSS | DANRUSS ENTERPRISES
DOBRM | DOBERMANN TIRE CORP.
DODGE | DODGE DIV., CHRYSLER MOTOR CORP.
DOGLS | DOUGLAS BATTERY MFG. CO.
DOMAT | Dominion Automotive Industries, Inc.
DOMETIC | DOMETIC
DOMNN | DOMINION ENGINEERING WORKS LTD.
DONGAN | DONGAN
DOOSAN | Doosan International USA, Inc. (Generators)
DORAY | DO-RAY LAMP CO., INC.
DORST | DORSET
DORSY | DORSEY TRAILERS INC.
DOSATRON | Dosatron Water-Powered Dosing Technology (dosing pumps)
DOUBLE | Double
DOUGLAS | Douglas Manufacturing
DOVER | DOVER CORP., OPW DIV.
DOWCR | DOW CORNING CORP.
DOWXX | DOW CHEMICAL CO.
DPCKE | Delphi Packard Electric Systems
DPNTA | DUPONT AUTOMOTIVE PRODUCTS
DRBLT | DUROBILT MFG.
DRBTR | DURABODY & TRAILER, LTD.
DRCHR | DUROCHROME PRODUCTS, INC.
DRCTENEGY | Direct Energy Marketing Ltd
DREWCND | Drew Canada
DRISTEEM | Dri-Steem Corporation
DRKAT | DURKEE-ATWOOD CO.
DRKTR | DRAKE TRUCK BODIES
DRLTR | DURALITE TRUCK BODY & CONTAINER CORP.
DRMEN | DRUM ENGINEERING, INC.
DRMPR | DORMAN PRODUCTS CO.
DRMRK | D.R. MARKETING, INC.
DROTT | DROTT MANUFACTURING CO.
DRPWR | Deere Power Systems Group
DRUMDWLD | Drummond Welding & Steel Works Ltd
DRXIN | DREXEL INDUSTRIES, INC.
DSC | DSC
DSCLK | Disc-Lock International
DSSPR | DSS PRODIESEL
DTCIN | DATCON INSTRUMENT COMPANY
DTDSA | DETROIT DIESEL ALLISON, GMC (OBSOLETE)
DTDSC | Detroit Diesel Corporation
DTEINDUS | Dte Industries Limited
DTRAT | DETROIT AUTOMOTIVE PRODUCTS CORP.
DTRDS | DETROIT DIESEL ENG. DIV., GMC (OBSOLETE)
DTRTR | DETROIT TRAILER CO.
DUBOIS | Dubois
DUFFERINCONCRETE | DUFFERIN CONCRETE
DULDY | DUAL DYNAMICS
DUNBR | DUNBAR MANUFACTURING INC.
DUNHM | DUNHAM MFG. CO.
DUPNT | DUPONT DENEMOURS & CO., E. I.
DURACELL | Duracell
DURFM | DURA-FORM SEATING
DVCPR | DUVECO PRODUCTS
DVRPR | DOVER PARKERSBURG
DVSMN | DAVIS MANUFACTURING CO.
DWF | Dominion Wheel & Foundries
DXNVL | DIXON VALVE & COUPLING CO.
DXTER | Dexter Axle Company
DYNAC | DYNACRAFT CORP.
DYNAFORCE | Dynaforce Door Air Curtain Fans
DYNFL | DYNAFLEX PRODUCTS
DYNRV | DYNEX/RIVETT INC.
DYSON | Dyson Canada Ltd.
DYTPR | DAYTON PARTS, INC.
DYTWL | DAYTON-WALTHER CORP.
E3 | E3
EAGEL | EAGLE ELECTRIC MFG. CO., INC.
EAGLE | EAGLE DESIGNS
EASTX | EAST MANUFACTURING CO.
EATON | EATON
EATONALLPRO | EATON-ALL-PRO
EATVR | EATON VORAD TECHNOLOGIES
EBB | EBB
ECCOC | ECCO CHEMICALS INC.
ECCOX | ELECTRONIC CONTROLS CO.
ECHLN | ECHLIN INC.
ECII | ECII
ECLCT | ECLECTIC PRODUCTS, INC.
ECO | Eco
EDBLL | E.D. BULLARD CO.
EDGETCH | Edgetch
EDWSYSTCH | Edwards Systems Technology
EDX WIRELESS | EDX WIRELESS INC
EEMAX | Eemax Inc
EFAFLEX | Efaflex Canada O/O Emergency Door Service
EGHPN | EIGHT POINT TRAILER CORP.
EGLIN | EAGLE INTERNATIONAL, INC.
EHOFMANN | E. Hofmann Plastics
EISDV | EIS DIVISION, STANDARD MOTOR PRODUCTS, INC.
ELCGS | ELECTRIC & GAS WELDING
ELCTR | Electrodyne Division of Gauss Corporation
ELCVH | ELECTRIC VEHICLE ASSOCIATES, INC.
ELDRD | EL DORADO R.V., INC.
ELECDATA | Electronic Data Systems
ELECSAFE | Electrical Safety Authority
ELECSYSLTD | Electrical Systems Ltd.
ELECTROMODE | ELECTROMODE
ELECTROPNEUMATICCORPORAT | ELECTRO PNEUMATIC CORPORATION
ELEYCORP | ELEY CORPORATION
ELGLC | ELGIN-LEACH CORP.
ELIAS | ELIAS, THOMAS, MFG. CO. LTD.
ELKAY | Elkay
ELLCN | ELLCON-NATIONAL INC.
ELLTT | ELLIOTT MANUFACTURING CO., INC.
ELO | Elo Touch Solutions
ELS | E.L.S.
ELSLC | ELS Language Centers - Toronto
ELSTER | elster
ELSTN | ELSTON CO., INC.
ELWPR | ELWELL-PARKER ELEC CO., THE
EMCMN | EIMCO MINING MACHINERY
EMCWH | EMCO WHEATON, INC.
EMERGILITE | Emergi-Lite
EMERSON | Emerson
EMPIRECTRL | Empire Controls Ltd
EMRIN | EMERY INDUSTRIES, INC.
EMRON | EMERGENCY ONE
ENCON | Encon Group Inc
ENDAN | ENDERBY-ANDERSON CO.
ENDRESS | Endress+Hauser Canada Ltd.
ENDRP | ENDURO PRODUCTS
ENDURON | Enduron Custom Inc
ENERCON | Enercon Canada Inc.
ENERPRO | Enerpro Systems Corporation.
ENERSYS | ENERSYS
ENERTEC | ENERTEC
ENERV | Enervac
ENGA | Enga Controls Inc
ENGAIR | Engineered Air
ENGAIRLM | Eng AIR/LM
ENGLR | ENGLER INSTRUMENT CO.
ENGPR | ENGINEERED PRODUCTS, CO.
ENMAR | En Mar Systems Ltd.
ENPWG | Engine Power Group (Briggs & Stratton)
ENTYR | ENTYRE, E D & CO.
ENVGRD | Envirogard Products Ltd.
ENVSOL | Charlotte Products Ltd.
ENVTECH | Environmental Technology Inc.
ENVYROZONE | ENVYROZONE
EPDST | Electronic Products Division
EPSON | Epson Canada
EQELECTRIC | EQ Electric
ERFXX | ERF, LTD.
ERICO | ERICO
ERIWH | ERIE WHLS DIV., ERIE MALLEABLE IRON
ERKSN | ERIKSON CORP.
ERLAU | Erlau
ERWELCAN | Erwel Canada
ESBGP | ESAB GROUP INC., THE
ESPAR | ESPAR, INC.
ESSCK | ESSICK DIV., A-T-O INC.
ESSEN | ESSEX ENGINEERING & MANUFACTURING CO.
ESSOPETROLEUMCANADA | Esso Petroleum Canada
EST | Electro Surface Technologies, Inc.
ESTLSCOMM | EST Life Safety & Communications
ESTPN | EAST PENN MANUFACTURING CO., INC.
ETHERWAN | ETHERWAN
ETNEN | EATON ENGINEERED POLYMER PROD. DIV.
ETNMR | EATON MARION DIV., EATON CORP.
ETNTP | EATON TRUCK PARTS
ETNVL | EATON VALEO CLUTCH CORPORATION (OBSOLETE)
ETRON | E-TRON
EUCLD | EUCLID INC. WHITE MOTOR CORP. (OBSOLETE)
EUCLI | Euclid Industries, Inc.
EUROBEX | Eurobex
EUROVAC | Eurovac/Clean Air Technologies Inc.
EVANS | EVANS PRODUCTS CO.
EVAPCO | EVAPCO, Inc.
EVERD | EVEREADY BATTERY CO., INC.
EVI | E.V.I.
EVOLVE | Evolve
EVRIN | EVERCO INDUSTRY CO.
EVRJH | EVRO JOHNSON PUMP LIMITED
EWING | Aluminium Flag Pole
EXCELDRY | Excel Dryer Inc.
EXIDE | EXIDE POWER SYSTEMS DIV., (ESB INC. )
EXODRAFT | Exodraft Ltd.
EXPANFLEX | Expanflex
EXTECH | Extech
EXTR | Extreme Networks
EXTROL | Extrol
EXXON | EXXON CO., USA
EYESALINE | Eyesaline
EZRID | E-Z RIDE SUSPENSIONS
EZYAT | EZY-AUTO TRAILER DIV,SOUTHERN SALES&SERV. CO.
FABCO | FABCO
FABGL | FAB-GLAS INDUSTRIES, INC.
FANSTEEL | FANSTEEL
FANTECH | FANTECH
FARGO | FARGO,CHRYSLER CANADA LTD.
FARRIS | Farris Engineering
FARRX | FARR CO.
FASCO | FASCO
FASTRAX | FASTRAX
FBMNF | F & B MANUFACTURING
FBRMT | FABRICATED METALS INC.
FCFP | Forest City Fire Protection
FCKIN | F. C. KINGSTON CO.
FCTEN | FACET ENTERPRISES INC.
FDRMG | FEDERAL-MOGUL CORP.
FDRMT | FEDERAL METAL HOSE CORP, FED. MFG. CORP.
FEDDERS | Fedders
FEDERALPIONEER | FEDERAL PIONEER
FEDPION | Federal Pioneer Ltd.
FEDRL | FEDERAL SIGN & SIGNAL CORP.
FELPR | FEL-PRO INCORPORATED
FEMYR | MYERS, F.E. & BROTHERS CO., THE
FERDM | FERODO AMERICA INC.
FERMAR | Fermar
FERRE | FERREE MOTOR & EQUIPMENT CO.
FERRUPS | Ferrups
FETECH | Forum Energy Technologies
FFEQUIP | Flag Fire Equipment Ltd.
FGPRD | F/G PRODUCTS, INC.
FIATX | FIAT DISTRIBUTORS INC.
FIAXX | Fia, Inc.
FIBERFOX | FiberFox
FICOX | FICO, AB
FIELDINGCHEMICAL | Fielding Chemical Technologies Inc.
FILKO | FILKO AUTOMOTIVE PRODUCTS (DIV. F&B)
FILLRITE | Fill-Rite
FINDER | FINDER
FIREBA | Fire & Burglar Alarms LTD
FIREFLEX | FireFlex System Inc.
FIRELOCKNXT | FireLock NXT
FIRST | FIRST
FISHCTRL | Fisher Controls International, LLC
FLBKN | FELBURN-KINGHAM CO.
FLEET | Fleet Engineers, Inc.
FLEMMING | Pit Jack
FLEXF | Flexflab Horizons International
FLEXISOFT | FLEXI SOFT
FLEXL | FLEX-A-LITE CONSOLIDATED INC.
FLEXON | Flexon Industries
FLGST | FLAGG STEEL PRODUCTS
FLLPR | FULLWELL PRODUCTS INC.
FLLRT | FILL-RITE DIV., TUTHILL CORP.
FLO | Flo For NRV Charger
FLOMATIC | Flomatic Corporation
FLORG | FLORIG EQUIPMENT CO., INC.
FLOSOURCE | FloSource Inc
FLSIN | FLOSCAN INSTRUMENTS CO.
FLTCM | FLEET COMPONENTS, DIV. OF WABASH NATIONAL CO.
FLTEN | FLEET ENGINEERS, INC.
FLTGR | FLEET GUARD, INC. (SUBS. CUMMINS)
FLTLN | FLEETLINE PRODUCTS INC.
FLTLS | FAULTLESS CASTER DIV., BABCOCK INDUSTRIES
FLTTR | FLEET TRUCK BODIES, INC.
FLUKE | Fluke
FLURC | FLUOROCARBON
FLXAL | FLEX-A-LITE CORP.
FLXBL | FLXIBLE CO.
FLXSU | FLXIBLE SOUTHERN CO.
FLXTN | FLEXTRAC-NODWELL LTD.
FLXTR | FLEXI-TRUC, GILBERT FLEXI-VAN, INC.
FMCXX | FMC CORP.
FNTCN | FONTAINE TRUCK BODIES - CN
FNTFW | Fontaine Fifth Wheel Company
FNTTR | FONTAINE TRUCK EQUIPMENT CO.
FNW | Ferguson Enterprises, LLC
FOMCL | Ford Motor Co. Canada Ltd.
FORDX | FORD, A DIVISION OF FORD MOTOR CO.
FORSTERINSTRUMENTS | Forster Instruments Inc.
FORTERRA | FORTERRA
FORTINET | Fortigate Firewalls
FPE | FPE
FPPFCHEMICAL | FPPF Chemical Co.
FRAMX | FRAM CORPORATION
FRANKE | Franke
FRBNK | FAIRBANKS CO.
FRCTN | FRICTION MATERIAL CO, INC.
FRDLT | Ford Motor Company
FRDMN | FREEDMAN SEATING CO.
FRDMR | FARDIER-MIRABEL, LTD.
FRDNB | FREUDENBERG NON-WOVENS LTD.
FRDSM | SMITH, FORD, MACHINE, LTD.
FRECS | FREIGHTLINER CUSTOM CHASSIS CORP.
FREDC | Fredco Enterprises
FREEINDUS | Freiborne Industries Inc.
FRGHT | Freightliner Corporation
FRIGI | Frigidaire
FRIULAIR | Friulair
FRONTIERCLIMAREF | Frontier Climaref
FROSTPRD | Frost Products Ltd.
FRSCN | FIRESTONE (CANADA), INC. (OBSOLETE)
FRSNDEV | Four Seasons Site Development Ltd.
FRSST | FIRESTONE STEEL PRODUCTS CO.
FRSTM | FROSTMASTER, CARRIER-TRANSICOLD CO.
FRSTN | FIRESTONE TIRE & RUBBER CO.
FRSTR | FROST TRAILER CO.
FRTGR | FORT GARRY INDUSTRIES, LTD. - CN
FRUHF | FRUEHAUF DIV., FRUEHAUF CORP.
FRYEX | FRYE TRAILER CORP. INC.
FSCURTIS | Curtis-Toledo, Inc.
FSIDX | Firestone Industrial Products
FTVAL | Fort Vale, Inc.
FUJITSU | Fujitsu
FULFLO | Fulflo Specialties, Inc.
FULLR | FULLER TRANSMISSION
FULTON | Fulton Manufacturing Industries LLC
FUNKX | FUNK MFG. CO.
FUSOX | Mitsubishi Fuso Truck of North America, Inc.
FVSTR | FIVE STAR MFG.
FWDXX | FWD CORP.
FWMSG | MURPHY MANUFACTURER, INC., FRANK W.
GALEC | GAL Canada Elevator Products
GALPSYS | GAL Power Systems
GAMTM | GAME-TIME, INC.
GANDALF | GANDALF
GARDCO | GARDCO LIGHTING
GARDCORP | I-Gard Corp
GARDENCITYOXYGENLTD | Garden City Oxygen Ltd.
GARRISON | Garrison & Garrison
GARWD | GAR WOOD INDUSTRIES INC
GASBY | Gasboy International, Inc.
GASMAST | Gasmaster Industries Ltd.
GATES | GATES RUBBER CO., THE
GBRLR | GABRIEL RIDE CONTROL PRODUCTS, INC.
GBSPECIALTIES | G & B SPECIALTIES
GCHNR | GICHNER MOBILE SYSTEMS (UNION CORP. )
GDRCH | GOODRICH CO., THE B. F.
GDREN | GOODRICH, B. F., ENGINEERED SYSTEMS CO.
GDYCN | Goodyear Canada, Inc.
GE | GE
GEGASA | GEGASA
GELIGHTING | Ge Lighting Controls
GELIGHTINGSOLUTIONS | GE LIGHTING SOLUTIONS
GENAIRPRD | GENERAL AIR PRODUCTS
GENDYMIC | General Dynamics
GENERACPOWERSYSTEM | GENERAC POWER SYSTEM
GENERALCABLE | General Cable
GENERALRLWYSIGNAL | General Railway Signal
GENERALSIGNAL | General Signal
GENERIC | Generic For Fire Hose
GENESIS | GENESIS
GENFIL | General Filtration
GENIE | Genie Industries
GENINDPOW | Generac Industrial Power
GENTEC | Gentec Manufacturing Inc.
GEOCL | GEOCEL CORPORATION
GERRD | GERARD, RAY & SONS
GETAC | Getac Technology Corporation
GETS | GETS
GFSC | Globe Fire Sprinkler Corp.
GGCRG | G.G. CARGO TRAILER INDUSTRIES
GIANT | Giant Manufacturing Co. Ltd.
GILLG | GILLIG CORP. (FORMERLY GILLIG BROS.)
GILMR | GILMORE TRAILER INC.
GINDY | GINDY MFG. CORP.
GINOVE | Ginove
GISP | Guardian Industrial Supply Group Inc.
GLBDR | GLOBAL DOORS, INC.
GLBEE | GLOBE ELECTRIC CO., INC.
GLDHL | GLEDHILL ROAD MACHINERY CO.
GLENTEK | GLENTEK
GLFCT | GULF CITY BODY & TRAILER WORKS, INC.
GLHRP | Glenn Harp and Sons, Inc.
GLLEQ | GALLAGHER EQUIPMENT CO.
GLMRM | GILMOUR MFG. CO. DIV., VERMONT AMERICAN CORP.
GLNIR | GALION IRON WORKS & MFG. CO.
GLOBALCOMMANDER | Global Commander
GLOBE | GLOBE UNION INC.
GLOBEMA | Globe Manufacturing
GMCCL | General Motors Corp. Of Canada Ltd.
GMCXX | GMC Truck Division
GMNIN | GEMINI INDUSTRIES, INC.
GMXXX | General Motors Corporation
GNB | GNB
GNBXX | GNB, INC.
GNRBT | GENERAL BATTERY CORP
GNREL | GENERAL ELECTRIC CO.
GNREN | GENERAL ENGINES CO., THE
GNRFR | GENERAL FIRE EXTINGUISHER CORP.
GNRLARE | General Filters, Inc.
GNRRS | GENERAL RESOURCE CORPORATION
GNRTR | GENERAL TRUCK BODY MFG. OF TEXAS, INC
GNTLK | GENT-L-KLEEN PRODUCTS, INC.
GNTRT | GENERAL TIRE & RUBBER CO., THE
GODYR | Goodyear Tire and Rubber Company
GOJOI | GO-JO INDUSTRIES
GOLDSTAR | Gold Star Manufacturing, L.L.C.
GOLTE | Golight, Inc.
GOMNF | G & O MANUFACTURING CO.
GOODL | Goodall Manufacturing, L.L.C.
GOODS | GOODSON AUTOMOTIVE MACHINE SHOP SUPPLIES
GOODYEAR | Goodyear Canada Inc.
GORBEL | Gorbel Inc.
GORDON | GORDON RAY
GORGYTIMING | Gorgy Timing
GORRUPP | The Gorman-Rupp Company
GOULD | GOULD, INC.
GOULDS | Goulds Pumps Canada Inc.
GPCUSMT | GP -Custom Metals
GPSCRGRD | GP- Screen Guard
GPSYS | General Power System
GRACO | Graco Inc.
GRAMM | GRAMM TRAILER CORP.
GRANDSTREAM | Grandstream
GRASCAN | Grascan
GRBTT | GORBETT BROS INC.
GRCPM | GRACO PUMPS OF CANADA, LTD.
GRDEQ | GIRARD EQUIPMENT, INC.
GRDIN | GUARDIAN INDUSTRIES
GRDNR | GARDNER DENVER CO.
GREE | Gree Electric Appliances Inc.
GREENHECK | Greenheck
GREENSTAR | GREEN STAR
GREENTURTLE | Green Turtle Technologies Ltd
GREGORYSIGNAGE | GREGORY SIGNAGE
GRESN | GRESEN MANUFACTURING CO.
GRETL | GREAT LAKES PARTS, INC.
GREYSTONE | Greystone Manufacturing LLC
GRGPA | GEORGIA PACIFIC
GRGRM | GEORGIA ARMATURE CO.
GRHWH | GRAHAM-WHITE SALES CORP.
GRMAL | GRUMMAN ALLIED INDUSTRIES
GRMOL | Grumman Olsen Industries, Inc.
GRMRP | GORMAN-RUPP CO., THE
GRMSC | GRIMMER SCHMIDT CORP.
GRNDR | GRAND ROCK CO, INC., THE
GRNGR | GRAINGER, W.W., INC.
GRNHECK | Greenheck Fan Corporation
GRNNG | GRANNING SUSPENSIONS
GROTE | Grote Industries, Inc.
GROVE | GROVE MANUFACTURING CO.
GROVR | GROVER PRODUCTS CO.
GRRHY | GARRISON HYDRAULICS DIV.(SPICER), DANA CORP.
GRS | GRS
GRSALSTOM | GRS/ALSTOM
GRSPATCO | GRS/PATCO
GRSRDG | GRS/RDG
GRSTN | GERSTENLAGER CO.
GRTDN | GREAT DANE TRAILERS
GRTLK | GREAT LAKES
GRUNDFOS | Pump Tech Inc.
GRVDV | GRAVELY DIVISON, CLARKE-GRAVELY CORP.
GRYHN | GREYHOUND CORPORATION
GRYRC | GREY-ROCK DIV., RAYBESTOS-MANHATTAN
GRZZL | GRIZZLY BRAKE DIV., LELAND CORP.
GS | GS
GSHCC | GOSHEN COACH CORP.
GSR | GSR
GSTBC | GUSTIN-BACON GRP, CERTAIN-TEED PRDCTS CRP.
GSW | GSW
GTDVC | GT Development Corporation
GTI | GTI Corporation Ltd
GUARDIANELECTRIC | GUARDIAN ELECTRIC
GUNIT | Gunite Corporation
GWBDY | G & W BODY WORKS, INC.
GWINSTEK | Gwinstek
GYCLEANSYS | Glyclean Systems
HADBR | HADBAR
HAGER | HAGER HINGE CO.
HAIER | Haier lnc.
HAITAMA | Haitama
HAKWE | HAKO WERKES
HALDR | Halder Brake Products Corporation
HALDX | HALDEX
HALLIDAY | Halliday Products Inc.
HALO | Halo
HALOCOM | Halo Commercial
HALSEY | Halsey Taylor Technical Services
HALSY | HALSEY TAYLOR
HAMBL | Hammer Blow
HAMILTONSTREETRAILWAY | Hamilton Street Railway
HAMMOND | HAMMOND
HANREEL | Hannay Reel Inc.
HANSLERSMITHLTD | Hansler Smith Ltd.
HARMON | HARMON
HARPERDETROITDIESELLTD | Harper Detroit Diesel Ltd.
HARTING | HARTING Technology Group
HAVIS | Havis Inc
HAWS | Haws Corporation
HAYDN | HAYDEN INC.
HAYES | Hayes
HAYLZ | Hayes Lemmerz International, Inc.
HBBMF | HOBBS MFG. CO.
HCKMF | HUCK MFG. CO. DIV., IND. FASTENER
HCKNY | HACKNEY BROS BODY CO.
HCKSN | HACKNEY & SONS
HCKTH | HECKETHORN
HCTECH | HC Technologies
HDHDS | H.D. HUDSON MFG. CO.
HDLIN | HOUDAILLE INDUSTRIES, INC.
HDLYP | HADLEY PRODUCTS
HE | HE
HEILX | HEIL CO.
HELLA | HELLA, INC.
HENKL | Henkel Co. Chemicals Gr. Lubricant Technolog.
HENWR | HEIN-WERNER CORP.
HERAS | Entrance Gate Manufacturer
HESSE | HESSE CORP.
HETKN | HEAT-KING, THERMO KING CORP.
HGGDV | HOGG & DAVIS, INC.
HGHIN | HIGHWAY INDUSTRIES INC.
HGHNS | HUGHES NETWORK SYSTEMS, INC.
HGHTL | HUGHES TOOL CO., INC.
HGHTR | HIGHWAY TRAILERS OF CANADA LTD.
HGHWY | HIGHWAY PRODUCTS INC.
HGSDT | Hegenscheidt-Mfd
HIABC | HIAB CRANES AND LODERS, INC.
HIBFC | HIAB-FOCO, AB
HINMT | HINO MOTORS LTD.
HITACHIRAILSTS | Hitachi Rail Signalling and Transportation Systems
HLCLP | HELI-COIL PRODUCTS, INC.
HLLAT | HOLLAND ATLANTIC HITCH CO
HLLEQ | HOLLAND EQUIPMENT, LTD.
HLLND | HOLLAND HITCH CO.
HLSEN | HOLSET ENGINEERING, INC.
HLTBD | HULET BODY COMPANY
HLTCC | HALTEC CORPORATION
HMBRS | HUMBERSIDE
HMSTD | Homestead
HNDRC | Hendrickson Mfg. Co. (obsolete)
HNDRN | HENDERSON MFG CO.
HNDRT | Hendrickson Trailer Suspension Systems
HNSNC | HANSON, A.L., COMPANY
HNTRM | HUNTER MANUFACTURING COMPANY
HOBBS | HOBBS TRAILERS
HOBRT | HOBART BROTHERS CO.
HOLLY | HOLLEY CARBURETOR CO.
HOLMN | HOLMAN DIV., COMP AIR LTD.
HOLMS | HOLMES CO., ERNEST (DOVER CORP.)
HOLND | HOLLAND CO., THE J. H.
HOLOPANE | Holophane
HOMAN | HOMAN & CO., INC.
HOMMD | HOMEMADE UNITS, EXCEPT CALIF.
HONDA | Honda Motor America, Inc.
HONEYWELL | HONEYWELL
HOOFP | HOOF PRODUCTS CO.
HOSEHARDWARE | Hose Hardware Inc.
HOTPOINT | Hotpoint
HOTSY | Ontario Hotsy Inc.
HOUGH | HOUGH DIV., IHC
HOVEY | HOVEY
HOVEYIND | Hovey Industries Inc.
HOWARDGOULD | HOWARD & GOULD
HPC | Hewlett-Packard Company
HPS | Hammond Power Solutions Inc
HPWD | Hooper Welding Enterprises Ltd
HRCGL | HERCULES-GALION PRODUCTS INC.
HRCHL | HERCULES HALL SCOTT
HRCLS | HERCULES ENGINES INC.
HRCMN | HERCULES MFG. CO.
HRCTR | HERCULES TRAILER INC.
HRLDV | HARLEY-DAVIDSON MOTOR CO.
HRMGL | Harmon Auto Glass/Apogee Enterprises
HRPMP | Hurricane Pump Distribution Inc
HRRNG | HARRINGTON MANUFACTURING CO., INC.
HRRRD | HARRISON RADIATOR DIV., GMC
HRTID | HORTON INDUSTRIES
HRTTR | HERITAGE TRAILERS, INC.
HSAMR | HOSE AMERICA
HSCLR | H & S CLUTCH REBUILDERS
HSCO | Hassco Industries Inc
HSNS | Hisense
HSSPR | H. S. & S. PRODUCTS
HSTNG | HASTINGS COMPANY
HTCAM | HITACHI AMERICA LTD.
HTCHN | HUTCHENS INDUSTRIES, INC.
HTCIN | HUTCHINSON INDUSTRIES, LTD.
HTDTM | Hunterdon Transformer Co
HTSL | Hattersley (Canada) Limited
HUBBL | HUBBELL, INC.
HUBER | HUBER CORPORATION, A-T-O INC.
HUBL | Hubbel
HUDSONPLUMBINGSUPPLIES | Hudson Plumbing Supplies Ltd.
HUMES | HUMES TRUCK & TRAILER MFG. CO.
HUSKY | HUSKY CORP.
HVFCR | H.V.F. CORPORATION
HVYDT | HEAVY DUTY MANUFACTURING, INC.
HWRDS | HOWARD S. LEIGHT & ASSOC.
HWSCO | HEWS COMPANY, THE
HWSUP | H & W SUPPLY CORP
HWTID | HEWITT INDUSTRIES
HWWTS | WATSON, H. S.
HYCOI | Hyco International, Inc.
HYDGUARD | Hydroguard
HYDLT | HYDROLECTRIC LIFT TRUCKS, INC
HYDRA | Hydra-Pak Systems Ltd
HYDRATOOL | Hydra Tool
HYDRO-ONE | HYDRO-ONE
HYDROGUARD | Hydroguard
HYDRV | HYDROVILLE CORP.
HYSDN | HAYES-DANA LTD.
HYSTR | Hyster Co.
HYUND | Hyundai Motor America, Inc.
IBEXX | IBEX DIV., JELCO INC.
ICE | ICE
IDEAL | IDEAL DIV., STANT CORP.
IDEX | Idex Corporation
IDLCR | IDEAL TRUCK & CHROME ACCESSORIES
IDLSL | IDEAL SEAL, INC.
IDTECH | ID Tech
IEC | International Environmental Corporation
ILLFR | ILLINOIS FRIGID CORP.
IMBRIUM | Imbrium
IMIPRECENG | IMI Precision Engineering
IMPCR | IMPCO CARBURETION, INC.
IMPER | IMPERIAL INC.
IMPES | IMPERIAL EASTMAN
IMPRL | Imperial Industries Inc
IMPXS | IMPEX SPRING DIV., UCF AMERICA
INCON | Incon Group
INDECO | Indeeco Llc
INDEX | INDEX SENSORS AND CONTROLS
INDPN | INDEPENDENT METAL PRODUCTS
INDSS | INDUSTRIAL SOLVENTS CORP.
INDST | INDUSTRIAL TIRE EXCHANGE
INDUSTRIALCONTROLSPANEL | Industrial Controls Panel
INDUSTRIALLIMITED | Industrial Limited
INDUSTRIALTIMBER | Industrial Timber
INFIN | Infiniti
INFRASAVE | Infrasave Tube Heater
INGEN | Ingenia Technologies Inc.
INGENICO | Ingenico Group
INGER | Ingersoll-Rand Inc.
INGRM | INGRAM ROLLER, ACME IRON WORKS
INGRN | Ingersoll-Rand Company
INHCL | INTERNATIONAL HARVESTER CANADA LTD.
INLNR | INA LINEAR TECHNIK INC.
INSFM | INSTA-FOAM PRODUCTS, INC.
INSIGHT | Insight
INSLX | INSL-X PRODUCTS CORP.
INT | INTERNATIONAL (NAVISTAR)
INTBT | INTERSTATE BATTERY SYSTEM OF AMERICA
INTCP | International Comfort Products Corporation
INTERCLEAN | Inter Clean
INTERPUMP | INTERPUMP
INTHR | INTERNATIONAL HARVESTER CO. (OBSOLETE)
INTLM | Intellimeter Canada Inc
INTTR | INTERCONTINENTAL TRUCK BODY - MONTANA, INC.
INVENSYS | INVENSYS
INVERTER | Inverter
IPTSD | Industrial Parts Depot
IRNEGLE | Iron Eagle Industries
ISC | Interalia Systems Corps.
ISRNG | ISRINGHAUSEN INC.
ISSPR | ISSPRO
ISUSX | Isus Axle Corporation
ISUZU | American Isuzu Motors, Inc.
ITCAR | ITW CargoSafe/Load Control Technology
ITE | ITE
ITRN | Itron
ITT | Itt Inc.
ITTGR | ITT GRINNELL VALVE CO.
ITWCP | ITW Corporation
IVCFR | IVECO FORD (OBSOLETE)
IVECO | IVECO TRUCKS OF NORTH AMERICA, INC.
J A BECKER | In Ground Hoist
JABLD | BALDWIN, J. A., MFG. CO.
JACBS | Jacobs Vehicle Systems
JACKS | JACKS DISTRIBUTING
JACOB | JACOBS CHUCK MFG. CO.
JAEGR | JAEGER MACHINE CO.
JAGUR | Jaguar, division of Ford Motor Company
JALTN | J & L TANK, INC.
JANOS | JANOS
JAYMD | JAY MADSEN CORP.
JAYRSMITH | JAY R SMITH
JBROD | J Broder Associates, Inc.
JCBSN | JACOBSEN MFG. CO.
JCKSN | JACKSON PRODUCTS
JCSEN | JCS ENTERPRISES
JEEPX | JEEP CORP. (OBSOLETE)
JEFFERSONELECTRIC | JEFFERSON ELECTRIC
JEMAC | JE-MAC CORP.
JENCF | Jencofan
JENCO | Jenco Canada Led
JENN | Jenn Fan
JETCO | JETCO, INC.
JFFLX | JIFFLOX
JHNBN | JOHN BEAN DIV., FMC CORP.
JHNCN | JOHNSON CONTROLS, INC
JHNCT | Johnson Controls Inc.
JHNDR | John Deere Ltd.
JHNEV | JOHN EVANS MFG. CO.
JHNSN | JOHNSON MFG. CO. DIV., GARDINER METAL
JHNTR | JOHNSON TRUCK BODIES
JHNTW | JOHNSON & TOWERS BALTIMORE, INC.
JJEBX | J. Jeb Manufacturing Co.
JJTRAILER | J & J Trailer & Manufacture And Sales Limited
JKNS | Jenkins
JLGIN | Jlg Industries
JMSKN | JAMES KING COMPANY
JNKBR | JENKINS BROS.
JNNSN | JANNELL & SON, CO.
JNP | Juniper Networks
JNSTR | JANESVILLE TRUCK EQUIPMENT CO.
JOBCO | JOBCO
JODOG | JO-DOG MFG. CO.
JOHNWOOD | John Wood Water Heaters
JONES | JONES PERFORMANCE PRODUCTS, INC.
JOSLYN | JOSLYN
JOSTI | JOST INTERNATIONAL
JOYXX | JOY INC.
JPFBR | J.P. FABRICATORS
JRP | Exhaust Fan
JRRDN | JERR-DAN CORPORATION
JRSMITH | JR SMITH
JSFTECHFORTRAN | JSF Technologies, Fortran
JTHHY | JATHY HYDROLICS INC.
JTMPI | J.T.M. PRODUCTS, INC.
JUNGNER | JUNGNER
JVC | Jvc
KAESER | Kaeser Compressors, Inc
KAISR | V.W. Kaiser Engineering, Inc.
KALMZ | KALAMAZOO MFG. CO.
KALYN | KALYN, INC.
KAMTK | Kam Truck Components
KARKL | KARI KOOL TRANSPORT DIV., DAIRY EQUIPMENT CO.
KAY | Kay Chemical Co.
KAZOO | KAZOO
KBAXL | K-B AXLE DIV., E B WIGGINS INC.
KBBEN | KOEBBE ENTERPRISE, INC.
KDLMP | K-D LAMP CO.
KDMNF | K-D MANUFACTURING CO.
KDRD | Kindred
KEEPRITE | Keeprite
KELSON | Kelson
KELTN | THE KELTON CO.
KEMLT | KEMLITE CORP.
KENAIDAN | Kenaidan Contracting Ltd.
KENALL | Kenall
KENSH | KENOSHA AUTO TRANSPORT
KENTL | KEN TOOL
KENTM | KENT MOOR TOOL GROUP, SEALED POWER CORP.
KENWOOD | KENWOOD
KEYVALVE | Keystone Valve
KHL | Kohler Power Systems
KHOLER | KHOLER
KHRNG | KOEHRING CO.
KIAXX | Kia Motors America, Inc.
KIDDE | Kidde
KIDDW | KIDDE, WALTER, DIV. OF KIDDE INC.
KIDRN | KIDRON BODY CO.
KIMAN | Kiman
KIMHT | KIM HOTSTART MFG. CO.
KINED | KINEDYNE CORP.
KINESIK | Kinesik
KING | King
KINR | Kinnear Industries Corp. Ltd.
KITCARE | Kit Care Corporation
KITO | Kito Canada Inc
KITZ | Kitz Corporation
KLD | Kld Labs, Inc
KLDBN | Kold-Ban International, Ltd.
KLDHL | KOLD-HOLD, KOLD-HOLD DIV., TRANTER
KLEERBLUE | KLEERBLUE DEF DISPENSER
KLKM | Klockner Moeller
KLLBR | KILLEBREW MFG. CO.
KLLCR | KELLY CRESWELL CO., INC.
KLLER | J.J. KELLER
KLLSP | KELLY-SPRINGFIELD TIRE CO.
KLRKT | KOLOR-KUT PRODUCTS CO.
KLSHY | KELSEY-HAYES CO.
KLSTD | KOLSTAD COMPANY, INC.
KLTH | Keltech Ltd.
KLTL | Klein Tools
KLXIN | KLIXON INDUSTRIES DIV., TEXAS INSTRUMENTS
KMRLM | KALMAR LMV
KMTSF | KOMATSU FORKLIFT USA, INC.
KNAPP | KNAPP, WM. A., CO.
KNDMN | KNOEDLER MANUFACTURERS, INC.
KNDSL | KenDiesel
KNELL | Kneell' Door & Hardware
KNGHT | KNIGHT & CO., LTD., L.
KNGSG | KING-SEAGRAVE LTD.
KNGTB | KING'S TRUCK BODY WORKS
KNGTR | KINGSTON TRAILER, INC.
KNKVL | KUNKLE VALVE CO., INC.
KNOIL | Kleenoil Filtration, Inc.
KNPHD | KNAPHEIDE MFG. CO., THE
KNSCO | KENSICO MFG. CO.
KNTCK | KENTUCKY MFG. CO.
KNTSU | Kanematsu USA, Inc.
KNWRT | Kenworth Truck Company
KOHLERPOWERSYSTEM | KOHLER POWER SYSTEM
KOHLR | KOHLER CO.
KOLVN | KOOLVAN, ARCTIC TRAVELER DIV., TRANE
KONE | Kone Elevators & Escalators
KONET | KONETA RUBBER CO.
KP | KP
KPC | K.P.C. Power Electrical Ltd
KPIND | KP INDUSTRIES
KPRT | Keeprite Refrigeration
KRDCL | KORODY COLYER
KRHNR | KROHNERT STAINLESS INC.
KRNIT | KERNITE DIV., NCH CORP.
KRPRD | KAR PRODUCTS
KRSHW | KERSHAW MFG. CO., INC
KRSYS | Keri Systems, Inc.
KRYLN | KRYLON
KSB | KSB
KSRAL | KAISER ALUMINUM & CHEMICAL CORP.
KSRJP | KAISER JEEP OF CANADA LTD.
KSTFT | KUSTOM FIT
KSTRS | KESTER SOLDER CO.
KTENM | K-10 Enterprises, Inc.
KTHMN | KEITH MANUFACTURING CO.
KUBOT | Kubota, Ltd.
KUTKW | KUT-KWICK CORP.
KWBTT | K W BATTERY CO.
KWIKW | KWIK-WAY INDUSTRIES, INC.
KWKLK | Kwik-Lok Corporation
KWPRD | K & W PRODUCTS
KWSWS | KYSOR WESTRAN
KYMED | Kysor-Medallion
KYSBY | KYSOR OF BYRON, KYSOR IND CORP.
KYSCD | KYSOR/CADILLAC DIV., KYSOR IND
KYSOR | KYSOR INDUSTRIAL CORP.
KYSTN | KEYSTONE TRAILER & EQUIPMENT CO.
KYTH | Keytech
LABRQ | LABRIE EQUIPMENT INC.
LAHER | LAHER SPRING & ELECTRIC CAR CORP.
LANTRONIX | Lantronix
LBBCK | LUBBOCK MFG. CO.
LBBOW | LIBBEY-OWENS FORD CO.
LBFOSTER | LB FOSTER
LBLMS | LABELMASTER
LBRFN | LUBER-FINER
LBRPL | LUBRIPLATE DIV., FISK BROS. REF. CO.
LBRT | Liebert
LCD | Lighting Control & Design, Inc.
LCON | Lincoln Motor Company
LCSAF | LUCAS AFTERMARKET OPERATIONS
LCTTE | LOCTITE CORPORATION
LDI | Ldi Industries Inc
LDPMP | Leader Pump (1993) Ltd
LDWSN | LEDWELL & SON ENTERPRISES
LEACH | LEACH CO.
LEADERFANINDUSTRIES | LEADER FAN INDUSTRIES
LECNV | LEECE-NEVILLE CO.
LEERX | LEER SOUTHWEST
LEETR | LEE TIRE & RUBBER CO. (GOODYEAR)
LEICA | Leica Microsystems
LENNOX | Lennox
LENX | Lennox International Inc.
LEROI | LEROI AIR EQUIP OF CANADA LTD.
LEROY | Leroy-Somer
LERSG | LEAR SIEGLER INC.
LESON | Leeson Canada Inc
LEVCO | Lev-Co The Local Exhaust & Ventilation Company Inc.
LEWIS | LEWIS, J W JR & CO.
LFBR | Lifebreath
LFKTR | LUFKIN TRAILERS
LFNA | Lafert North America
LFQSM | LIFE QUEST MOBILITY CENTER INC.
LFTAL | LIFT-A-LOFT CORP.
LFTMT | LIFETIME TRUCK PRODUCTS, INC.
LFTPA | LIFT PARTS MFG.
LG | LG
LHNV | Lochinvar
LHTHR | L & H THREADED RODS DIV., GRAY AMERICAN CO.
LIEBERT | LIEBERT
LIFESAFE | Liftsafe Engineering & Service Group Inc.
LIFTR | LIFT RITE INC.
LIGHTNIN | Lightnin
LIMEL | LIMA ELECTRIC COMPANY, INC
LIMEN | Limen
LINCL | LINCOLN DIV., PENTAIR CO
LINDE | LINDE HYDRAULICS CORP., LINDE (WGFR)
LINDSAY | LINDSAY
LINKUNFNC | Linkun Fence
LIPRL | LIPE ROLLAWAY CORP.
LITTLEMULE | Little Mule
LITWT | LITEWATE TRANSPORT EQUIPMENT CORP.
LKPW | Lakeland Power
LKSFB | LAKESIDE FABRICATING & ENGRG CO.
LMBRT | LAMBRETTA, SERVETA INDUSTRIAL, S.A.
LMCL | Lumacell
LMI | Lmi Pumps
LMNPLSE | Lumenpulse
LNCEC | LINCOLN ELECTRIC CO., INC.
LNCEL | LINCOLN ELECTRIC CO. OF CANADA LTD.
LNCLN | Lincoln, division of Ford Motor Company
LNDDV | LINDE DIV., UNION CARBIDE CORP.
LNDRV | Land Rover North America, Inc.
LNGFR | LANGFORD TRUCK EQUIPMENT
LNGRC | LONG REACH MFG.
LNHLR | LINEHAULER INC., ROCOR INT'L
LNKMF | LINK MANUFACTURING, LTD.
LNMRI | LENMAR INDUSTRIES INC.
LNMST | LINEMASTER SWITCH CORP., THE
LNNCT | LYNN COACH & TRUCK CO.
LNNIN | LUNN INDUSTRIES, INC.
LNSBG | LANSING BAGNALL LTD.
LOEDX | LOED CORPORATION
LONDN | LONDON CONCRETE MACHINERY DIV.
LONGP | Long Special Products Group
LONGX | Long Manufacturing, Ltd.
LORENCOOK | Loren Cook
LOXXX | LOX EQUIPMENT CO.
LPSLB | LPS LABORATORIES
LQDC | Liquid Controls Llc
LRDCP | LORD CORPORATION
LSBRN | L & S BEARING CO.
LSFBR | FIBRES DE VERRE CRORAK, LES, INC.
LSLCR | LISLE CORP.
LSTDS | LISTER DIESEL, INC.
LTRET | Lutron Electronics Co., Inc
LTTLF | LITTELFUSE
LUBRQ | Lubriquip, Inc.
LUCAS | LUCAS AUTOMOTIVE
LUMARK | LUMARK
LVTN | Leviton
LW | L&W
LWNDC | LOWEN DECAL CO.
LWSPR | LAWSON PRODUCTS CO.
LWSSH | LEWIS-SHEPARD DIV., HYSTER CORP.
LYLDF | LEYLAND DAF
LYLTR | LEYLAND TRUCKS
LYMNM | LEYMAN MFG. CO.
MACAIR | Mac Air
MACANAN | Macanan
MACKX | Mack Trucks, Inc.
MACT | Macton
MAFNA | Heat Recovery Unit HRU
MAFTA | HVAC Air Distribution
MAGLN | MAGLINE, INC.
MAGNA | MAGNADYNE CORP.
MAGNAPLUS | Magnaplus
MAGNAVOLT | MAGNAVOLT
MAGNECRAFT | MAGNECRAFT
MAGNUS | Magnus
MAGRS | MAGIRUS, IVECO TRUCKS, N.A.
MAHFF | MAHAFFY MATERIALS HANDLING LTD.
MAINE | MAINE RUBBER INTERNATIONAL
MAIXX | MAI INDUSTRIES INC.
MAJES | MAJESTIC TURBO-CHARGES, INC.
MALLORY | Mallory
MALVS | MALVESE MFG. CO
MANAC | MANAC, INC.
MARATHON | MARATHON
MARATHONBATTERIES | Marathon Batteries Pvt. Ltd
MARCP | Mac-Air Compressor Ltd.
MARCUS | MARCUS
MARELLI | Marelli Generators
MARIN | MARION POWER SHOVEL CO., INC.
MARKELEC | Markham Electric
MARKHOT | Mark Hot
MARKL | MARKAL CO.
MARLEY | Marley Engineered Products
MARMN | MARMON MOTOR CO.
MARR | MARR
MARS | Mars
MARSAIR | Mars Air
MARSH | MARSHALLTOWN
MARSHALLEXCELSIOR | Marshall Excelsior
MARSHREFRIG | Marshall Refrigeration Company
MARSN | MARSON CORP.
MARTH | MARATHON
MARVAIR | Marvair Airxcel Inc.
MARVL | MAR VAL INDUSTRIES, INC.
MAS | MAS
MASSY | MASSEY FERGUSON
MASTERMANU | Master Manufacturing Inc
MASTERPACT | Masterpact
MATCH | MATCH
MAXITROL | Maxitrol
MAXUS | MAXUS INC.
MAYFRAN | MAYFRAN
MAZDA | MAZDA (TOYO KOGYO CO., LTD. )
MBCMP | M & B COMPANY, INC., OF WISCONSIN
MBHVY | Mitsubishi Heavy Industry America, Inc.
MBLAR | MOBIL AERIAL TOWERS, INC.
MBLOL | MOBIL OIL CORPORATION
MBLTC | MOBILE TECH CORP.
MBLTS | MOBIL TELESYSTEMS INC.
MCAVITY | McAvity
MCBEE | Interstate McBee
MCCBP | MCCABE-POWERS BODY CO.
MCCRD | MCCORD CORPORATION
MCCTY | MCCOY-TAYLOR, INC.
MCDGS | MCCORD GASKET CORP.
MCDONALD | McDONALD
MCDRM | MCDERMOTT, JULIAN A. CORP.
MCG | MCG
MCGMF | MCGILL MANUFACTURING CO., INC
MCGRAWEDISON | MCGRAWEDISON
MCHFL | MICHIGAN FLEET EQUIPMENT CO
MCHLN | MICHELIN TIRE CORP.
MCHNX | MECHANEX CORP., THE
MCHTR | MICHELIN TIRES (CANADA) LTD.
MCI | Motor Coach Industries
MCKBD | MICKEY BODY COMPANY INC. W.F.
MCKTR | MACK TRAILERS, GEORGE TRF & RIG
MCLFT | MAC'S LIFTGATE, INC.
MCNN | Micanan
MCNTR | MCNEILUS TRUCK & MFG., INC.
MCQUAY | McQuay Heat Pump
MCRES | MICRO-ESSENTIAL LABORATORY, INC.
MCTE | Manchester Tank & Equipment Co.
MDALN | M.D. Alignment Services, Inc.
MDCEL | MIDCO ELECTRONICS
MDLBR | MIDLAND BRAKE, INC. (OBSOLETE)
MDLND | MIDLAND FORGE DIV., COLUMBUS MCKINNON CO.
MDLRS | MIDLAND-ROSS CORP.
MDMFC | Modine Manufacturing Company
MDNE | Modine Manufacturing
MDNMF | MODINE MFG CO AUTOMOTIVE & INDUSTRY SALES
MDPNM | M-D PNEUMATICS, INC.
MDSIN | MIDAS-INTERNATIONAL CORP.
MDSPOWERINC | MDS Power Inc.
MDWTR | MID-WEST AUTO REBUILDERS, INC.
MDYBD | MAYDAY BODY & EQUIPMENT CORP.
MEANWELL | MEANWELL
MEDFEN | Medallion Fence
MELCHER | MELCHER
MELRO | MELROE DIV., CLARK EQUIP CO.
MERCURYELECTRICPRODUCTS | Mercury Electric Products Mfg.
MERIT | MERIT TANK & BODY INC.
MERITGLZ | Merit - Glazing
MERTR | Meritor Automotive, Inc.
MERWB | Meritor WABCO
MESC | Mes Controls
MESCE | MESC ELECTRONIC SYSTEMS, INC.
METALUX | METALUX
METP | Met-Pro
METPRO | Met-Pro Global Pump Solutions
METUZ | Metuz
MEZTEK | meztek for Terminal Heater
MFAT | Mafna Air Technologies Inc.
MGATU | Magnetic Autocontrol
MGHTY | MIGHTY DISTRIBUTING
MGI | MGI
MGMBR | MGM BRAKES, INDIAN HEAD CO.
MGNFB | MAGNA-FAB LTD.
MGNFL | MAGNAFLUX DIV., ILL. TOOL WORKS, INC.
MGTE | Magneto Electric Service Company
MGTK | Magnetek, Inc.
MICOI | MICO INC.
MICROHARDCORP | Microhard Corp
MICROMETL | Micrometl
MIDBS | MID BUS INC.
MIDLD | MIDLAND-GRAU
MIDNB | MID NEBRASKA TANK
MIDTK | Midwest Truck and Auto Parts, Inc.
MIDTRONICS | Midtronics
MIDWS | MID-WEST BODY, INC.
MIKNET | The Mikey Network
MILLR | MILLER TRAILERS INC.
MILOU | MILO'S UPHOLSTRY
MILWK | MILWAUKEE ELECTRIC TOOL CORP.
MINBS | MINIBUS
MINER | MINER
MINIVEIL | Miniveil
MISCVENDORCOD | Miscellaneous Vendor COD
MISTERCHEMICALLTD | Mister Chemical Ltd.
MITBSLIM | Mitsubishi Slim
MITSU | Mitsu
MITSUBISHI | MITSUBISHI
MITSUBISHIELECTRIC | MITSUBISHI ELECTRIC
MKCN | Munck Cranes Inc
MKPL | M.K. Plastics
MLER | Mueller Canada
MLLEL | MILLER ELECTRIC MFG. CO.
MLLER | MOELLER PRODUCTS CO., INC.
MLLPR | MILLER PRODUCTS CORP
MLLTR | MILLINGTON TRUCK BODY CO., INC.
MLNE | Moloney Electric Inc.
MLSBR | MALSBARY MANUFACTURING CO.
MLTON | MILTON INDUSTRIES
MLTVN | MULTI-VAN, LTD.
MLWVL | MILWAUKEE VALVE CO.
MMTC | Mmtc Inc.
MNCPW | MUNCIE POWER PRODUCTS, INC.
MNDIN | MOND INDUSTRIES
MNNMN | MINNESOTA MINING & MANUFACTURING CO.
MNRAU | MONROE AUTOMOTIVE EQUIPMENT CO.
MNRCH | MONARCH INDUSTRIAL TIRE
MNRST | MONROE STANDARD, INC.
MNRTR | MINORU TRUCK LTD.
MNSNT | MONSANTO COMPANY
MNTWC | MANITOWOC CO., INC.
MOBIL | MOBILE PRODUCTS DIV., HUPP INC.
MOBLM | MOBILE MATERIALS HANDLING EQUIPMENT LTD.
MODERN | Modern
MODERNELEVATOR | Modern Elevator
MODERNTRACK | Modern Track
MODINE | Modine Heater Overhead
MODULO | Modulo
MOEN | Moen
MOLDEDTB | Molded Terrazzo Basins
MOLLR | MOELLER MANUFACTURING CO., INC.
MONDOPRODUCTSCOMPANYLTD | Mondo Products Company Ltd.
MONON | MONON TRAILER INC.
MONTN | MONTONE MFG. CO.
MOOGX | MOOG AUTOMOTIVE, INC.
MOPAR | MOPAR DIV., CHRYSLER CORP.
MORFB | MOIRA FIBERGLASS INDUSTRIES, LTD.
MORGN | MORGAN TRAILER MFG. CO.
MORSN | MOORE & SONS, INC.
MOTOM | Moto Mirror, Inc.
MOTOMASTER | MOTOMASTER
MOTORCOACHINDUSTRIESLTD | Motor Coach Industries Ltd.
MOTOROLA | MOTOROLA
MOTTR | MOTO-TRUC, MTL HDLG DIV., OTIS ELEV
MOTTX | MOTT CORPORATION
MOXA | Moxa Inc
MPLLF | MAPLE LEAF METAL PRODUCTS LTD.
MRCBN | Mercedes-Benz of North America, Inc.
MRCBR | MRC BEARING SERVICES
MRCM | Mircom
MRCRY | Mercury, division of Ford Motor Company
MRDYN | MARADYNE CORP.
MRET | Marathon Electric
MRGSF | MORGAN SAFETY PRODUCTS
MRGSK | MR. GASKET INC. DIV., ECHLIN INC.
MRKBD | MARK BODY DIVISION
MRMHR | MARMON-HERRINGTON AUTOMOTIVE DIV.
MRMNT | MAREMONT CORP.
MRNBD | MARION BODY WORKS, INC.
MRNCL | MARINE COOLERS INC.
MRPMN | MURPHY MANUFACTURING CO.
MRRTE | MERRITT EQUIPMENT CO., INC.
MRRTT | MERRITT TRAILERS INC.
MRRYC | MURRAY CORPORATION
MRRYD | MOR RYDE
MRSCN | MORSE CONTROLS, INCOM INTERNATIONAL, INC.
MRSIN | MARSH INSTRUMENT CO., GENERAL SIGNAL
MRTAB | MERIT ABRASIVE PRODUCTS, INC.
MRTFM | Marcus Transformer Of Canada Ltd
MRTSN | MARTIN SENOUR COMPANY
MRVN | Marvin
MRWLP | MARWIL PRODUCTS
MSA | Msa Safety Sales, Llc
MSCAG | M.A.N. (MASCHINENFABRIK AUGSBURG-NURNBERG AG)
MSCAR | MS Carita
MSSSS | MISSISSIPPI TANK CO., INC.
MSTRM | MASTERMOTIVE, INC.
MSTTR | MASTER TRUCK MANUFACTURING
MTB | MTB
MTCA | Motion Canada
MTCHL | MITCHELL, JOHN E., CO.
MTHEQ | MATHEWS EQUIPMENT, INC.
MTLTR | MATLOCK TRUCK BODY & TRAILER CORP.
MTNCN | Motion Control Industries, Carlisle Corp.
MTPP | Metropolitan Pump Co Limited
MTRAU | MOTOROLA AUTOMOTIVE PRODUCTS, INC.
MTRCC | MOTOR COACH INDUSTRIES INC.
MTRCR | MOTORCRAFT CORP.
MTRHS | METRO HOIST & BODY CO.
MTRMS | MOTOR MASTER PRODUCTS CORP.
MTRTR | METRO TRANS CORPORATION
MTRWH | MOTOR WHEEL CORP.
MTSBS | Mitsubishi Motors North America, Inc.
MTUO | Mtu Onsite Energy
MTV | MTV
MTVRC | MOTIVAIR CORP.
MULTITECH | Multitech
MUNCK | Munck
MWM | MWM For OSH CO-GEN
MXNIN | MAXON INDUSTRIES, INC.
MYERS | MYERS INDUSTRIES, INC.
MYES | Myers
MYFN | Mayfran Canada Ltd
MYRSH | MYERS SHERMAN CO.
NABRS | NABORS TRAILERS, INC.
NALGT | NATIONAL LIFT GATE
NALR | Nailor
NAMCO | NAMCO NORTH AMERICAN MFG. CO.
NAND | Nand
NAPA | NAPA
NAPAX | NAPA
NARDA | Narda
NARSCO | Narsco
NASS | North American Signal Systems
NASV | North American Safety Valve
NATCX | Nevada Automotive Test Center
NATIONALFIRE | National Fire Equipment Ltd
NATNL | NATIONAL SEAL DIV., FEDERAL-MOGUL
NATURSOFT | NaturSoft
NAVIEN | Hot Water Heater
NCHFL | NICHOLSON FILE CO. DIV., COOPER TOOLS
NCKIN | NICKSON INDUSTRIES INC.
NEAPC | NEAPCO, INC.
NEDCO | Nedco
NEORAY | Neo-Ray
NEPLN | NEOPLAN USA
NEPM | National Energy Equipment Inc.
NEWAY | NEWAY DIV., LEAR SIEGLER INC.
NEWFLYERINDUSTRIESLTD | New Flyer Industries Ltd.
NEWLF | NEW LIFE
NEWMAR | NEWMAR
NEWMARPOWER | Newmar Power
NEWPR | NEW PROCESS GEAR DIV., CHYRSLER CORP.
NEXANSCABLE | Nexans Cable
NEXUS | NEXUS
NFEL | NFEL
NFEM | National Fire Equipment
NFP | National Fire Protection
NHFAT | NIEHOFF AUTOMOTIVE PRODUCTS
NICEB | NICE BALL BEARING CO.
NIFE | NIFE
NIKON | Nikon Camera
NIXON | NIXON PLASTI VAN LTD.
NKSN | Nekison Engineering & Contractors Ltd.
NLCCH | NALCO CHEMICAL COMPANY
NLSDV | NELSON DIVISION, NELSON MANUFACTURING
NMAG | Nemag
NOCO | NOCO
NOMA | Noma
NORAM | NOR-AM TRANSPORT EQUIPMENT, LTD.
NORD | Nord
NORDC | NORDCO PRODUCTS
NORTEXROF | Nortex - Roofing
NORTH | NORTH
NORTHERN | NORTHERN BRN TELECOM
NORTRAK | Nortrak Inc.
NORTX | NORTEX
NORWOOD | Norwood
NOSCN | NOSE CONE MANUFACTURING CO.
NOTAPPLICABLE | Not Applicable
NOVA | Nova
NOVANNICOM | NOVANNI COMMERCIAL
NOVAPOLE | Nova Pole
NPPLA | NIPPONDENSO OF LOS ANGELES, INC.
NPPND | NIPPONDENSO COMPANY LTD.
NPTN | Neptune Chemical Pump Co
NRB | Nrb Inc.
NRCOS | NORTH COAST BEARINGS, INC.
NRS | NRS
NRTHS | NORTH SAFETY
NRTHSIDE | Northside Sales Co
NRTHW | NORTHWEST ENGINEERING CO.
NRTM | Northern Transformer Corporation
NRTRN | NARTRON CORP.
NSHBR | NASH BROTHERS
NSSDA | Nissan Diesel America, Inc.
NSSMT | Nissan Motor Corporation In Usa, Inc.
NTFR | Notifier Canada
NTNCC | NATIONAL COACH
NTNCR | NATIONAL CRANE CORP.
NTNST | NATIONAL SEATING CO.
NTWMN | NETWORK MANUFACTURING
NUMD | Nu-Media Display Systems Inc
NUTN | Nutone Inc.
NUTRN | NUTURN CORP.
NUVAN | NUVAN TRAILERS
NVHD | Canada Hand Dryers
NVMG | Nova Magnetics Inc
NVNT | Nvent
NVSTR | Navistar International Transportation Corp.
NWCRT | NEWCOURT, INC.
NWFB | Newfab Ltd
NWPGS | NEW PIG CORP.
NWSP | National Washroom Supply
OASIS | Oasis
OCONNOR | O'Connor Tanks Limited
OCR | OCR Canada Ltd
OCVC | Ocv Control Valves, Llc
ODYSSEY | ODYSSEY
OHIOX | OHIO BODY MFG. CO.
OKIBC | OKI BEARING CO.
OLDSM | Oldsmobile Motor Div. of General Motors Corp.
OLMNS | OILMENS EQUIPMENT CORP.
OLSBD | OLSON, J.B.E., BODIES CORP.
OLVRC | OLIVER RUBBER COMPANY
OMEGACOMP | Omega Compressor
OMGE | Omega Engineering Inc.
OMNILUMEN | OMNILUMEN
OMNITRON | Ominitron Systems Technology
OMRON | OMRON
ONAN | ONAN
ONANX | ONAN DIV., STUDEBAKER CORP.
ONESTOP | One-Stop
ONSITEENERGY | ON SITE ENERGY
ONTBARRIERWALLLTD | Ontario Barrier Wall Ltd
OPELX | OPEL (ADAM OPEL AG, SUB OF GMC)
OPRS | Operator Specialty Co Inc
ORCIN | ORCON INDUSTRIES, INC. ORCON INDUSTRIES, INC.
ORIONBUSINDUSTRIESLTD | Orion Bus Industries Ltd.
OSBRN | OSBORN MFG. CO
OSHKS | OSHKOSH TRUCK CORP.
OSMFG | O & S MFG. DIV., GULF & WESTERN MFG. CO.
OTACOSEATINGCOMPANY | Otaco Seating Company Ltd.
OTCXX | OTC DIV., SPX
OTIS | Otis Elevator Company
OTP | OTP
OTTST | OTTAWA TRUCK DIV., GULF WESTERN MFG. CO.
OUELLET | OUELLET
OVRBR | OVERLAND BRAKES INC.
OWTNN | OWATONA MFG. CO., INC.
OZZELEC | OZZ Electric
PACBK | Pac Brake Promotion, Inc.
PACCR | PACCAR, Inc.
PACEC | PACIFIC ENGINEERING CO.
PAGSS | PAGE SUSPENSIONS, DURA CORP.
PAIXX | PARTS ASSOCIATES, INC.
PAKMR | PAK-MOR MFG. CO.
PALLX | Pall Corporation
PALMAR | Palmar Inc.
PALML | MUELLER CO., PAUL
PANDUIT | Panduit
PARAGON | Paragon Fire Hose Manufacturer
PARAPWR | Paramount Power
PARGO | PARGO INC., COLUMBIA CAR CORP.
PARHN | Parker-Hannifin Corporation
PARSH | PARISH DIVISION, DANA CORP.
PATCO | Patco
PATCOGRS | PATCO/GRS
PATTERSON | Patterson
PAYLD | PAYLOAD CARRIERS LTD.
PBDGL | PEABODY-GALION
PC106804 | PC106804
PCP | PCP
PCTEL | PCTEL Inc
PDMCLAREN | P.D. McLaren Limited
PEELBEARING | Peel Bearing
PEER | PEER
PENGO | PENGO CORP(SUBS GEARHART-OWEN INDUSTRIES)
PENNVENT | Penn Ventilation
PENTIAR | PENTIAR
PENZX | PENZ
PERFC | PERFECT CIRCLE PRODUCTS DIV., DANA CORP.
PERLX | PER-LUX, INC.
PERMC | Permco
PERRY | PERRY FILTERS
PETRO-CANADAPRODUCTS | Petro-Canada Products Inc.
PETROCANPRODUCTS | Petro-Canada Products Inc.
PETROVEND | Petrovend
PEUGT | PEUGEOT, S. A.
PFEG | Pacific Engineering Inc.
PFFFM | PFAFFMANN, E., MFG. CO
PHCRN | P & H CRANE CO., HARNISCHFEGER CORP.
PHELN | PHELAN MFG. CO.
PHLIN | Philatron International, Inc.
PHLMN | PHILLIPS MANUFACTURING CO.
PHLP | Philips
PHLPJ | PHILLIP J. INDUSTRIES, INC.
PHLPS | PHILIPS LIGHTING COMPANY
PHLTM | PHILLIPS TEMRO, INC.
PHOENIXCONTACT | PHOENIX CONTACT
PICOX | PICO
PIKEX | PIKE TRAILER CO.
PINES | PINES TRAILER CORP. INC.
PITMN | PITMAN MFG. CO.
PKHF | Parker Hannifin
PLAD | Plad Equipment, Ltd.
PLANGROUP | PlanGroup
PLEWS | PLEWS/EDELMANN DIV., STANT CORP.
PLFD | Pulsafeeder, Inc.
PLLCK | POLLACK, JOSEPH CORP.
PLLPR | POLLACK PRODUCTS CO.
PLNMT | PLANE MATE, BOOTHE AIRSIDE SYS INC.
PLRST | POLARSTREAM, LINDE DIV., UNION CARBIDE
PLSTH | PulseTech Products Corporation
PLSTK | PLASTI-KOTE COMPANY INC.
PLYMOVE | Plymovent Inc.
PLYMT | PLYMOUTH
PMALL | PEM ALL FIRE EXTINGUISHER CORP.
PMENG | Precision Machined Engines, Inc.
PMI | Pmi Manufacturing Inc
PMLT | Permalert
PMSU | PMSU
PNBY | Pennbarry, Inc.
PNNCO | PENNCO INDUSTRIES INC.
PNNZL | Pennzoil Products Company
PNRNC | PIONEER, INC.
PNSNC | Panasonic
PNTCX | Pontiac Motor Div. of General Motors Corp.
PNTM | Poineer Transformer Ltd.
PNTR | Pentair
PNVY | Pneuveyor Systems International, Ltd.
PNXC | Phoenix Control
POLAR | POLAR-AMERICAN (POLAR MFG. CO.)
POLRS | Polaris Industries Inc.
POLYFLEX | Polyflex Products, Inc.
POLYPHASER | PolyPhaser
PORTFOLIO | Portfolio
POSX | POS-X
POTTERBRUMFIELD | Potter & Brumfield
POWER | POWER SUPPLY COMPONENTS
POWERCOMMANDER | Powercommander
POWERCONVERSIONSINC | POWER CONVERSIONS INC.
POWERFIRST | POWER FIRST
POWERGEAR | POWER GEAR
POWERPSSONIC | POWER PS SONIC
POWERS | Powers
POWERSAFE | POWERSAFE
POWERSURVEY | Power Survey
POWERSYSTEM | POWER SYSTEM
POWRSURGE | POW-R-SURGE
PPART | PAI PARTS
PPGIN | PPG INDUSTRIES GLASS GROUP
PPGXX | PPG INDUSTRIES
PPP | PPP
PRAXAIRCANADA | Praxair Canada Inc.
PRCSS | PROCESS ENGINEERING INC.
PRCUN | PRECISION UNIVERSAL JOINT CORP.
PRECDT | Pre-cast detention tank
PRECO | Preco, Inc.
PRECS | PRECISION BRAND PRODUCTS, INC.
PRELCO | PRELCO
PRELECTRONICS | PR Electronics
PREML | PREMO LUBRICATION TECHNOLOGIES, INC.
PREST | PRESTONE PRODUCTS
PREVOSTCAR | Prevost Car Inc.
PREZERVER | Prezerver
PRFRM | PERFORMANCE FRICTION CORPORATION
PRGRS | PROGRESS INDUSTRIES, INC.
PRICEMANU | Price Manufacturing Co
PRID | Price Industries
PRKHN | PARKER-HANNIFIN CORP.
PRKHR | PARKHURST MFG. CO.
PRKNS | PERKINS ENGINES INC.
PRKRQ | PARKER QUICK COUPLING DIV,PARKER HANNIFIN CO.
PRLSS | PEERLESS TRAILER & TRUCK SERVICE
PRLTR | PUROLATOR INC.
PRMCN | PREMIER/CENTRAL TRUCK BODY CO.
PRMIN | PREMIER INDUSTRIES, INC.
PRMMF | PREMIER MFG.
PRMMV | PRIME-MOVER CO., THE
PRMPW | PREMIUM POWER PRODUCTS DIV., NAVISTAR
PRMT | Prominent
PRMTX | PERMATEX INDUSTRIAL CORP.
PROGRESSRAIL | PROGRESS RAIL
PROP | Pro-Par Inc.
PROSENSE | ProSense
PROTO | PROTO IND. TOOLS DIV., STANLEY WORKS
PRSN | Precisioneering Limited
PRSTE | PRESOLITE ELECTRIC, INC.
PRSTL | PRESTOLITE
PRTCH | PRO-TECH RESPIRATORS
PRTCO | PRUTSMAN MIRROR COMPANY
PRTKN | PRITCHARD-KING, INC.
PRTPL | PROTECTIVE PLASTICS LTD.
PRTRS | PORTERSVILLE EQUIPMENT CO.
PRTYP | Prototype, Inc.
PRVST | PREVOST CAR INC.
PSCPRESSURE | Psc Pressure Systems Company Inc
PSECO | Pseco Inc.
PSFT | Posi-Flate
PSGP | Precision Gas Products Inc.
PSI | PSI
PSTRM | POWERSTREAM
PTBRK | P. T. BRAKE LINING CO., INC.
PTFT | Pentalift Equipment Corporation
PTI | PTI
PTRBL | Peterbilt Motors Company
PTRPR | PETER PIRSCH & SONS, CO.
PTRSN | Peterson Manufacturing Company
PTTBN | PETTIBONE MERCURY CORP.
PTTML | PETTIBONE-MULLIKEN CORP.
PTTRB | POTTER AND BRUMFIELD, INC.
PTTRES | Potter Electric Signal Company, Llc
PTTRM | Potter Manufacturing Co
PTTS | Post Time Services
PURE | Pure Humidifier Company
PURFN | Puradyn Filter Technologies, Inc.
PURSL | PUROSIL
PUSA | Park USA
PVPOWERED | PV Powered
PWRLF | POWERLIFT CORP.
PWRSP | Power Service Products, Inc.
PWRVAR | Powervar
PWRWR | Powerware
PWRWRTEC | Powerwave Technologies
PWWV | Powerwave Energy Solution Inc
PYCH | Pyro-Chem
PYFS | Pyrene Fire Safety Manitoba
PYRENE | Pyrene
PYRLP | PYROIL PERFORMANCE PRODUCTS DIV., VALVOLINE
PYSC | Physio Control
QEL | Quatrosense Environmental Ltd.
QKRCI | QUAKER CITY IRON WORKS, INC.
QKRST | QUAKER STATE CORP.
QLTS | Quality Steel Corporation
QLTTB | QUALITY TRUCK BODY
QLTTR | QUALITY TRAILER PRODUCTS, INC.
QUALITYCHEMICALMFG | Quality Chemical Mfg.
QUALITYCLEANINGPROD | QUALITY CLEANING PRODUCT
QUCKC | Quick Cable Corporation
QUEST | QUEST
QUICKCHARGECORP | Quick Charge Corp
QUKSP | QUAKER SUPREME CHEMICAL CORP.
QULCM | QUALCOMM INC
RAB | Rab Design Lighting Inc.
RACOR | RACOR
RAD-UXBD-BLDG-MANUFACTUR | Placeholder for UXBD building manufacturer
RADIO | RADIO ACCESSORY COMPANY
RADIODETECTION | RADIODETECTION
RAERV | RenewAire Energy Recovery Ventilation
RAFAT | RAFAT
RAILDEVELOPMENTGROUP | RAIL DEVELOPMENT GROUP
RAILSCO | RAILS CO
RAILWAYDEVELOPMENT | Railway development
RAILWAYEQUIPCOMPANY | Railway Equipment Company
RAMAR | RAM AIR (DIVISION OF SIEMANS AUTOMOTIVE)
RAMXX | RAM, HIGHWAY TRAILERS EASTERN LTD.
RAPAC | RAPAC Network International, Inc.
RASUP | R & A SUPPLY CO.
RAYCHEM | Raychem
RAYLC | Rayloc, division of Genuine Parts Company
RBNRD | ROBINAIR DIVISION
RBRCN | Robertshaw Controls Company, Inc.
RBROW | RUBERY OWEN CANADA LTD.
RBRTS | ROBERTSON TRAILERS
RCHAL | REACH-ALL MFG. & ENGINEERING CO.
RCHGG | ROCHESTER GAUGES INC.
RCHMT | RICHELIEL METAL INC. - CN
RCIND | R.C. INDUSTRIES, INC.
RCKCL | ROCKFORD CLUTCH DIV., BORG-WARNER
RCKIN | ROCKWELL INTERNATIONAL CORP. (OBSOLETE)
RCKST | "ROCKWELL STANDARD DIV., NORTH AMER RW"
RCKWB | Rockwell WABCO (obsolete)
RDG | RDG
RDKWL | RUDKIN-WILEY CORP.
RDMTR | ROADMASTER TRAILER & EQUIPMENT, LTD.
RDNBD | READING BODY WORKS, INC.
RDTSP | Radiator Speciality Company
RDWLL | RIDEWELL CORPORATION
RDYPW | READY-POWER CO., THE
RE-VERVER | Re-Verver Ray Tube Heater
REBELPRO | Rebel Protecta
RECO | RECO
REDDT | RED DOT CORP.
REFBK | REEF-BAKER CORP.
REFPLUS | Ref Plus
REGOX | REGO
REHAU | Rehau
REIXX | REI (RADIO ENGINEERING INDUSTRY)
RELECO | RELECO
RELNC | RELIANCE TRAILER MFG. INC.
REMKE | REMKE, INC.
RENLT | RENAULT, REGIE NATIONALE DE USINES
RENZOR | Renzor
REPLAST | Replast
RESCUE | Rescue 7 Inc.
RETRC | RE-TRAC MANUFACTURING COMPANY
REVERBER | Re-Verber-Ray
REX | REX
REXPM | Rex Power Magnetics
REXXX | REXNORD INC. (FORMERLY REX CHAINBELT)
REZNOR | Reznor
RFLXT | REFLEXITE NORTH AMERICA
RGC | Rgc-Reimann & Georger Corp.
RGNX | Reginox
RGRAY | R.G. Ray Corporation
RHDSCHWZ | Rhode And Schwarz
RHEEM | Rheem Canada Inc.
RHEEMRUDD | Rheem-rudd advantage plus
RICHWIL | Richards-Wilcox Canada
RIELLO | Riello Canada Inc.
RIKER | RIKER MFG. CO.
RINCK | RINCK-MCILWANE, INC.
RITEPRO | Ritepro Corp.
RITTAL | Rittal Systems Ltd.
RITZCLD | Ritz - Cladder
RLBBD | RELIABLE BODY CO. INC.
RLLRY | ROLLS-ROYCE MOTORS, LTD.
RLNCF | RELIANCE FASTENERS
RMMATERIALS | R&M Materials Handling, Inc.
RMNGT | REMINGTON (DUNLOP TIRE & RUBBER)
ROBERTGORDON | Roberts-Gordon Canada Inc.
ROBONIC | Robonic
RODEMAX | Rodemax
ROGER | ROGERS BROTHERS CORP.
ROILN | ROILINE, WAUKESHA MOTOR CO.
ROLFT | ROL-LIFT CORP.
ROLLO | ROLL-O-MATIC CORP.
ROMAFENCE | Roma Fence
ROMETLTD | Romet Ltd
ROMHD | Rome Heavy Duty
ROOFX | ROOF MFG. CO.
ROSCO | ROSCO MANUFACTURING CO.
ROTMS | ROTO-MASTER
ROTORK | Rotork Controls Ltd.
ROVER | ROVER
ROYAL | ROYAL
ROYLP | Royal Purple Inc
RPPRB | ROPPE RUBBER CORPORATION
RPRPM | ROPER PUMP CO.
RRWHL | REARWHEELS COVER COMPANY, INC.
RSCOMP | RS Components
RSRLM | RUSTOLEU
RSSIN | ROUSSY INDUSTRIES, LTD., D & C
RSSLL | RUSSELL ENGRG WORKS INC., JAMES
RSTRP | ROSTRA PRECISION CONTROLS
RTRCM | RETRAC MIRROR DIV,LUVERNE TRUCK EQUIPMENT INC
RUBBERMAID | Rubbermaid
RUSKIN | RUSKIN
RVNMT | RAVENS-METAL PRODUCTS, INC.
RYANX | RYAN INDUSTRIES, CORDON INT'L
RYCCN | REYCO OF CANADA
RYCIN | Reyco Industries, Inc.
RYGWG | RAYGO-WAGNER, INC.
RYLSC | ROYAL SCREEN CRAFT
RYMND | RAYMOND CORP., THE
RYNAL | REYNOLDS ALUMINUM SUPPLY CO,REYNOLDS METALSCO
RYNR | Raynor Garage Doors
RYPK | Raypak
RYTEC | Rytec
RYTECH | Rytech
SAARMSTRONG | S.A. Armstrong Limited
SABSC | SAAB SCANIA AB
SAFECROSS | Safecross First Aid Ltd.
SAFETRAN | SAFETRAN
SAFEWAYPLUMBINGANDHEAT | Safeway Plumbing And Heating
SAFT | SAFT
SAMSN | SAMSON TRAILER CO.
SAMSON | Samson Controls Inc.
SAMSUNG | SAMSUNG
SANDPIPER | Warren Rupp, Inc.
SANGO | SANGAMO ELECTRIC CO.
SANYO | Sanyo Canadian Machine Works Inc.
SARCO | SARCO CO., INC.
SARPR | SAUER PRODUCTS, INC
SASIBRAILWAY | SASIB Railway
SATRN | Saturn Motor Company
SAXON | SAXON
SBRTR | SIEBERT TRAILER MANUFACTURING, INC.
SCADALINK | SCADALINK
SCARBORO | Scarboro Pump Mfg. Co. Ltd.
SCDISTRIBUTIONCO | S&C DISTRIBUTION CO.
SCELECTRIC | S&C Electric Canada
SCHAEFER | Schaefer System International Ltd
SCHAF | SCHAEFFER MACHINE CO., INC.
SCHAT | SCHRADER AUTOMOT. PRODUCTS DIV,SCOVILL MFG CO
SCHBD | SCHIEN BODY & EQUIPMENT CO
SCHDR | SCHODORF
SCHEIDTBACHMANN | Scheidt-Bachmann Canada
SCHNEIDERELECTRIC | Schneider Electric
SCHON | SCHONEAU
SCHRC | SCHRECK INDUSTRIES INC.
SCHRM | SCHRAMM INC.
SCHTR | SCHUMACHER TRAILER & BODY CO.
SCHUMBERG | Schumberger
SCHWANK | Schwank Group
SCIXX | SCI
SCNIA | SCANIA
SCRTR | SCRANTON TRUCK BODY & EQUIPMENT CO.
SCTGN | SOCIETE GENERALE DE SERVICE - CN
SDDAT | SEDDON-ATKINSON VEHICLES LTD. (SUBS., IHC)
SDGS | Superior Door & Gate Systems Inc.
SEATS | SEATS, INC.
SECURITYSYS | Security Systems Inc.
SEGRV | SEAGRAVE FIRE APPARATUS INC.
SEIKO | SEIKO INSTRUMENTS USA, INC.
SEL | SEL
SELCT | SELECTA-SWITCH, INC.
SELMA | SELMA TRAILER & MFG. CO.
SENECA | Seneca Power Generation
SENSUS | Sensus
SERCO | Serco Manufacturing Co
SETON | Seton
SFLOW | Superflow Corporation
SGNLT | SIGNALTONE, DIV. OF VALEO AUTOMOTIVE
SGNNM | SIGNALTONE - NEIMAN
SGNST | SIGNAL-STAT CORP. (ABEX CORP. )
SGSTG | SAGINAW STEERING GEAR DIV., GMC CORP.
SHARPE | Sharpe Valves
SHELCO | Shelco Filters
SHIELDPRODUCT | Sheild Products
SHKSP | SHAKESPEARE
SHLLO | SHELL OIL
SHMEL | Schumacher Electrical
SHOAL | SHOALS AMERICAN INDUSTRIES, INC.
SHPPR | SHEPPARD, R. H. CO., INC.
SHRRL | SHERMAN & REILLY, INC.
SHRTL | SHURE
SHRWN | Sherwin-Williams, Co., The
SHULR | SHULER AXLE DIV., EATON CORP.
SHWEN | SCHWITZER ENGINEERED COMPO.,WALLACE MURRAY CO
SICRD | SICARD INC.
SIEMENS | SIEMENS
SIGMA | Sigma Corporation
SIGMASTEK | SigmasTek
SIGNIFI | Signifi Solutions
SIGNT | Signet Systems, Inc.
SILOO | SILOO INC.
SILVR | Silver Eagle Manufacturing Co., Inc.
SIMAL | SIEMENS ALLIS INC.
SIMCA | SIMCA (CHRYSLER-FRANCE)
SIMMONS | Simmons Machine Tool Corp
SIMPLEX | Simplex
SINCLAIR | Sinclair
SIRCO | SIRCO INDUSTRIES
SISUU | SUSU USA INC.
SJERHOMBUS | SJE Rhombus
SKFIN | SKF INDUSTRIES, INC.
SKJ | SJK Dental Corporation Ltd.
SKNVL | SKINNER VALVE DIVISION HONEYWELL, INC.
SKWEL | S.K. WELLMAN CO.
SKYDOME | Skydome
SKYJACK | Skyjack Inc
SKYJK | Skyjack Inc.
SKYWARD | Skyward
SLANTFIN | Slant/Fin
SLCAR | SEALCO AIR CONTROLS, INC.
SLDPW | SEALED POWER CORPORATION
SLMRF | SALIM'S REFRIGERATION CANADA, LTD.
SLMRP | SOLIMAR PNEAUMATICS
SLMSN | SALEM SANDERS
SLNDR | SILENT DRIVE, INC.
SLNTH | SILENT HOIST & CRANE CO.
SLNVL | SLOAN VALVE COMPANY
SLOAN | Sloan Transportation Products
SLPRM | SURE PLUS MANUFACTURING
SLPWR | Solpower Corporation
SLUDGE | Sludge Monster
SLVEG | SILVER EAGLE, BUS & TRUCK SUPPLY CO.
SMITHANDERSON | Smith & Anderson
SMPLS | SYMPLASTICS LTD.
SMRST | SOMERSET
SMTTR | SMITH, ALVIN, TRUCK BODY SALES, INC.
SNDIESELSERVICE | SN Diesel Service
SNDIN | Sanden International (USA), Inc.
SNDRT | SNYDER TANK CORP.
SNDST | SUNDSTRAND CORP.
SNGST | SANGSTERS AUTO BODY
SNNNP | SUNNEN PRODUCTS CO.
SNNTR | SUNNYVALE TRUCK EQUIP. CO.
SNSST | SUNSHINE STAINLESS TANK & EQUIPMENT CO.
SNTMT | SUNITOMO TIRE
SNYDER | Snyder Equipment Company Inc.
SOLARIA | Solaira
SOLER | Soler & Palau Canada
SOUDURE | Soudure F.M. Welding Inc.
SPARCO | Sparco
SPCLT | SPECIALTY MANUFACTURING COMPANY
SPCNS | SPCNS HOMEMADE UNITS, CALIF.
SPECCHEM | Specialty Chemicals Ltd.
SPECO | SPECO DIV., COMPONENTS SPECIALTIES, INC.
SPECTRON | Spectron Manufacturing Inc.
SPEEDAIRE | SPEEDAIRE
SPENX | SPEN CO., HENRY
SPICR | SPICER AXLE-TRANS DIVS DANA CORP.
SPILKLEEN | Spill Kit
SPINASW | Spina Steel Workers CO. LTD
SPIRAXSARCO | Spirax Sarco Canada Ltd
SPIROTHERM | Spirotherm, Inc.
SPNNR | SPINNER II PRODUCTS
SPNTT | SPINETT INC.
SPRAG | SPRAGUE DEVICES, INC.
SPRAP | SPRAY PRODUCTS CORP.
SPRECHSCHUH | Sprecher+Schuh
SPRIR | SUPERIOR BATTERY MFG. CO., INC.
SPRNW | SPERRY NEW HOLLAND
SPRRT | SUPERIOR TECH MARK INC.
SPRTN | SPARTON MFG. CO.
SPRTR | SPARTAN TRANSIT SUPPLY CORP.
SPTRM | Spectracom
SPXFLOW | SPX FLOW Inc
SQNTA | SEQUENTIA, INC.
SQRED | Square D
SQUARED | Square D
SRP | Superior Radiant Products
SRPWR | Sure Power Industries, Inc
SRSRB | SEARS ROEBUCK
SRVPR | SERVICE PRODUCTS CO., INC.
SRVRM | SERVICE REMTEC, INC. - CN
SRVSP | SERVICE SPRING
SSTC | Stormceptor STC
SSTRP | S & S TRUCK PARTS
SSWHT | S.S. WHITE TECHNOLOGIES
STANCOR | Stancor Transformers
STANFORDRSCH | Stanford Research Systems Inc.
STANPRO | Stanpro Lighting Systems Inc.
STANT | STANT
STARTECH | STARTECH
STARX | STAR INDUSTRIES, INC.
STATICON | STATICON
STATICONLTD | Staticon LTD.
STC | STC
STDAB | STANDARD ABRASIVES, INC.
STDCT | STANDARD COATING CORP.
STDFR | STANDARD FORGE AXLE CO., INC.
STDMN | STEADMAN INDUSTRIES LTD.
STDMT | STANDARD MOTOR PRODUCTS, INC.
STDTH | STANDARD-THOMSON CORP.
STECO | STECO
STEELCRAFT | Steelcraft Inc.
STEELCRFT | Steelcraft Technologies Inc.
STEELFAB | SteelFab, Inc.
STEELWAYMAT | Steelway Building Systems
STELC | STELCO, INC.
STELPRO | STELPRO
STERLING | Sterling Manufacturing Co
STERNWILL | Stern Williams
STERNWILLIAMS | Stern-Williams Co
STERTIL | Stertil-Koni Usa
STEYR | STEYR
STGHT | STOUGHTON TRAILERS, INC.
STHCO | SOUTHCO INC.
STHFL | SOUTHFIELDS
STHRN | SOUTHERN TRAILER MFG. CO.
STHTC | SOUTHERN TRUCK BODY CORP.
STHTR | SOUTHWEST TRUCK BODY CO.
STHWS | SOUTHWESTERN PETROLEUM CORP.
STIPOWER | STI Power
STKVS | STOKVIS MULTITON CORP.
STLTR | SATELLITE TRUCK BODY CO.
STMCEP | Stormceptor
STMCO | STEMCO MANUFACTURING CO.
STNAT | STANADYNE AUTOMOTIVE CORPORATION
STNLY | STANLEY HARDWARE DIV., STANLEY WORKS
STNST | STAINLESS & STEEL PRODUCTS CO.
STNTN | STAINLESS TANK & EQUIPMENT, INC.
STPAD | STEPHANS-ADAMSON INC.
STPHN | SUTPHEN FIRE EQUIPMENT CO.
STRAT | STRATOLINE CORP.
STRCK | Strick Corporation
STRCONLTD | Structural Contracting LTD
STRDY | STRATA DYNE CO.\TRALR
STRFL | STRATO-FLARE
STRHD | STAR HEADLIGHT & LATERN CO.
STRKE | Strike First Corporation
STRKM | STARK MANUFACTURING
STRLG | Sterling Truck Corporation
STRLN | STERLING ENGINEERING & MFG. CO.
STRMN | STARK MANUFACTURING, INC.
STRSC | Star Track Railcar Spill Containment
STRTC | STURDY TRUCK BODY (1972), LTD.
STRTF | STRATOFLEX
STRTR | STURDY TRUCK EQUIPMENT CO.
STRUCTURALTANK | STRUCTURAL TANK
STRUKTON | Strukton Rail
STTTR | STOT TRUCK, LTD.
STVCL | STOCKHAM VALVE AND FITTING
STWDR | STEWART DURA-VAN
STWIC | STEWART WARNER INSTRUMENT CORP
STWST | STEWART & STEVENSON SERVICES INC.
SUBAR | SUBARU (FUJI HEAVY INDUSTRIES, LTD.)
SULLAIR | Sullair Corporation
SULLR | SULLAIR CORP
SUNEL | SUN ELECTRIC COMPANY
SUNRISETRADE | Sunrise Tradex Corp
SUPDR | SUPER-DRAULIC
SUPERWINCH | Superwinch
SUPRA | SUPRA PRODUCTS, INC.
SUPREMEHAND | Supreme Hand Dryers
SUPRM | SUPREME CORPORATION
SUPRR | SUPERIOR COACH CORP.
SUREFLOWEQUIP | Sure Flow Equipment Inc.
SURPREMEAUTO | Supreme Automatics Products Corporation
SUZUK | SUZUKI MOTOR COMPANY, LTD.
SVGFR | SIVIGLIA, FRANK & CO., INC.
SWANX | SWAN, INC.
SWP | SWP
SXNLD | SAXON LODGE
SXNTL | SAXON TALLBOY
SXTLS | SIOUX TOOLS, INC.
SYCON | SYCON CORP.
SYLDV | SYLVANIA DIVISION, GTE
SYNDV | SYNFLEX DIVISION, FURON COMPANY
SYNERGY | SYNERGY
SYSTEMSENSOR | System Sensor
TACANADA | TA Canada
TACOCS | Taco Comfort Solutions
TAKAGI | TAKAGI
TALBT | TALBO
TANCHILL | Tandem Chillers Inc.
TAYLR | TAYLOR MACHINE WORKS, INC.
TCHNC | TECHNA COMPOSITES, INC.
TCHNV | TECHNOVA, INC. - CN
TCHWL | TECH WELD CORPORATION
TCKIN | TECK INDUSTRIES DIV,CENTRAL OHIO PRODUCTS CO.
TCMPR | TECHUMSEH PRODUCTS COMPANY
TCSYS | Total Control Systems
TDCMP | T & D COMPANY
TDKLAMBDA | TDK-LAMBDA
TDRNG | 3-D RANGER INDUSTRIES CORP.
TECHGLOBAL | Tech Global
TECHI | TECH INTERNATIONAL
TECHTOP | Techtop Canada Inc
TECMK | Tech Marketing, Inc.
TECOX | TECO, INC.
TECTR | TECTRAN MANUFACTURING CO., LTD.
TECUM | Tecumseh
TEGG | Tegg
TEKTRONIX | Tekronix
TELECON | Telecon
TELEWAVE | Telewave
TELUS | TELUS Communications Company
TEMPRITE | Temprite Co.
TEMSK | TEMISKO, INC.
TEREX | TEREX DIVISION, GMC
TERSANO | Tersano Inc.
TESCO | TESCO SOUTHEAST
TEXAC | TEXACO INC.
TEXOC | Texo Corporation
TFFTH | TUFF THOM TRAILERS, INC.
TFHDG | T. F. HUDGINS, INC.
THALES | Thales Group
THERM | THERM-PROCESS, INC.
THERMALFLEXSYSTEM | Thermal Flex Systems
THERMOLEC | Thermolec Ontario Ltd
THERMON | THERMON
THERMZONE | Thermal Zone
THERR | THEURER DIV., WALTER KIDDE CO
THIEL | THIELE, INC.
THMBL | THOMAS BUILT BUSES, INC.
THMPR | THOMSEN PRODUCTS, INC.
THMTL | THIEMAN TAILGATES, INC.
THOMPTECH | Thomson Technology Inc
THOMS | THOMAS
THOMSBTT | Thomas and Betts
THOMSONTECHNOLOGRY | Thomson technologry
THREEBELL | ThreeBell
THRKN | THERMO KING CORP.
THRMC | THERMACOTE WELCO CO.
THYTR | THAYCO TRAILERS, INC.
TIBRK | TI-BROOK, INC.
TIDDX | TIDD
TIDEFLEX | Tideflex
TIERX | TIER INDUSTRIES, LTD.
TIMESMICROWAVESYSTEMS | Times Microwave Systems
TIMKN | TIMKEN CO., THE
TIMMN | TIME MANUFACTURING CO.
TIMPT | TIMPTE INC.
TINYTITAN | Tiny Titan Hot Water Heater
TITAN | TITAN
TITLK | TITE-LOK CORP.
TJWLD | T. J. WELDING, LTD.
TKHCR | TOKHEIM CORPORATION
TLBRT | TALBERT MANUFACTURING INC.
TLDCN | TELEDYNE CONTINENTAL MOTORS
TLDRP | TELEDYNE REPUBLIC MANUFACTURING
TLDWS | TELEDYNE WISCONSIN MOTORS
TLFCN | TELEFLEX CANADA LTD
TLLCT | TEL-E-LECT, INC.
TLLTC | TELLTECH INDUSTRY
TMBIN | TIMBREN INDUSTRIES, INC.
TMCPC | 3M CONSUMER PRODUCTS CORP.
TMEXX | TME, INCORPORATED
TMPBL | TIMPTE-BEALL, INC.
TMPBR | TIMPERMAN BROS., MFG., INC.
TNGSL | TUNG SOL DIV., WAGNER ELECTRIC CORP.
TNKTR | TANK TRAILER, INC.
TNNNT | Tennant Co
TNRID | TNR Industrial Doors Inc.
TODCO | TODCO DIVISION, OVERHEAD DOOR CORP.
TOMAR | TOMAR ELECTRONICS
TOP RIG | Top Rig Communications
TORNATECH | Tornatech Inc.
TOROX | TORO CO.
TOTALMETER | Total Meter Services Inc.
TOTALPOWER | Total Power
TOYOT | Toyota Motor North America, Inc.
TOYOTA | Toyota Motor North America, Inc.
TOYTR | TOYO TIRE USA CORP.
TOYUM | TCM (TOYO UMPANKI LTD.)
TPPMT | TIPPING MOTOR BODIES, LTD.
TRACO | TRAILCO MFG. & SALES CO.
TRACOPOWER | TRACO POWER
TRAFFICLOGIX | TRAFFICLOGIX solar speed signs
TRAMC | TRAMCO, INC.
TRANE | Trane Inc
TRANSFORMATEUR | TRANSFORMATEUR
TRAXON | Traxon Technologies
TRCAR | TRUCK AIR PARTS MFG. CORP
TRCCN | TRUCK CONTAINERS SYSTEM
TRCEN | TRUCK ENGINEERING LTD.,
TRCEQ | TRUCK EQUIPMENT SERVICE CO.
TRCKM | TRUCKMASTER, ARCTIC TRAVLR DIV., TRANE
TRCKS | TRUCKSTELL MFG. CO.
TRCLT | Truck-Lite Company
TRCTL | TRACER TRAILERS MFG. CO.
TRCTR | TRUCK & TRAILER EQUIPMENT CO.
TRDAM | TRADE AMERICA
TRFLX | TRUFLEX RUBBER PRODUCTS CO.
TRFTR | TRAFFIC TRANSPORT ENGINEERING INC.
TRGTC | TARGET TECH
TRIACTA | Triacta
TRICO | TRICO PRODUCTS CORP.
TRIDN | TRIDON INC.
TRILINKS | Trylinks
TRILLIUM | TRILLIUM
TRIPELITE | TRIPELITE
TRIPPLITE | Tripp Lite
TRIST | TRI STATE TANK CO.
TRITIUM | Electric Vehicle Ultra - Fast Charger
TRITW | TRIUMPH TWIST DRILL CO.
TRK | Trak Systems
TRKEQ | TRUCK EQUIPMENT & SERVICE CO., LTD.
TRLBC | TRAILBEC - CN
TRLCN | TRAILMOBILE OF CANADA
TRLMB | TRAILMOBILE DIV., PULLMAN CORP.
TRLMS | TRAILMASTER, ARCTIC TRAVLR DIV., TRANE
TRLMT | TRAILMASTER TANKS
TRLNR | TRAILINER
TRLOR | TRAILOR
TRLRV | TRAIL-R-VAN, INC.
TRNAR | TRANS/AIR MFG. CO.
TRNAT | TRIANGLE AUTO SPRING CO.
TRNEQ | TRANSPORT EQUIPMENT CO. (TECO)
TRNLN | TRANS-LINER, INC.
TRNPO | Transpro, a division of G&O Mfg. Co.
TRNQC | TURNER QUICK-LIFT CORP.
TRNSC | TRANSCRAFT CORP.
TRNSF | TRANSAFECO., INC.
TRNSI | TRANSICOLD, CARRIER-TRANSICOLD CO.
TRNSL | TRANSPO ELECTRONICS, INC.
TRNSM | TRANSMISSION PARTS UNLIMITED, INC.
TRNSP | TRANSPORT TRAILERS, INC.
TRNST | TRANSIT, INC. VAN BODIES
TRNSW | TRANSWORLD PRODUCTS
TRNTY | TRINITY INDUSTRIES, INC
TROJN | TROJAN, EATON CORPORATION
TRPSY | TRIPAK SYSTEMS DIV., K & R CORP.
TRQTC | TORQUE TECHNOLOGY
TRRHO | H.O. TRERICE CO.
TRRNG | TORRINGTON CO., THE
TRSIN | TAURUS INTERNATIONAL, INC.
TRSTL | TROSTEL LEATHER PRODUCTS, INC.
TRTTR | TARTAN TRANSPORTATION SYSTEMS, INC.
TRWXX | TRW
TRYLON | Trylon
TRYLR | TROYLER CORPORATION
TSBRK | TSE BRAKE, INC.
TSKER | TASKER
TTAP | Toronto Tank and Pipe Ltd.
TTNIN | TITANIUM INDUSTRIES, INC.
TTTSV | TRANSPORT TANK TRAILER SERVICE
TUGMN | TUG MANUFACTURING CORP.
TULSAR | Tulsar Canada Ltd
TURNSTILE | Turnstile Security Systems Inc.
TUTCO | Tutco Heating Solutions Group
TUTHILL | Tuthill
TWECO | TWECO PRODUCTS, INC.
TWINCITY | Twin City Fan Companies Ltd.
TWMTR | TOWMOTOR CORP. CATERPILLAR TRACTOR
TWNCC | TWIN COACH DIV., HIGHWAY PRODUCTS INC.
TWNDS | TWIN DISC INC
TXRX | Tx Rx Systems Inc.
TXSAA | TEXAS AUTO AIR PRODUCTS
TXSAR | TEXAS AUTO RADIATOR CO.
TXSHY | TEXAS HYDRAULIC
TXSRB | TEXAS RUBBER SUPPLY
TXTRN | TEXTRON (CAMCAR)
TYCO | Tyco International Ltd.
TYCOELECTRONICS | TYCO ELECTRONICS
TYLDN | TAYLOR-DUNN MFG. CO.
TYLRT | TAYLOR TRAILER CO.
TYLTL | TAYLOR TOOLS - VAETRIX DIV.
TYLWH | TAYLOR-WHARTON CO., HARSCO CORP.
UCC | UCC
UCFAM | UCF AMERICA INC.
UECMN | UEC MANUFACTURING CO.
UIC | UIC PayWorld Inc
ULINE | Uline
ULNCO | ULANET COMPANY
UNIBN | UNI-BOND INC.
UNION | UNION BUTTERFIELD DIV., TIVOLY
UNION SWITCH AND SIGNAL | UNION SWITCH AND SIGNAL
UNIPARTDORMAN | Unipart Dorman
UNITD | UNITED TRACTOR CO.
UNITED | United Technologies Corporation
UNITX | UNIT CRANE & SHOVEL CORP.
UNITY | UNITY MANUFACTURING CO.
UNKNOWN | UNKNOWN
UNNBD | UNION CITY BODY CO., INC.
UNRYL | UNIROYAL, INC.
UNTDA | UNITED ABRASIVE, INC.
UNTDCA | UNITED Cool Air
UNVAR | UNIVERSAL AUTO RADIATOR
UNVCN | UNIVERSAL CONNECTORS, INC.
UNVRS | UNIVERSAL HANDLING EQUIPMENT CO.
UNVSW | UNIVERSAL SOUTHWEST, INC.
UNVTR | UNIVERSAL TRUCK AIR MFG. CO.
UPCAHMDR | Upper Canada - HM Doors
UPONOR | Uponor North America, Inc
USBATTERY | U.S. Battery Mfg.
USCHM | US CHEMICAL AND PLASTICS
USF | USF WaterGroup Inc.
USMTR | U S MOTORS (AEROCEANIC MOTORS CORP. )
USS | Union Switch & Signal
USTRC | U.S. TRUCK BODY CO.
UTILIYSTRUCTURESINC | Utiliy Structures Inc
UTLMT | UTILIMASTER CORPORATION
UTLTY | UTILITY TRAILER MANUFACTURING CO.
UVEXS | UVEX SAFETY, INC.
VACUMAX | VAC-U-MAX, Inc.
VACUUMPRO | Vacuum Protection
VALEHARMON | VALE-HARMON
VALMOUNT | VALMOUNT
VANCO | VANCO, INC.
VANEE | Vanee Inc.
VAPOR | Vapor Power International LLC.
VARIED | Varied
VARTA | VARTA
VCKRN | VICKERS INC.
VCKRS | SPERRY VICKERS, SPERRY RAND
VCLAREX | Vortclarex
VDLLT | VIDAL, H.C., LTEE-CN
VDOAR | VDO-ARGO INSTRUMENTS, INC. (OBSOLETE)
VDRRT | VEEDER-ROOT
VECTOR | VECTOR
VEEDER | VEEDER-ROOT OF CANADA, LIMITED
VELVC | VELVAC, INC.
VENMAR | Venmar Ventilation ULC
VERIC | VERICO
VERIFONE | Verifone Inc
VERIFY | VERIFY
VERMR | VERMEER OF CANADA LTD.
VERNZ | VERNZ, INC.
VESPA | VESPA, PIAGGIO & C.S.P.A.
VFMXX | VFM
VHCLS | VEHICLE SAFETY MANUFACTURING INC.
VIAVI SOLUTIONS, LLC | VIAVI Solutions
VICPR | VICTOR PRODUCTS DIV., DANA CORP.
VICTAULIC | Victaulic Company of Canada Limited
VICTR | VICTOR EQUIPMENT CO.
VIESSMANN | Viessmann Manufacturing Company Inc.
VIKING | Viking Pump Canada Inc.
VIMXX | VIM TRAILER MFG. INC.
VIQUA | VIQUA
VIVAXMETROTECH | VIVAX METROTECH
VLKSW | Volkswagen Of America, Inc.
VLLEY | VALLEY INDUSTRIES
VLLFR | VALLEY FORGE PRODUCTS CO.
VLVGM | VOLVO GM HEAVY TRUCK CORP. (OBSOLETE)
VLVNA | Volvo Trucks North America, Inc.
VLVTX | VELVETEX INC.
VLVWH | VOLVO WHITE TRUCK CORP. (OBSOLETE)
VNCBW | BOWELS, VINCENT
VNCDV | VENCO DIVISION, SANTA ANITA MFG. CO.
VNMWG | VEENEMA & WIEGERS, INC.
VOESTALPINE | VOESTALPINE
VOESTALPINENORTRAK | Voestalpine Nortrak
VOLVO | Volvo Cars of North America, Inc.
VRMNT | VERMONT AMERICAN TOOL CO.
VSENTRY | VortSentry
VSI | VSI
VULCAN | Vulcan Electric Inc.
WABCO | WABCO
WABSH | Wabash National Corporation
WACKERNEU | Wacker Neuson Portable Natural Gas Heater
WAISW | WAI SOUTHWEST
WAKSH | WAUKESHA MOTOR CO.
WALDN | WALDON, INC.
WALKR | WALKER MFG. CO.
WALLACEAPS | Wallace - Auto Parts & Services, Inc.
WALLACEINT | Wallace International Pty. Ltd.
WALTEC | Waltec Industries
WALTERS | Walters
WALTR | WALTER MOTOR TRUCK CO.
WARDX | WARD SCHOOL BUS MFG., INC.
WARNI | Warner-Ishi
WARNR | WARNER GEAR DIV., BORG-WARNER
WATERLITE | Waterlite
WATERTRON | Watertronics, Inc
WATRS | WATEROUS COMPANY
WATTSCANADA | Watts Canada
WATTSTOP | Legrand North America, LLC.
WATTX | WATT CO., BOYERTOWN AUTO BODY
WAYNE | WAYNE MANUFACTURING INC.
WAYNEDALTON | WAYNEDALTON
WAYNEFUELSYS | Wayne Fueling Systems LLC
WAYNEMAN | Wayne Manufacturing
WBBWH | Webb Wheel Products, Inc.
WBCPC | WEBCO-PACIFIC, INC.
WCBLT | WACO BOLT & NUT, INC.
WCIIN | W.C.I. INDUSTRIES
WCIND | WACO INDUSTRIAL SUPPLY
WDXXX | WD-40 CO.
WEBBE | WEBB, Inc.
WEBER | Weber
WEBST | Webasto Thermosystems, Inc.
WEG | Weg Industries
WEILR | WEILER BRUSH CO., INC.
WEISS | WEISS INSTRUMENTS
WELDA | WELD-AID PRODUCTS, INC.
WELDN | WELDON, INC.
WELLER | Weller
WELLS | WELLS CARGO INC.
WESCO | Wesco Industrial Products, Llc
WESSTANK | Wessels Tank Co.
WESTCAN | WESTCAN
WESTERNCULLEN | WESTERN CULLEN
WESTHOUSE | Westinghouse Electric Corporation
WESTINGHOUSE | Westinghouse LVMV
WESTMAT | Westmatic Inc
WESTOWER | Westower
WESTR | WESTRAN CORP.
WESTWARD | WESTWARD
WEVJK | WEAVER JACK CORP.
WGNEL | WAGNER ELECTRIC CORP.
WGNRB | WAGNER BRAKE DIV., COOPER IND.
WHIRLPOOL | WHIRLPOOL
WHITE | WHITE TRUCKS, VOLVO WHITE TRUCK CORP. (OBSO.)
WHITEQUIP | Whiting Equipment Canada Ltd.
WHITERODGERS | WHITE-RODGERS
WHLEN | WHELEN ENGINEERING CO., INC.
WHTCN | WHITE MOTOR CORP. OF CANADA (OBSOLETE)
WHTFR | WHITE FREIGHTLINER (OBSOLETE)
WHTGM | WHITE GMC (OBSOLETE)
WHTIN | S.S. WHITE
WHTKL | WHITEHEAD & KALES
WHTMT | WHITE MATERIAL HANDLING DIV
WHTNG | WHITING ROLL-UP DOOR MFG. CO.
WHTTY | WHITE & TAYLOR LTD.
WILCO | WILCO INC.
WILCOX | WILCOX
WILKSON | Wilkinson
WILLBROCO | Williams Brothers Corporation
WILLSCOT | Williams Scotsman Inc.
WILMH | WILLIAM H. HARVEY CO.
WILMORE | WILMORE
WILNCOUS | Wilson and Cousins Ltd.
WILO | Wilo Canada Inc.
WILSN | WILSON TRAILER CO., INC.
WISEX | WISE COMPANY, INC.
WIXCR | WIX CORPORATION
WKSSP | WAUKESHA SPECIALTY CO.
WLDIT | WELD-IT COMPANY
WLDSH | WELDSHIP CORPORATION
WLINJ | Wallace Fuel Injector Co.
WLKRM | WALKER MFG. CO.
WLKST | WALKER STAINLESS EQUIPMENT CO.
WLLAR | WILLIAMS AIR CONTROLS
WLLCF | WALLACE FORGE CO.
WLLCK | WILLOCK TRUCK EQUIP CO. LTD.
WLLMN | WILLIAMS MANUFACTURING CO., INC.
WLLMS | WILLIAMS CONTROLS, INC.
WLLRD | WOLLARD AIRCRAFT SERVICE EQUIP, INC.
WLLTR | WILLIAMSEN TRUCK EQUIPMENT CORP.
WLSBD | WALSH BODY & TRAILER CORP.
WLSTR | WILSON'S TRUCK - BODY SHOP, LTD.
WLTTR | WALTCO TRUCK EQUIPMENT CORP.
WLVEQ | WOLVERINE EQUIPMENT CORPORTATION
WNNIN | WINNEBAGO INDUSTRIES, INC.
WRDLF | WARD LAFRANCE INTL, INC.
WRDPR | WARD PRODUCTS
WRECKER | Wrecker
WRKHS | Workhorse Custom Chassis
WRLDDRY | World Dryer
WRLDT | WORLDTRUCK DIV., MOTIVAIR CORP.
WRLGN | WORLD GENERATOR CO.
WRNSW | WARNER & SWASEY CO., THE
WRRTR | WARRENVILLE TRAILER MFG., INC.
WRTHN | WORTHINGTON-CEI INC.
WSCTR | WESCO TRAILER
WSLMN | WESLEY MANUFACTURING CO.
WSTAR | WESTINGHOUSE AIR BRAKE CO.
WSTBN | WEST BEND EQUIPMENT CORP.
WSTFL | WESTERN FLYER COACH LTD.
WSTLN | WESTLAND TRAILER CO.
WSTNG | WESTINGHOUSE ELECTRIC CORP.
WSTNK | WESTANK INDUSTRIES LTD.
WSTRN | WESTERN SALES & TESTING
WSTST | WESTERN STAR TRUCKS, INC.
WTCTN | WATCO TANKS, INC.
WTHRH | WEATHERHEAD CO., THE
WTHRS | WETHERILL ASSOCIATES, INC. (WAI)
WTTMF | WITTEK MANUFACTURING
WYMWL | WAYMATIC WELDING & FABRICATING, INC.
WYNCR | WAYNE CORP.
XENTX | XENTEX COMPANY
XLERATOR | Xlerator
XPELAIR | Xpelair
XYLEM | Xylem Inc.
YALE | Yale Hoist
YALEX | YALE INDUSTRIAL TRUCK DIV., E Y & T
YAMAH | YAMAHA INTERNATIONAL CORP.
YAZOO | YAZOO MFG. CO.
YKHMT | YOKOHAMA TIRE CORP.
YNGST | YOUNGSTOWN STEEL & ALLOY CORP.
YNGTN | YOUNGS TANK
YRBRG | YARBROUGH MANUFACTURING
YRKTR | YORK TRAILER INTERNATIONAL, LTD.
YRKXX | York
ZAMBN | ZAMBONI & CO., FRANK J.
ZEBRA | Zebra Technologies
ZEHRITTLING | Zehnder Rittling
ZEKS | ZEKS Compressed Air Solutions
ZENTH | Zenith
ZETRON | Zetron
ZIPSIGN | Zip sign-Signage
ZLGSN | ZELIGSON COMPANY
ZONEX | Zonex Systems
ZPMNF | ZEP MANUFACTURING CO.
ZPRLV | ZEPRO LEVEL LIFT CORP.
ZTE | ZTE
ZURN | ZURN INDUSTRIES CANADA LTD.
Context and Considerations
- Manufacturer list will be updated as needed when new Manufacturers are entered or collected for assets

## 6.0 Custom Fields
Custom Field (CF) Overview |  |  | INDEX
Class Code + Desc | CF Code + Description | Look Up Value
ABTMT - Abutment
ABMTMAT - Abutment Material
Reinforced Concrete
Steel
ABMTTYPE - Abutment Type
Seat
Stem
ACCLDR - Access Ladder
ACDRMAT - Access Ladder Material
Aluminium
Fibreglass
Galvanized Steel
Stainless Steel
Wood
SAFECAGE - Safety cage present?
No
Yes
TAG - Tag
Freeform Text
ACCPLTF - Access Platform
ACCSZH - Size Height (feet)
Freeform Text
ACCSZL - Size Length (feet)
Freeform Text
ACCSZW - Size Width (feet)
Freeform Text
ACTFTYPE - Access Platform Type
Concrete and Steel
Galvanized Steel
Painted Metal
Reinforced Fibreglass
GURDRAIL - Guard Rail
No
Yes
TAG - Tag
Freeform Text
AIRELIM - Air Eliminator
TAG - Tag
Freeform Text
ARCMPRS - Air Compressor
AIRFLOW - Airflow (SCFM)
Freeform Text
ARRSTYPE - Air Compressor Type
Centrifugal
Reciprocating
Screw
Scroll
MOTORKW - Motor kW
Freeform Text
PWRSV - Power Supply Voltage
Freeform Text
TAG - Tag
Freeform Text
ARCONC - Air-Conditioning - Condenser
ARNCITYP - AC - Condenser Installati
Floor Standing
Suspended
Wall
Window
ARNCTYPE - AC - Condenser Type
Air-Cooled
Ground Service
Water Cooled
SUPPSTND - Support Stand?
No
Yes
TAG - Tag
Freeform Text
WINDSNOW - Window/Snow Baffles?
No
Yes
ARCONIE - Air-Conditioning - Indoor Evaporator
ARIECONT - Controller
BAS
Built-in
Remote Wired
Remote Wireless
ARIEITYP - AC - Indoor Evaporator In
Floor Standing
Suspended
Wall
Window
ARIETYPE - AC - Indoor Evaporator Ty
Packaged Terminal (PTAC)
Self-Contained
Split
CONDPUMP - Condensate Pump?
No
Yes
COOLCAP - Cooling Capacity (BTU/H)
Freeform Text
DUCTED - Ducted?
No
Yes
HEATCAPB - Heating Capacity (BTU/H)
Freeform Text
TAG - Tag
Freeform Text
ARHU - Air Handling Unit
ARHUCTYP - Air Handling Unit Cooling
Chilled Water
DX
None
Unknown
ARHUETYP - Economizer Type
Manual
Motorized
None
Unknown
ARHUHETY - Heat/Energy Recovery Type
Fixed Plate
None
Rotary Wheel
ARHUHTYP - Air Handling Unit Heating
Electric Heating
Fuel Oil Heating
Hot Water/Glycol Heating
Natural Gas (NG) Heating
None
Propane Gas (LPG) Heating
MOTORKW - Motor kW
Freeform Text
PWRSV - Power Supply Voltage
Freeform Text
TAG - Tag
Freeform Text
ARHUSH - Air Handling Unit, Steam Heating
ARSHTYPE - Air Handling Unit - Steam
High-Pressure Steam (>75psig)
Low Pressure Steam (<15psig)
Medium Pressure Steam (>16psig)
MOTORKW - Motor kW
Freeform Text
PWRSV - Power Supply Voltage
Freeform Text
TAG - Tag
Freeform Text
AWBIS - Automated Wheel and Brake Inspection System (AWBIS)
TAG - Tag
Freeform Text
BALVLV - Balancing Valve
BVIVCOMB - BV / IV Combination?
No
Yes
LINESIZE - Line Size
Freeform Text
BATTERY - Battery
BATTYPE - Battery Type
Rectifier
UPS
BENTPIER - Bent/ Pier
BEERBEAR - Bearing
Base
Seat
Stem
BEERTYPE - Bent/Pier Type
Bent
Pier
BFP - Backflow Prevention
BFFPPRIN - Principle
Double Check Valve Assembly
Double Detector Check Valve Assembly
Dual Check Valve Assembly
Reduced Pressure Principle
Single Check Valve Assembly
Unknown
BFFPTYPE - Backflow Prevention Type
Fire System
Water Distribution
BFPICS - Inlet Connection Size (Inch)
Freeform Text
BFPOCS - Outlet Connection Size (Inch)
Freeform Text
TAG - Tag
Freeform Text
TESTABLE - Testable?
No
Yes
BLDGAC - Building Automation Controls
BLACTYPE - Building Automation Contr
DDC Networked
Electronic Stand-Alone
Hardwired Stand-Alone
Pneumatic
TAG - Tag
Freeform Text
BLOWTANK - Blowdown Tank
BLNKMAT - Blowdown Tank Material
FRP
Iron
Steel
BOILR - Boiler
BHP - B.H.P
Freeform Text
BOLRESRC - Energy source
Electric
Fuel Oil
Natural Gas (NG)
None
Propane Gas (LPG)
Unknown
BOLRTYPE - Boiler Type
Glycol Heating
High-Pressure Steam Heating (>75psig)
Hot Water Heating
Low Pressure Steam heating (<15psig)
Medium Pressure Steam heating (>16psig)
HEATINP - Heating Input
Freeform Text
PWRSV - Power Supply Voltage
Freeform Text
TSSACERT - TSSA Certified?
No
Yes
TSSANUM - TSSA Number
Freeform Text
BOLRD - Bollard
BORDMAT - Bollard Material
Composite
Concrete
Metal
Plastic
LIGHTING - Lighting?
No
Yes
PLASTSLV - Plastic sleeve?
No
Yes
QTY - Quantity
Freeform Text
TAG - Tag
Freeform Text
BPEMERGL - Battery Powered Emergency Lighting and Exit Lighting
BPGLCSRC - Charging Source
Hard Wired
Receptacle
BPGLTYPE - Batt Power. EMS and Exit
Emergency Exit Battery Unit
CERTEXD - Certificate Expiry Date (yyyy-mm-dd)
Freeform Text
COMBATN - Combination?
No
Yes
LINSDATE - Last Inspected Date (yyyy-mm-dd)
Freeform Text
TAG - Tag
Freeform Text
BRDG - Bridge
BRDGTYPE - Bridge Type
Pedestrian
Roadway
TAG - Tag
Freeform Text
BRDGBR - Bridge Bearing
BRBRMAT - Bridge Bearing Material
Elastomeric
Metal Roller
Other
Unknown
Wood
BRBRTYPE - Bridge Bearing Type
Abutment
Bent/Pier
TAG - Tag
Freeform Text
BRDGDS - Bridge Deck Structure
BRDSMAT - Bridge Deck Structure Mat
Precast Concrete
Reinforced Concrete
Steel
Wood
TAG - Tag
Freeform Text
BRDGDSPS - Bridge Deck Surface Protection System
BRPSMAT - Bridge Deck Surface Prote
Asphalt
Concrete
Elastomer Waterproofing
Steel
Wood
TAG - Tag
Freeform Text
BRDGERS - Bridge Earth Retention System
BRRSMAT - Bridge Earth Retention Sy
Gabion
RECO
Reinforced Concrete
Retained Soil
Steel
Stone
Timber
BRDGSPAN - Bridge Span
BRANMAT - Bridge Span Material
Precast Concrete
Prestressed Concrete
Reinforced Concrete
Steel
Wood
TAG - Tag
Freeform Text
CARPSYS - Car Puller System
TAG - Tag
Freeform Text
CHCKVLV - Check Valve (>100mm)
CHCKVT - Check Valve Type
Freeform Text
GSDSTMV - Line Size (Inch)
Freeform Text
TAG - Tag
Freeform Text
CHLR - Chiller
CHLRTYPE - Chiller Type
Centrifugal
Reciprocating
Screw
Scroll
COOLCAP - Cooling Capacity (BTU/H)
Freeform Text
PWRSV - Power Supply Voltage
Freeform Text
TAG - Tag
Freeform Text
CHLRCOND - Chiller - Condenser
CHNDTYPE - Chiller - Condenser Type
Air Cooled
Natural Air Draft
Water Cooled
COOLCAP - Cooling Capacity (BTU/H)
Freeform Text
PWRSV - Power Supply Voltage
Freeform Text
CHLRCOOL - Chiller - Cooling Tower
CHOLMAT - Chiller - Cooling Tower M
Ceramic
Concrete
FRP
Metal
Wood
CHOLTYPE - Chiller - Cooling Tower T
Mechanical Draft
Natural Air Draft
COOLCAP - Cooling Capacity (BTU/H)
Freeform Text
PWRSV - Power Supply Voltage
Freeform Text
CHMFTANK - Chemical Feed Tank
TAG - Tag
Freeform Text
CHPCONV - Chip Conveyor
TAG - Tag
Freeform Text
CIRCBENC - Circuit Breaker Enclosure
AMPERAGE - Amperage
Freeform Text
TAG - Tag
Freeform Text
VOLT - Volt.
Freeform Text
CLNSOLD - Cleaning Solution Dispenser
TAG - Tag
Freeform Text
CMPADS - Compressed Air Distribution System
TAG - Tag
Freeform Text
CNDSTANK - Condensate Tank
CNNKMAT - Condensate Tank Material
FRP
Steel
CNNKTYPE - Condensate Tank Type
AST
UST
TAG - Tag
Freeform Text
CNPY - Canopy
ACCSZH - Size Height (feet)
Freeform Text
ACCSZL - Size Length (feet)
Freeform Text
ACCSZW - Size Width (feet)
Freeform Text
CNPYFRAM - Framing
Concrete
Steel
Steel and Glazing
CNPYRM - Roof material
Concrete
Glass
Metal
CNPYRMAT - Canopy Roof Material
Exposed Ceiling
Metal Linear Ceiling
Prefinish Aluminum Panel Ceiling
Prefinish Aluminum Panel Flashing
Timber
TAG - Tag
Freeform Text
CNSWSA - Consist Wash Arches
TAG - Tag
Freeform Text
CNSWSC - Consist Wash Chemical Feed
-
(blank)
CNSWSWD - Consist Wash Water Distribution
CNWDINSL - Consist Wash Water Distri
N
Partial
Y
TAG - Tag
Freeform Text
CNSWSWTS - Consist Wash Wastewater Treatment System
-
(blank)
CP - Control Panel
CPCPTYPE - Control Panel Type
CWP
Distribution
Door Control
Fire Alarm Annunciation
Fire Alarm Control
Fuel Accuload
Level
Loading
Relay
Sand Transfer
Seperator
Snow Melt
Sump
Unloading
Waste Water
Wayside Power
TAG - Tag
Freeform Text
CPCTR - Capacitor
CAPACITN - Capacitance
Freeform Text
TAG - Tag
Freeform Text
VOLT - Volt.
Freeform Text
CRN - Crane
CRRNPSRC - Power Source
Manual
Motorized
CRRNTYPE - Crane Type
Bridge
Jib
Monorail
TAG - Tag
Freeform Text
TONNAGE - Tonnage
Freeform Text
CRNREMC - Crane Remote Control
CRMCTYPE - Crane Remote Control Type
Fixed
Portable
TAG - Tag
Freeform Text
CULVAPR - Culvert Apron
CUPRMAT - Culvert Apron Material
Gabion
Reinforced Concrete
Stone
CULVBARR - Culvert Barrel
CURRMAT - Culvert Barrel Material
CSP
HPDE
Iron
Reinforced Concrete
Stone
Timber
MANS - Size – Diameter (mm)
Freeform Text
DEFDISP - DEF Dispenser
PWRSV - Power Supply Voltage
Freeform Text
TAG - Tag
Freeform Text
DEFVFLTR - DEF Vent Filter
-
(blank)
DEHMDFR - Dehumidifier
CAPACITY - Capacity
Freeform Text
DEFRTYPE - Dehumidifier Type
Desiccant-Liquid
Desiccant-Rotary
Refrigerative
PWRSV - Power Supply Voltage
Freeform Text
DOMWDS - Domestic Water Distribution System
DODSINSL - Domestic Water Distributi
No
Partial
Yes
TAG - Tag
Freeform Text
DR - Door
ACCSZW - Size Width (feet)
Freeform Text
DRDRAMET - Access Method
Keylock
Keypad
None
Panic Bar
Swipe
DRDRAUTO - Door Automation
Hybrid
Manual
DRDRCONF - Door Configuration
Double
Single
DRDRTYPE - Door Type
Bi-fold
Revolving
Sliding
Swing
FIRRATD - Fire Rated?
No
Yes
FRSHTSLI - Size Length (inch)
Freeform Text
QTY - Quantity
Freeform Text
TAG - Tag
Freeform Text
DRARCRTN - Door Air Curtain
DRRTNCP - Capacity (kW)
Freeform Text
DRTNHSRC - Door Air Curtain Heating
Electric-Heating
Hot Water/Glycol Heating
Natural Gas (NG) Heating
Non-Heated
Propane Gas (LPG) Heating
Steam Heating
HEATINP - Heating Input
Freeform Text
HEATOUT - Heating Output
Freeform Text
PWRSV - Power Supply Voltage
Freeform Text
DRNCTCHB - Drainage Catch Basin
DRHBTYPE - Drainage Catch Basin Type
Double
Single
MANS - Size – Diameter (mm)
Freeform Text
QTY - Quantity
Freeform Text
TAG - Tag
Freeform Text
TSD - Depth(m)
Freeform Text
DRNCULVB - Drainage Culvert Barrel
DRVBTYPE - Drain. Culv. Barrel (>100
Concrete
DRVBTYPE - Drain. Culv. Barrel (>101
Extruded Plastic
DRVBTYPE - Drain. Culv. Barrel (>102
Galvanized Steel
TAG - Tag
Freeform Text
DRPTABL - Drop table
TAG - Tag
Freeform Text
DRWOUTBR - Draw-Out breaker
AMPERAGE - Amperage
Freeform Text
DRBRPHAS - Draw-Out Breaker Phasing
Single Phase Three Wire
Three Phase 3 Wire
Three Phase 4 Wire
Three Phase 6 Wire
KARATING - KA Rating
Freeform Text
TAG - Tag
Freeform Text
VOLT - Volt.
Freeform Text
DRYARCP - Dryer-Air Compressor
DRCPTYPE - Dryer - Air Compressor Ty
Refrigerated
Regenerative Desiccant
PWRSV - Power Supply Voltage
Freeform Text
TAG - Tag
Freeform Text
DSLDISP - Diesel Dispenser
PWRSV - Power Supply Voltage
Freeform Text
TAG - Tag
Freeform Text
DSLST - Diesel Storage Tank
DSSTCONS - Diesel Storage Tank Const
Double Wall
Single Wall
DSSTMAT - Diesel Storage Tank Mater
FRP
Steel
DSSTTYPE - Diesel Storage Tank Type
AST
UST
INDRINST - Indoor Installation?
No
Yes
SECCONT - Secondary Containment?
No
Yes
TAG - Tag
Freeform Text
TSSANUM - TSSA Number
Freeform Text
DSTCOLLC - Dust Collector
AIRFLOW - Airflow (SCFM)
Freeform Text
COLLVOL - Collector Volume
Freeform Text
DSLCTYPE - Dust Collector Type
Electrostatic Precipitator
Filter
Inertial
Local Unit Collector
Wet Scrubber
MOTORKW - Motor kW
Freeform Text
PWRSV - Power Supply Voltage
Freeform Text
TAG - Tag
Freeform Text
DUCTHEAT - Duct Heater
DUATTYPE - Duct Heater Type
Electric Heating
Geothermal Heated
Hot Water/Glycol Heating
Natural Gas (NG) Heating
Propane Gas (LPG) Heating
Steam Heating
HEATCAPK - Heating Capacity (kW)
Freeform Text
PWRSV - Power Supply Voltage
Freeform Text
TAG - Tag
Freeform Text
ELECHTS - Electric Heat Trace System
ELTSSTYP - System Type
Eavestrough
Pipe
Platform
Sidewalk
Steps
NOCIRC - No. Circuits
Freeform Text
SIZE - Size
Freeform Text
TAG - Tag
Freeform Text
VOLT - Volt.
Freeform Text
WATTSFT - Watts/ft
Freeform Text
ELVTR - Elevator
CERTEXD - Certificate Expiry Date (yyyy-mm-dd)
Freeform Text
ELTRTYPE - Elevator Type
Exterior
Interior
ELVMXLBS - Max Capacity (LBS)
Freeform Text
ELVTRNOF - Number of Floors (each)
Freeform Text
LINSDATE - Last Inspected Date (yyyy-mm-dd)
Freeform Text
TAG - Tag
Freeform Text
TSSANUM - TSSA Number
Freeform Text
EMRGDFBR - Emergency Defibrillator
TAG - Tag
Freeform Text
EMRGGEN - Emergency Generator
EMENFTYP - Emergency Generator Fuel
Diesel Fuel
Gasoline
Natural Gas
Propane
EMRNTS - Tank Size (Litre)
Freeform Text
KW - KW
Freeform Text
PCKUENC - Package Unit Enclosure?
No
Yes
TAG - Tag
Freeform Text
TSSANUM - TSSA Number
Freeform Text
EMRGPF - Emergency Plumbing Fixture
EMPFITYP - EMPF Installation Type
Indoor
Outdoor
EMPFTYPE - Emergency Plumbing Fixtur
Emergency Drench Shower
Emergency Eye/Face Wash Station
Emergency Eye/Face/Shower Combo
Emergency Eyewash Station
Enclosed Booth with Shower
HEATTRC - Heat Traced?
No
Yes
TAG - Tag
Freeform Text
EMRGSB - Emergency Stop Button
TAG - Tag
Freeform Text
USETYPE - Usage Type
Freeform Text
ESCLTR - Escalator
CERTEXD - Certificate Expiry Date (yyyy-mm-dd)
Freeform Text
ESTRTYPE - Escalator Type
Exterior
Interior
LINSDATE - Last Inspected Date (yyyy-mm-dd)
Freeform Text
TSSANUM - TSSA Number
Freeform Text
EXPTANK - Expansion Tank
EXNKTYPE - Expansion Tank Type
Air Cushion
Bladder
EXPNKFP - Fill Pressure (kPa)
Freeform Text
EXPNKTA - Tank Acceptance (Litre)
Freeform Text
EXPNKV - Volume (Litre)
Freeform Text
TAG - Tag
Freeform Text
EXTRWLL - Exterior Wall
TAG - Tag
Freeform Text
FAN - Fan
FAANMAT - Fan Material
Aluminum
Plastic
Steel
FAANMTYP - Fan Mounting Type
Base
Roof
Suspended
Wall
FAANTYPE - Fan Type
Belt Drive Fan
Direct Drive Fan
In-Line Centrifugal
Unknown
PWRSV - Power Supply Voltage
Freeform Text
TAG - Tag
Freeform Text
FANCL - Fan Coil
DRRTNCP - Capacity (kW)
Freeform Text
FACLESRC - Fan Coil Energy Source
Cooling Only
Heating & Cooling
Heating Only
FACLTYPE - Fan Coil Type
Ceiling Cassette
Ceiling Suspended
Floor Standing Non-Ducted
Horizontal Concealed Ducted
Vertical Ducted
Wall Mounted
PWRSV - Power Supply Voltage
Freeform Text
FLARRVLV - Fuel Air Release Valve
LINESIZE - Line Size
Freeform Text
FLDSTDEF - Fuel Distribution System - DEF
TAG - Tag
Freeform Text
FLDSTDIE - Fuel Distribution System - Diesel
TAG - Tag
Freeform Text
FLEMRVLV - Fuel Emergency Shutoff Valve
LINESIZE - Line Size
Freeform Text
FLFLWMTR - Fuel Flow Meter
TAG - Tag
Freeform Text
FLGPL - Flag Pole
FLPLBMAT - Flag Pole Base (Foundatio
Bare
Concrete
Sleeve Concrete
FLPLPMAT - Flag Pole Pole Shaft Mate
Aluminum
Concrete
Steel
Wood
UTLP - Height (meter)
Freeform Text
FLLARSYS - Fall Arrest System
FLYSTYPE - Fall Arrest System Type
Ballasted Anchor
Davit Arm
Horizontal Lifeline
Ladder Rail
TAG - Tag
Freeform Text
FLOFFLGC - Fuel Off-loading Ground Clamp
-
(blank)
FLOFFLHC - Fuel Off-loading Hose Connection
-
(blank)
FLRHSMS - Floor Heating/ Snow Melting System
TAG - Tag
Freeform Text
FLRLFSLP - Fuel Relief/ Slop Tank
FLLPCONS - Fuel Relief/ Slop Tank Co
Double Wall
Single Wall
FLLPMAT - Fuel Relief/ Slop Tank Ma
FRP
Steel
FLLPTYPE - Fuel Relief/ Slop Tank Ty
AST
UST
INDRINST - Indoor Installation?
No
Yes
SECCONT - Secondary Containment?
No
Yes
TAG - Tag
Freeform Text
TSSANUM - TSSA Number
Freeform Text
FLSMP - Fuel Sump
-
(blank)
FLTR - Filter
FLTRCATY - Cartridge Type
Butterfly
Multiple Cartridge
Single Cartridge
Unknown
FLTRTYPE - Filter Type
Air
Cleaning Fluids
DEF
Diesel
Glycol
Non-Potable Water
Oil
Potable Water
TAG - Tag
Freeform Text
FLTRBX - Filter Box
FLBXTYPE - Filter Box Type
Bag-in-Bag-Out
HEPA
Multiple-Stage Filter
Single Filter
TAG - Tag
Freeform Text
WSLSQUAT - Quantity
Freeform Text
FLTROOF - Flat Roof
FLOFTYPE - Flat Roof Type
Built-Up Bituminous
Concrete
Modified Bituminous Sheet Membrane
Single-Ply
Vegetated Roof
ROOFACC - Roof access hatch?
No
Yes
TAG - Tag
Freeform Text
FNC - Fence
BARBWIRE - Barbed wire?
No
Yes
FNNCMAT - Fence Material
Black Vinyl Coated Chain Link
Concrete
Galvanized Chain Link
Green Vinyl Coated Chain Link
Masonry
Page-Wire
Soldier Pile and Lagging
Steel Rail
Unknown
Welded Wire Mesh
Wood
Wrought Iron
HEIGHT - Height (ft)
Freeform Text
LENGTH - Length (ft)
Freeform Text
POSTFUND - Post foundations exist/exposed?
No
Yes
TAG - Tag
Freeform Text
FRDTCSYS - Fire Detection System
TAG - Tag
Freeform Text
FREXTNG - Fire Extinguisher
FRNGITYP - Fire Extin. Installation
Cabinet Mounted
Floor Mounted
Surface Mounted
FRNGTYPE - Fire Extinguisher Type
ABC-Rated Dry Chemical
A-Rated Water
BC-Rated Carbon Dioxide
Chemical Agent
Dry Chemical
Foam
Purple K
Wet Chemical
QTY - Quantity
Freeform Text
TAG - Tag
Freeform Text
FRHSCAB - Fire Hose and Cabinet
FIREEXTG - Fire Extinguisher?
No
Yes
HOSEREEL - Hose Reel?
No
Yes
TAG - Tag
Freeform Text
FRHYDR - Fire Hydrants
FRDRTYPE - Fire Hydrants Type
Dry Barrel
Wet Barrel
MANS - Size – Diameter (mm)
Freeform Text
TAG - Tag
Freeform Text
FRPMP - Fire Pump
FRMPDRIV - Driver
Diesel Engine
Electric
FRMPPSTY - Pump Style
End Suction
Horizontal Split Case
Vertical Inline
Vertical Multi-Stage
Vertical Turbine
FRMPTYPE - Fire Pump Type
Fire Pump
Jockey Pump
MOTORKW - Motor kW
Freeform Text
FRPRTSYS - Fire Protection System
TAG - Tag
Freeform Text
FRSHTTR - Fire Shutter
ACCSZW - Size Width (feet)
Freeform Text
FRSHTSLI - Size Length (inch)
Freeform Text
FRTRAUTO - Fire Shutter Automation
Fusible Link
Hold Open Device
FRTRTYPE - Fire Shutter Type
Coiling
Sectional
TAG - Tag
Freeform Text
FRSTADKT - First Aid Kit
TAG - Tag
Freeform Text
FRSUPPU - Fire Suppression Units
AIRCOMP - Air Compressor?
No
Yes
FRPUTYPE - Fire Suppression Units Ty
Clean Agent Suppression System
Double Preaction System
Single Preaction System
TAG - Tag
Freeform Text
FUELPMTR - Fuel System Pump Motor
FUTRFLUD - Fuel System Pump Motor Fl
DEF
Diesel
MOTORKW - Motor kW
Freeform Text
PWRSV - Power Supply Voltage
Freeform Text
FURN - Furnace
FURNC - Heating and Cooling Cap (kW)
Freeform Text
FURNCTYP - Furnace Cooling Type
Chilled Water Cooling
DX Cooling
None
FURNHTYP - Furnace Heating Type
Electric Heating
Fuel Oil Heating
Hot Water/Glycol Heating
Natural Gas (NG) Heating
None
Oil Heating
Propane Gas (LPG) Heating
Steam Heating
FURNTYPE - Furnace Type
Condensing (Direct Vented)
Forced Draft
Natural Draft
HEATINP - Heating Input
Freeform Text
HEATOUT - Heating Output
Freeform Text
PWRSV - Power Supply Voltage
Freeform Text
TAG - Tag
Freeform Text
FXFURN - Fixed Furniture
FXRNTYPE - Fixed Furniture Type
Bench
Bike Rack
QTY - Quantity
Freeform Text
TAG - Tag
Freeform Text
FXGRBG - Fixed Garbage Bin
GREENBIN - Green bin?
No
Yes
OTHER - Other?
No
Yes
RECYCLBE - Recyclables?
No
Yes
TAG - Tag
Freeform Text
WASTE - Waste?
No
Yes
FZDISC - Fuse Disconnect
AMPRAT - Amperage Rating
Freeform Text
FUSESIZE - Fuse Size
Freeform Text
LOADBRK - Load Brake Size
Freeform Text
TAG - Tag
Freeform Text
GATE - Gate
GATEALCK - Access Lock
Card
Keypad
Manual Lock
None
GATEAUTO - Gate Automation
Manual
Powered
GATEGSPN - Gate Span
Double Gate
Single Gate
Wrough Iron
GATETYPE - Gate Type
Barrier Arm
Folding
Sliding
Swing
Turnstile
TAG - Tag
Freeform Text
GENERAL - General Class
-
(blank)
GGE - Gauge
-
(blank)
GLYMUSYS - Glycol Make-Up System
GLYSTYPE - Glycol Make-Up System Typ
Automatic
Manual
MIXER - Mixer?
No
Yes
PUMPINC - Pump(s) Included?
No
Yes
TAG - Tag
Freeform Text
TANK - Tank?
No
Yes
GRDRL - Guard Rail
GRRLMAT - Guard Rail Material
Fiberglass Reinforced Plastic
Galvanized Steel
Painted Metal
Stainless Steel
Wood
GRRLTYPE - Guard Rail Type
Embedded
Surface Mounted
QTY - Quantity
Freeform Text
TAG - Tag
Freeform Text
GRNDLPS - Grounding and Lightning Protection System
GRPSTYPE - Grounding and Lightning P
Above Grade Down Conductors
Lightning Arrestors
Open Ground Bus
TAG - Tag
Freeform Text
GSDSTMV - Gas Distribution - Main Valve
GSDSTMV - Line Size (Inch)
Freeform Text
GSMVTYPE - Gas Distribution - Main V
Main Isolation Valve
Pressure Regulating Valve
Solenoid Valve
Strainer
Wet/Dry Sensor
TAG - Tag
Freeform Text
GSDSTPS - Gas Distribution Piping System
GSPSTYPE - Gas Distribution Piping S
Natural Gas
Propane
TAG - Tag
Freeform Text
GSDSTSYS - Gas Distribution System
-
(blank)
GSVP - Gas Vaporizer
TAG - Tag
Freeform Text
HCLKDTC - Hydrocarbon Leak Detection System
HCTCTYPE - Hydrocarbon Leak Detectio
Electric
Manual
HEATEXCH - Heat Exchanger
HECHMAT - Heat Exchanger Material
Bronze
Copper
Iron
Steel
HECHPMED - Primary Medium
CHW
Glycol
LTHW
Steam
HECHSMED - Secondary Medium
CHW
Glycol
LTHW
HECHTYPE - Heat Exchanger Type
Plate
Shell + Tube
TAG - Tag
Freeform Text
HEDOMTIC - Head-o-Matic Distribution System
TAG - Tag
Freeform Text
HMDFR - Humidifier
CAPACITY - Capacity
Freeform Text
HMFRTYPE - Humidifier Type
Electric
Natural Gas (NG)
Steam
PWRSV - Power Supply Voltage
Freeform Text
TAG - Tag
Freeform Text
HNDDRY - Hand Dryer
TAG - Tag
Freeform Text
WATTS - Watts
Freeform Text
HNDRL - Hand Rail
HNRLTYPE - Hand Rail Type
Embedded
Integrated with guard rail
Surface Mounted
QTY - Quantity
Freeform Text
TAG - Tag
Freeform Text
HRU - Heat Recovery Unit
HRRUTYPE - Heat Recovery Unit Type
Fixed Plate
Rotary Wheel
HRUSE - Size (each)
Freeform Text
TAG - Tag
Freeform Text
HTWTRHT - Hot Water Heater
HTHTESRC - Hot Water Heater Energy S
Electric
Hot Water
Natural Gas (NG)
Propane Gas (LPG)
Steam
HTHTTYPE - Hot Water Heater Type
Boiler-Water Heater Combination
Heat Pump Hybrid
Steam-to-Water
Tank
Tankless
HTWTGI - Gas input(BTU)
Freeform Text
HTWTSC - Storage Cap (Litre)
Freeform Text
MOTORKW - Motor kW
Freeform Text
PWRSV - Power Supply Voltage
Freeform Text
TAG - Tag
Freeform Text
HVACARDS - HVAC Air Distribution System
HVDSINSL - HVAC Air Distribution Sys
N
Partial
Unknown
Y
TAG - Tag
Freeform Text
HVACPIPS - HVAC Piping System
HVPSINSL - HVAC Piping System Insula
N
Partial
Y
TAG - Tag
Freeform Text
HVACSTPS - HVAC Steam Piping System
HVPSTYPE - HVAC Steam Piping System
High-Pressure Condensate (>75psig)
High-Pressure Steam Heating (>75psig)
Low Pressure Condensate (<15psig)
Low Pressure Steam heating (<15psig)
Medium Pressure Condensate (>16psig)
Medium Pressure Steam heating (>16psig)
HVSSINSL - HVAC Steam Piping System
N
Partial
Y
TAG - Tag
Freeform Text
HYDRSWT - Hydronic System Water Treatment
HYWTTYPE - Hydronic System Water Tre
Chemical Pot Feeder
Condensate Neutralizer
Corrosion Coupon Rack
Water Filter
TAG - Tag
Freeform Text
LGHT - Lighting
GRNSTOL - Type Of Light
High-pressure Sodium
LED
Low-pressure Sodium
Mercury Vapor
Metal Halide
Solar
QTY - Quantity
Freeform Text
TAG - Tag
Freeform Text
LGHTCTRL - Lighting Control System
LGRLTYPE - Lighting Control System T
Contactor
Relay
TAG - Tag
Freeform Text
VOLT - Volt.
Freeform Text
LGHTSTD - Light Standard
GRNSTOL - Type Of Light
High-pressure Sodium
LED
Low-pressure Sodium
Mercury Vapor
Metal Halide
Solar
LGTDBMAT - Light Standard Pole Base
Bare
Concrete
Not Exposed
Sleeve Concrete
LGTDNFIX - Number of Fixtures
Eight fixtures
Five fixtures
Four fixtures
Nine fixtures
Seven fixtures
Single fixture
Six fixtures
Ten Fixtures
Three fixtures
Two fixtures
LGTDPMAT - Light Standard Pole Shaft
Aluminum
Concrete
Steel
Wood
LSH - Hinge
Freeform Text
QTY - Quantity
Freeform Text
TAG - Tag
Freeform Text
UTLP - Height (meter)
Freeform Text
LOADARM - Loading Arm
-
(blank)
LOADARMT - Loading Arm Drip Tray
-
(blank)
LOADBNK - Load Bank
LBT - Type of Load Bank
Capacitive
Electronic
Inductive
Resistive
Resistive Reactive
PWRSV - Power Supply Voltage
Freeform Text
TAG - Tag
Freeform Text
LOADDL - Loading Dock Levelers
LODLTYPE - Loading Dock Levelers Typ
Electric
Hydraulic
TAG - Tag
Freeform Text
LOCOWSDS - Locomotive Wash Distribution System
LODSTYPE - Locomotive Wash Distribut
Hose Reel
Washing Gun
TAG - Tag
Freeform Text
LOCOWSFD - Locomotive Wash Chemical Feed
TAG - Tag
Freeform Text
LOCOWWTS - Locomotive Wash Wastewater Treatment System
-
(blank)
LOWVLTDS - Low Voltage Distribution System
TAG - Tag
Freeform Text
LOWVLTPB - Low Voltage Panel Board
AMPERAGE - Amperage
Freeform Text
LOPBPHAS - Low Voltage Panel Board P
Single Phase Three Wire
Three Phase 3 Wire
Three Phase 4 Wire
Three Phase 5 Wire
Three Phase 6 Wire
MAINBRK - Main breaker?
No
Yes
NUMBRKS - Number of Breakers
Freeform Text
TAG - Tag
Freeform Text
VOLT - Volt.
Freeform Text
LOWVLTTR - Low Voltage Transformer
INCMVOLT - Incoming Voltage
Freeform Text
KVARAT - KVA Rating
Freeform Text
LOTRTYPE - Low Voltage Transformer T
Delta-Delta
Delta-Wye
Unknown
Wye-Delta
Wye-Wye
OUTVOLT - Outgoing Voltage
Freeform Text
TAG - Tag
Freeform Text
LSHIGH - Level Switch - High-High
-
(blank)
LSLOW - Level Switch - Low-Low
-
(blank)
LVETE - Low Voltage Electrical Testing Equipment
-
(blank)
MANVLV - Manual Valve (>=100)
LINESIZE - Line Size
Freeform Text
MALVTYPE - Manual Valve (>=100) Type
Ball
Butterfly
Curb Stop
Dry
Gate
Plug
TAG - Tag
Freeform Text
MHVLTDS - Medium/High Voltage Distribution System
TAG - Tag
Freeform Text
MHVLTTRS - Medium/High Voltage Transformer
INCMVOLT - Incoming Voltage
Freeform Text
KVARAT - KVA Rating
Freeform Text
MHRSTYPE - Medium/High Voltage Trans
Delta-Delta
Delta-Wye
Unknown
Wye-Delta
Wye-Wye
OUTVOLT - Outgoing Voltage
Freeform Text
TAG - Tag
Freeform Text
MIXER - Mixer
MIERMAT - Mixer Material
Aluminum
Steel
Thermoplastic
TAG - Tag
Freeform Text
MNHOL - Manhole
BOLTED - Bolted?
No
Yes
MANS - Size – Diameter (mm)
Freeform Text
MNOLCOTY - Cover Type
Catchbasin
Solid
Vented
MNOLTYPE - Manhole Type
Electrical/Communications
Rain water
Sewer
Snow Melt
Storm
Unknown
Valve
QTY - Quantity
Freeform Text
TAG - Tag
Freeform Text
MTRCONTC - Motor Control Centers (MCC)
FRAMSIZE - Frame Size
Freeform Text
NUMCELLS - Motor Control Centers (MC
Freeform Text
TAG - Tag
Freeform Text
MTROVLEA - Motor Operated Valve and Actuator
LINESIZE - Line Size
Freeform Text
MTEAATYP - Actuator Type
Electric
Electronic
Pneumatic
MTEATYPE - Motor Operated VLEA Type
Ball
Butterfly
Electric
Gate
TAG - Tag
Freeform Text
OHDDR - Overhead Door
ACCSZL - Size Length (feet)
Freeform Text
ACCSZW - Size Width (feet)
Freeform Text
INSULTED - Insulated?
No
Yes
OHDRAUTO - Overhead Door Automation
Hybrid
Manual
Powered
OHDRTYPE - Overhead Door Type
Coiling
Rubber
Sectional
TAG - Tag
Freeform Text
PEDWLK - Pedestrian walk way
FRSHTSLI - Size Length (inch)
Freeform Text
PEDHI - Height (inch)
Freeform Text
PEDSWI - Size Width (inch)
Freeform Text
PELKMAT - Pedestrian Walkway Materi
Asphalt
Concrete
Gravel
Pavers
QTY - Quantity
Freeform Text
TAG - Tag
Freeform Text
PHTOSYS - Photovoltaic System
NUMPNLS - Number of Panels
Freeform Text
PHSS - Size of Panel (Inch)
Freeform Text
PHYSARTY - Array Type
Auto Tracking
Fixed
PKGAREA - Parking Area
PKEAMAT - Parking Area Material
Asphalt
Block Pavers
Concrete
Gravel
Mastic
Permeable Pavers
Sealer
Thin Membrane Waterproofing System
Unit Pavers
PSNS - Number of parking spots
Freeform Text
TAG - Tag
Freeform Text
PKGDCKPS - Parking Deck Protection System
ACCSZL - Size Length (feet)
Freeform Text
ACCSZW - Size Width (feet)
Freeform Text
CONCPRES - Concrete Topping Present?
No
Yes
PKPSTYPE - Parking Deck Protection S
Asphalt Paved Thick Waterproofing System
Concrete
Mastic
Sealer
Thin Waterproofing System
PKGSTRDK - Parking Structure Deck
PKDKMAT - Parking Structure Deck Ma
Cast-in-Place Concrete
Composite
Precast Concrete
PKDKTYPE - Parking Structure Deck Ty
Double Tee Slab
Flat Slab
Tee Slab
Waffle
PSNS - Number of parking spots
Freeform Text
PKGSTRFR - Parking Structure Framing
PKFRMAT - Parking Structure Framing
Cast-in-Place Concrete
Precast Concrete
Steel
PKGSTRRF - Parking Structure Roof
PKRFMAT - Parking Structure Roof Ma
Composite
Concrete
Steel
PKGSTRSL - Parking Structure Slab on Grade
CONCPRES - Concrete Topping Present?
No
Yes
PKSLPTYP - Protection Type
Asphalt Paved Thick Waterproofing System
Mastic
None
Sealer
Thin Waterproofing System
PLMBFXT - Plumbing Fixture
TAG - Tag
Freeform Text
PLMBFXTF - Plumbing Fixture - Fountains
PLMFBR - Bottle Refill(Y/N)
No
Yes
PLTFCRTY - Cooler Type
Electric Water Cooler
Exterior Water Cooler
No Cooler
PLTFMAT - Plumbing Fixture - Founta
Porcelain
Stainless Steel
Stone
Vitreous China
PLTFTYPE - Plumbing Fixture - Founta
Drinking Fountain
Water Cooler
TAG - Tag
Freeform Text
TYPE - Type
Freeform Text
PMP - Pump
MOTORKW - Motor kW
Freeform Text
PMMPFLUD - Pump Fluid
Antifreeze
Chemical
CHW
Condensate
CWS
DEF
Diesel
Glycol
HWS
LTHW
Oil
Sanitary Sewage
PMMPMPWR - Motive Power
Compressed Air
Diesel Engine
Electricity
PMMPTYPE - Pump Type
Close-Coupled
Compression Air Driven
Condensate
Double Suction
End Suction
Multi-Stage
Peristaltic
Pipe Mounted (Inline) Circulator
Positive Displacement
Positive Progression
Rotary Lobe
Split-Coupled
Vertical Inline
Vertical Turbine
PMPF - Flow (litre/second)
Freeform Text
PMPH - Head (kPa)
Freeform Text
PMPV - VFD(Y/N)
No
Yes
PWRSV - Power Supply Voltage
Freeform Text
TAG - Tag
Freeform Text
PORTOFFC - Portable Office
ACCSZL - Size Length (feet)
Freeform Text
ACCSZW - Size Width (feet)
Freeform Text
POFCCONS - Portable Office Construct
In-situ Constructed Unit
Prefabricated (Pre-engineered) Unit
POFCMAT - Portable Office Material
Aluminum
Concrete
Fibreglass
Resin
Steel
Wood
TAG - Tag
Freeform Text
PRPTWLL - Parapet Wall
PRLLMAT - Parapet Wall Material
Precast Concrete
Reinforced Concrete
Steel
Wood
PRREDVLV - Pressure Reducing Valve (PRV)
SIZE - Size
Freeform Text
TAG - Tag
Freeform Text
PRREGVLV - Pressure Regulating Valve (PGV)
BFPICS - Inlet Connection Size (Inch)
Freeform Text
PRLVTYPE - Pressure Regulating Valve
DEF
Diesel
Natural Gas
Propane
PRREGIO - Inlet and outlet Size(Inch)
Freeform Text
TAG - Tag
Freeform Text
PRRELVLV - Pressure Relief Valve (PRFV)
GSDSTMV - Line Size (Inch)
Freeform Text
TAG - Tag
Freeform Text
PRTEMRGE - Portable Emergency Eyewash
TAG - Tag
Freeform Text
PRTKARCP - Pressure Tank - Air Compressor
TAG - Tag
Freeform Text
PRWSPMP - Pressure Wash Pump Skid
MOTORKW - Motor kW
Freeform Text
PRMPTYPE - Pressure Wash Pump Skid T
Dual Pump
Single Pump
PWRSV - Power Supply Voltage
Freeform Text
PSTINVLV - Post Indicator Valve
PSLVTYPE - Post Indicator Valve Type
Indicator Post Valve
Supervised Valve
TAG - Tag
Freeform Text
PWWTS - Process Waste Water Treatment System
TAG - Tag
Freeform Text
RCTFR - Rectifier
TAG - Tag
Freeform Text
RDWY - Roadway
RDWYMAT - Roadway Material
Asphalt
Block Pavers
Concrete
Gravel
Mastic
Permeable Pavers
Sealer
Thin Membrane Waterproofing System
Unit Pavers
TAG - Tag
Freeform Text
VOLT - Volt.
Freeform Text
REFBCC - Refrigerant Branch Circuit Controller
VOLT - Volt.
Freeform Text
RLMNACC - Rail Mini Accessibility Platform
ACCSZL - Size Length (feet)
Freeform Text
ACCSZW - Size Width (feet)
Freeform Text
RLCCPLMT - RLMN Platform Material
Asphalt
Composite
Concrete
Steel
Wood
RLCCRPMT - RLMN Ramp Material
Asphalt
Composite
Concrete
Steel
Wood
RLPLTF - Rail Platform
ACCSZL - Size Length (feet)
Freeform Text
ACCSZW - Size Width (feet)
Freeform Text
RLTFPLMT - Rail Platform Material
Asphalt
Composite
Concrete
Steel
Wood
RLTFRPMT - Rail Ramp Material
Asphalt
Composite
Concrete
Not Applicable
Steel
Wood
TAG - Tag
Freeform Text
RMINT - Room Interior
CEILMATL - Ceiling Material
Freeform Text
FLRMATL - Floor Material
Freeform Text
QTY - Quantity
Freeform Text
RMISFRI - Square footage of room interior
Freeform Text
TAG - Tag
Freeform Text
WALMATL - Wall Material
Freeform Text
RTNWLL - Retaining Wall
MAXGDIFF - Max Grade Difference
Freeform Text
RTLLMAT - Retaining Wall Material
Berm
Concrete
Gabion
Masonry
Natural Stone
Secant
Sheet Piling
Soldier Pile and Lagging
Timber
Unknown
TAG - Tag
Freeform Text
WALLLNTH - Wall Length
Freeform Text
SANDHOP - Sand Hopper
TAG - Tag
Freeform Text
SBSTRUCT - Substructure
SBCTMAT - Substructure (SFG - Below
Cast-in-Place Reinforced Concrete
Concrete Block/Masonry Unit (CMU)
Masonry Brick
Missing Cast in Place Concrete
Not Visible
Precast Concrete
Rubble (Stone)
Steel
Timber
TAG - Tag
Freeform Text
SEP - Separator
SEEPCLTY - Cleaning Type
Manually Cleaned
Mechanically Cleaned
SEEPITYP - Separator Installation Ty
Above Ground
Below Grade
SEEPTYPE - Separator Type
Air/Water Separator
Air-Diesel Separator
Grease-Water Separator
Grit-Water Separator
Oil-Water Separator
Solvent-Water Separator
TAG - Tag
Freeform Text
TANKVOL - Tank Volume
Freeform Text
SEPTNK - Septic Tank
MATERIAL - Material
Concrete
Fiberglass
HPDE
PERMIT - Permit
Freeform Text
SETS - Size (Litre)
Freeform Text
TAG - Tag
Freeform Text
SEWCLRST - Sewage Clear Station
-
(blank)
SGNFACID - Signs - Facility ID
FRSHTSLI - Size Length (inch)
Freeform Text
ILLUMNTD - Illuminated?
No
Yes
PEDSWI - Size Width (inch)
Freeform Text
TAG - Tag
Freeform Text
SGNPARK - Signs - Parking
FRSHTSLI - Size Length (inch)
Freeform Text
PEDSWI - Size Width (inch)
Freeform Text
SGRKMTYP - Signs (Park.) Mounting Ty
Floor
Wall
SHD - Shed
PEDSWI - Size Width (inch)
Freeform Text
SHDRM - Roof material
Metal
Polycarbonate
Wood shingles
SHDWI - Width (inch)
Freeform Text
SHHDCONS - Shed Construction
In-situ Constructed Unit
Prefabricated (Pre-engineered) Unit
SHHDMAT - Shed Material
Aluminum
Concrete
Fibreglass
Resin
Steel
Wood
SHHDTYPE - Shed Type
Compressor Shed
Salt Shed
Utility/Storage Shed
TAG - Tag
Freeform Text
SHLTR - Shelter
ACCSZL - Size Length (feet)
Freeform Text
ACCSZW - Size Width (feet)
Freeform Text
CNPYRM - Roof material
Freeform Text
SHTRCONS - Shelter Construction
In-situ Constructed Unit
Prefabricated (Pre-engineered) Unit
SHTRRMAT - Shelter Roof Material
Metal
Polycarbonate
Wood shingles
SHTRTYPE - Shelter Type
Bike
Fare
Fuel Dispensing
Passenger
Ticketing Vending Machine
TAG - Tag
Freeform Text
WINDSCRN - Wall glazing or wind screen?
No
Yes
SHRVLV - Shear Valve
-
(blank)
SIGLGHT - Signal Light
LENSCNT - Lense Count
Freeform Text
SIHTHMAT - Housing Material
Metal
Plastic
SIHTTYPE - Signal Light Type
Fixed
Strobe
TAG - Tag
Freeform Text
SLPDRF - Sloped Roof
ROODGURD - Roof snow guard present?
No
Yes
SLRFMAT - Sloped Roof Material
Asphalt Shingle
Clay Tile
Composite Tile
Concrete Tile
Glass
Metal
Polycarbonate
Precast Concrete
Wood Shingle
TAG - Tag
Freeform Text
SMPIT - Sump Pit
SMITLMAT - Liner Material
Concrete
HDPE
Metallic
Other
SMPCL - Pit Capicaty (Litre)
Freeform Text
TAG - Tag
Freeform Text
SNDBLR - Sand Blower
AIRFLOW - Airflow (SCFM)
Freeform Text
MTRPWR - Motor Power
Freeform Text
TAG - Tag
Freeform Text
VOLT - Volt.
Freeform Text
SNDLDDS - Sand Loading Distribution System
TAG - Tag
Freeform Text
SNDPMPTR - Sand Pump - Train
TAG - Tag
Freeform Text
SNDPOD - Sand Pod
TAG - Tag
Freeform Text
VOLUME - Volume
Freeform Text
SNDSILO - Sand Silo
TAG - Tag
Freeform Text
VOLUME - Volume
Freeform Text
SOLEVLV - Solenoid Valve
LINESIZE - Line Size
Freeform Text
SOLVATYP - Solenoid Valve Actuator T
Electric
Electronic
Pneumatic
SOLVTYPE - Solenoid Valve Type
Ball
Butterfly
Gate
TAG - Tag
Freeform Text
SPLKTSTN - Spill Kits Station
SPTNTYPE - Spill Kits Station Type
Absorbal Only
Biohazardous
Full Kit
Unknown
TAG - Tag
Freeform Text
SPRNKSYS - Sprinkler System
AIRCOMP - Air Compressor?
No
Yes
INPVLV - Indicator Post Valve?
No
Yes
SPRYSSH - Number of sprinkler heads (each)
Freeform Text
SPYSTYPE - Sprinkler System Type
Deluge Sprinkler System
Double Preaction Sprinkler System
Dry Sprinkler Alarm Check Valve Assembly
Single Preaction Sprinkler System
Wet Sprinkler Alarm Check Valve Assembly
SPSTRUCT - Superstructure
SPCTMAT - Superstructure (SFG - Abo
Cast-in-Place Reinforced Concrete
Concrete Block/Masonry Unit (CMU)
Masonry Brick
Not Visible
Precast Concrete
Rubble (Stone)
Steel
Timber
TAG - Tag
Freeform Text
STMDRTOR - Steam Deaerator
STORMAT - Steam Deaerator Material
Brass
FRP
Steel
TAG - Tag
Freeform Text
STMFTANK - Steam Flash Tank
STFTMAT - Steam Flash Tank Material
Brass
FRP
Steel
TAG - Tag
Freeform Text
STNDPSYS - Standpipe System
AIRCOMP - Air Compressor?
No
Yes
INPVLV - Indicator Post Valve?
No
Yes
STYSTYPE - Standpipe System Type
Dry Standpipe Alarm Check Valve Assembly
Wet Standpipe Alarm Check Valve Assembly
STORTNK - Storage Tank
INDRINST - Indoor Installation?
No
Yes
SECCONT - Secondary Containment?
No
Yes
STNKCONS - Storage Tank Construction
Double Wall
Single Wall
STNKFLTY - Fluid Type
Chilled Water
Cleaning Fluids
DEF
Diesel
Glycol
Indoor
Non-Potable Water
Oil
Outdoor
Potable Water
Propane
Sewage
Train Anti-Freeze
Waste Oil
STNKMAT - Storage Tank Material
FRP
Plastic
Steel
STNKTYPE - Storage Tank Type
AST
UST
TAG - Tag
Freeform Text
TANKVOL - Tank Volume
Freeform Text
TSSANUM - TSSA Number
Freeform Text
STRCEPTR - Stormceptor
-
(blank)
STRMCS - Subsurface Stormwater Controls system (piping)
-
(blank)
STRMDT - Stormwater detention tank
INLETDA - Inlet diameter (mm)
Freeform Text
INSTTYPE - Installation Type
Above
Below
IOPIPE - Inlet and outlet pipe invert elevations differences
Freeform Text
OUTLETD - Outlet diameter (mm)
Freeform Text
SEDMNTHT - Allowable Floating Hydrocarbon Thickness (cm)
Freeform Text
SEDMNTTH - Allowable Sediment Thickness (cm)
Freeform Text
TSTRVOL - Total storage volume (L)
Freeform Text
STRMFIST - Stormwater fuelling island spill tray
INSTTYPE - Installation Type
Above
Below
OUTLETD - Outlet diameter (mm)
Freeform Text
STLENGTH - Length
Freeform Text
STWIDTH - Width
Freeform Text
STRMOGS - Stormwater oil grit separator
HCSCAPTY - Hydrocarbon storage capacity (L)
Freeform Text
INLETDA - Inlet diameter (mm)
Freeform Text
INSTTYPE - Installation Type
Above
Below
IOPIPE - Inlet and outlet pipe invert elevations differences
Freeform Text
OUTLETD - Outlet diameter (mm)
Freeform Text
SEDCAPTY - Maximum sediment capacity (L)
Freeform Text
SEDMNTHT - Allowable Floating Hydrocarbon Thickness (cm)
Freeform Text
SEDMNTTH - Allowable Sediment Thickness (cm)
Freeform Text
TSTRVOL - Total storage volume (L)
Freeform Text
STRMOSV - Stormwater oil stop valve
INLETDA - Inlet diameter (mm)
Freeform Text
INSTTYPE - Installation Type
Above
Below
IOPIPE - Inlet and outlet pipe invert elevations differences
Freeform Text
OUTLETD - Outlet diameter (mm)
Freeform Text
TSTRVOL - Total storage volume (L)
Freeform Text
STRMOUTF - Stormwater outflow
CONNTYPE - Connection type to municipality or region
Outflow to ditch
Pipe Connection
INSTTYPE - Installation Type
Above
Below
OUTLETD - Outlet diameter (mm)
Freeform Text
STRMOWS - Stormwater oil water separator
INLETDA - Inlet diameter (mm)
Freeform Text
INSTTYPE - Installation Type
Above
Below
IOPIPE - Inlet and outlet pipe invert elevations differences
Freeform Text
OUTLETD - Outlet diameter (mm)
Freeform Text
SEDMNTHT - Allowable Floating Hydrocarbon Thickness (cm)
Freeform Text
SEDMNTTH - Allowable Sediment Thickness (cm)
Freeform Text
STRMSV - Stormwater shutoff valve
INLETDA - Inlet diameter (mm)
Freeform Text
INSTTYPE - Installation Type
Above
Below
IOPIPE - Inlet and outlet pipe invert elevations differences
Freeform Text
OUTLETD - Outlet diameter (mm)
Freeform Text
TYPOPER - Type of operation
Manual
Mechanical
STRN - Strainer
GSDSTMV - Line Size (Inch)
Freeform Text
STRNFS - Frame Size (mm)
Freeform Text
STRNTYPE - Strainer (>75mm) Type
Basket
Cartridge
Inline
TAG - Tag
Freeform Text
STRWY - Stairway
ACCSZW - Size Width (feet)
Freeform Text
QTY - Quantity
Freeform Text
STRWNS - Number of steps (each)
Freeform Text
STWYMAT - Stairway Material
Concrete
Concrete with Nosing Tile
Concrete with Tread & Riser Tile
Concrete with Tread Tile
Fibreglass Reinforced Plastic
Metal Stair with Concrete Filled Treads
Metal Stair with Grating Treads
Wood
TAG - Tag
Freeform Text
SUBSRFCS - Subsurface Stormwater Control System
-
(blank)
SURFSCS - Surface Stormwater Control
LINER - Liner?
No
Yes
SUCSTYPE - Surface Stormwater Contro
Freeform Text
TAG - Tag
Freeform Text
VEGETATN - Vegetation?
No
Yes
SUSPUTIL - Suspended Utilities
SUILTYPE - Suspended Utilities Type
Electrical Power
Natural Gas
Signals
SWTBRD - Switchboard
SWRDNITB - Switchboard Number of Inc
1
2
3
16
SWRDTBRK - Switchboard Tie Breaker
Automatic
Manual
None
TAG - Tag
Freeform Text
VOLT - Volt.
Freeform Text
SWTGR - Switchgear
SWGRNITB - Switchgear Number of Inco
1
2
3
SWGRTBRK - Switchgear Tie Breaker
Automatic
Manual
None
TAG - Tag
Freeform Text
VOLT - Volt.
Freeform Text
SWTYDSE - Switchyard Service Entrance
AMPERAGE - Amperage
Freeform Text
SWSEITYP - SWTYD Serv. Entra. Instal
Bus Duct
Overhead (Pole Mounted)
Underground (Ductbank)
VOLT - Volt.
Freeform Text
SWTYDTRS - Switchyard Transformation
INCMVOLT - Incoming Voltage
Freeform Text
KVARAT - KVA Rating
Freeform Text
OUTVOLT - Outgoing Voltage
Freeform Text
SWRSTYPE - Switchyard Transformation
Delta-Delta
Delta-Wye
Oil Filled
Wye-Delta
Wye-Wye
TAG - Tag
Freeform Text
TANKHTR - Tank Heater
HEATCAPK - Heating Capacity (kW)
Freeform Text
PWRSV - Power Supply Voltage
Freeform Text
TATRESRC - Tank Heater Energy Source
Electric
Hotwater
Natural Gas
Oil
Propane Gas
Steam
TATRTYPE - Tank Heater Type
External Heat Exchanger
In Tank
TRFCBARR - Traffic Barrier
TAG - Tag
Freeform Text
TRRRMAT - Traffic Barrier Material
Cast-in-Place Concrete
Galvanized steel guide rail with rubber bumper
Galvanized steel guide rail with steel post
Galvanized steel guide rail with wood post
Precast Concrete
Precast concrete with chain link fence
Water filled barrier
TRRRTYPE - Traffic Barrier Type
Guide Rail System
Jersey barrier
Parapet Wall
TRMHTR - Terminal Heater
HEATCAPK - Heating Capacity (kW)
Freeform Text
PWRSV - Power Supply Voltage
Freeform Text
QTY - Quantity
Freeform Text
TAG - Tag
Freeform Text
TRTRESRC - Terminal Heater Energy So
Electric Heated
Fuel Oil Heated
Gas (Unknown Type)
Geothermal Heated
Hot Water/Glycol Heated
Natural Gas (NG) Heated
Propane Gas (LPG) Heated
Steam Heated
TRTRTYPE - Terminal Heater Type
Baseboard
Cabinet Forced Flow Heater
Convector
Infrared
Radiant Panel
Radiator
Unit Heater - Horizontal
Unit Heater - Vertical
Wall Fin
TRNFLDNS - Train Fluids Dispensing Station
PWRSV - Power Supply Voltage
Freeform Text
TAG - Tag
Freeform Text
TRNFLDS - Train Fluids Distribution System
MTRDRVN - Motor Driven?
No
Yes
TAG - Tag
Freeform Text
TRNSFRSW - Transfer Switch
SERVBYPS - Service Bypass?
No
Yes
TAG - Tag
Freeform Text
TRSWTTYP - Transition Type
Closed
Open
TRSWTYPE - Transfer Switch Type
Auto
Manual
TRNSLVL - Transmitter - Level
-
(blank)
TRNSPR - Transmitter - Pressure
-
(blank)
TRNSTEMP - Transmitter - Temperature
-
(blank)
TRNWHTS - Train Wheel Truing System
TAG - Tag
Freeform Text
TRNWORS - Train Waste Oil Recovery System
TAG - Tag
Freeform Text
TUNSTRUC - Tunnel Structure
ACCSZH - Size Height (feet)
Freeform Text
ACCSZL - Size Length (feet)
Freeform Text
ACCSZW - Size Width (feet)
Freeform Text
TUUCMAT - Tunnel Structure Material
Precast Concrete
Reinforced Concrete
Steel
Wood
UTLMTR - Utility Meters
TAG - Tag
Freeform Text
UTTRTYPE - Utility Meters Type
Gas
Hydro One Sealed Unit
Power
Water
UTLPOLE - Utility Pole
TAG - Tag
Freeform Text
UTLEBMAT - Utility Pole Base (Found.
Bare
Concrete
Sleeve Concrete
UTLEPMAT - Utility Pole Pole Shaft M
Aluminum
Concrete
Steel
Wood
UTLP - Height (meter)
Freeform Text
UTPWRSUP - Uninterruptable Power Supply
KVARAT - KVA Rating
Freeform Text
TAG - Tag
Freeform Text
UTUPTYPE - Uninterruptable Power Sup
1 Phase
3 Phase
UVWTRSTR - UV Water Sterilization
-
(blank)
VARARVU - Variable Air Volume Unit
FANASS - Fan Assist?
No
Yes
SILINCER - Siliencer?
No
Yes
TAG - Tag
Freeform Text
VAVUCNTY - Control Type
Electric
Electronic
Pneumatic
VAVURCTY - Reheat Coil Type
Electric Heating
Hot Water/Glycol Heating
None
Steam Heating
VAVUTYPE - Variable Air Volume Unit
Dual Duct
Single Duct
VHCLECU - Vehicle Charging Unit
OUTRATEV - Output Rate (VA/hr)
Freeform Text
TAG - Tag
Freeform Text
VHCLVCU - Vehicle Charging Type
Level 2
Level 3
WHLLATH - Wheel Lathe
TAG - Tag
Freeform Text
WINDSYS - Window System
TAG - Tag
Freeform Text
WINDNOW - Number of Windows
Freeform Text
WSTARPMP - Waste Antifreeze Recovery Pump Station
TAG - Tag
Freeform Text
WSTARSYS - Waste Antifreeze Recovery System
TAG - Tag
Freeform Text
WSTWCOLS - Waste Water Collection System
TAG - Tag
Freeform Text
WSCSTYPE - Waste Water Collection Sy
Effluent
Force Main
Gravity Sewer
Level Meter
Vaccuum
WSTWLS - Waste Water Lift Station
MOTORKW - Motor kW
Freeform Text
PWRSV - Power Supply Voltage
Freeform Text
TAG - Tag
Freeform Text
WSLSQUAT - Quantity
Dual
Single
Unknown
WSLSTYPE - Waste Water Lift Station
Grade Mounted Vertical Turbine
Submerged
WTRSFNR - Water Softener
EMRNTS - Tank Size (Litre)
Freeform Text
TAG - Tag
Freeform Text
WSEC - Exchange Capacity
Freeform Text
WSFR - Max. Flow rate (GPM)
Freeform Text
WTNRTYPE - Water Softener Type
Dual-Tank Water Softener System
Ion Exchange Water Softener System
Magnetic Water Softener System
Reverse-Osmosis System
Water Filtering
Water Sterilization System
WWELL - Water Well
TAG - Tag
Freeform Text
WYCMPARO - Wayside Compressed Air Outlet
TAG - Tag
Freeform Text
WYPOUTCB - Wayside Power Outlets & Cables
TAG - Tag
Freeform Text
WYPWDSTP - Wayside Power Distribution Panel
TAG - Tag
Freeform Text
WYPWMCC - Wayside Power MCC
FRAMSIZE - Frame Size
Freeform Text
NUMCELLS - Motor Control Centers (MC
Freeform Text
TAG - Tag
Freeform Text
Context and Considerations
- All assets within Metrolinx EAM will be associated with a class
- Dependant on the asset class selected, class-specific attributes are mandatory to populate
- If additional attributes are required outside of the descriptive and class-specific, Metrolinx will need to be engaged to make the necessary changes
- Where there exists no custom fields within the class, no action is required
- All class-specific attributed are considered Mandatory

## Custom Field Tbl (hidden)
Custom Fields & Custom field Values Table
ORG | Class Code | Class Description | Class Code + Desc | Line # | CF Code | CF Description | CF Code + Description | Look Up Type | Look Up Value
RS | ABTMT | Abutment | ABTMT - Abutment | 10 | ABMTTYPE | Abutment Type | ABMTTYPE - Abutment Type | Property | Seat
RS | ABTMT | Abutment | ABTMT - Abutment | 10 | ABMTTYPE | Abutment Type | ABMTTYPE - Abutment Type | Property | Stem
RS | ABTMT | Abutment | ABTMT - Abutment | 20 | ABMTMAT | Abutment Material | ABMTMAT - Abutment Material | Property | Reinforced Concrete
RS | ABTMT | Abutment | ABTMT - Abutment | 20 | ABMTMAT | Abutment Material | ABMTMAT - Abutment Material | Property | Steel
RS | ACCLDR | Access Ladder | ACCLDR - Access Ladder | 5 | TAG | Tag | TAG - Tag | None | Freeform Text
RS | ACCLDR | Access Ladder | ACCLDR - Access Ladder | 10 | ACDRMAT | Access Ladder Material | ACDRMAT - Access Ladder Material | Property | Aluminium
RS | ACCLDR | Access Ladder | ACCLDR - Access Ladder | 10 | ACDRMAT | Access Ladder Material | ACDRMAT - Access Ladder Material | Property | Fibreglass
RS | ACCLDR | Access Ladder | ACCLDR - Access Ladder | 10 | ACDRMAT | Access Ladder Material | ACDRMAT - Access Ladder Material | Property | Galvanized Steel
RS | ACCLDR | Access Ladder | ACCLDR - Access Ladder | 10 | ACDRMAT | Access Ladder Material | ACDRMAT - Access Ladder Material | Property | Stainless Steel
RS | ACCLDR | Access Ladder | ACCLDR - Access Ladder | 10 | ACDRMAT | Access Ladder Material | ACDRMAT - Access Ladder Material | Property | Wood
RS | ACCLDR | Access Ladder | ACCLDR - Access Ladder | 20 | SAFECAGE | Safety cage present? | SAFECAGE - Safety cage present? | Property | No
RS | ACCLDR | Access Ladder | ACCLDR - Access Ladder | 20 | SAFECAGE | Safety cage present? | SAFECAGE - Safety cage present? | Property | Yes
RS | ACCPLTF | Access Platform | ACCPLTF - Access Platform | 5 | TAG | Tag | TAG - Tag | None | Freeform Text
RS | ACCPLTF | Access Platform | ACCPLTF - Access Platform | 10 | ACTFTYPE | Access Platform Type | ACTFTYPE - Access Platform Type | Property | Concrete and Steel
RS | ACCPLTF | Access Platform | ACCPLTF - Access Platform | 10 | ACTFTYPE | Access Platform Type | ACTFTYPE - Access Platform Type | Property | Galvanized Steel
RS | ACCPLTF | Access Platform | ACCPLTF - Access Platform | 10 | ACTFTYPE | Access Platform Type | ACTFTYPE - Access Platform Type | Property | Painted Metal
RS | ACCPLTF | Access Platform | ACCPLTF - Access Platform | 10 | ACTFTYPE | Access Platform Type | ACTFTYPE - Access Platform Type | Property | Reinforced Fibreglass
RS | ACCPLTF | Access Platform | ACCPLTF - Access Platform | 20 | GURDRAIL | Guard Rail | GURDRAIL - Guard Rail | Property | No
RS | ACCPLTF | Access Platform | ACCPLTF - Access Platform | 21 | GURDRAIL | Guard Rail | GURDRAIL - Guard Rail | Property | Yes
RS | ACCPLTF | Access Platform | ACCPLTF - Access Platform | 30 | ACCSZH | Size Height (feet) | ACCSZH - Size Height (feet) | None | Freeform Text
RS | ACCPLTF | Access Platform | ACCPLTF - Access Platform | 40 | ACCSZL | Size Length (feet) | ACCSZL - Size Length (feet) | None | Freeform Text
RS | ACCPLTF | Access Platform | ACCPLTF - Access Platform | 50 | ACCSZW | Size Width (feet) | ACCSZW - Size Width (feet) | None | Freeform Text
RS | AIRELIM | Air Eliminator | AIRELIM - Air Eliminator | 5 | TAG | Tag | TAG - Tag | None | Freeform Text
RS | ARCMPRS | Air Compressor | ARCMPRS - Air Compressor | 5 | TAG | Tag | TAG - Tag | None | Freeform Text
RS | ARCMPRS | Air Compressor | ARCMPRS - Air Compressor | 10 | ARRSTYPE | Air Compressor Type | ARRSTYPE - Air Compressor Type | Property | Centrifugal
RS | ARCMPRS | Air Compressor | ARCMPRS - Air Compressor | 10 | ARRSTYPE | Air Compressor Type | ARRSTYPE - Air Compressor Type | Property | Reciprocating
RS | ARCMPRS | Air Compressor | ARCMPRS - Air Compressor | 10 | ARRSTYPE | Air Compressor Type | ARRSTYPE - Air Compressor Type | Property | Screw
RS | ARCMPRS | Air Compressor | ARCMPRS - Air Compressor | 10 | ARRSTYPE | Air Compressor Type | ARRSTYPE - Air Compressor Type | Property | Scroll
RS | ARCMPRS | Air Compressor | ARCMPRS - Air Compressor | 20 | PWRSV | Power Supply Voltage | PWRSV - Power Supply Voltage | None | Freeform Text
RS | ARCMPRS | Air Compressor | ARCMPRS - Air Compressor | 30 | MOTORKW | Motor kW | MOTORKW - Motor kW | None | Freeform Text
RS | ARCMPRS | Air Compressor | ARCMPRS - Air Compressor | 40 | AIRFLOW | Airflow (SCFM) | AIRFLOW - Airflow (SCFM) | None | Freeform Text
RS | ARCONC | Air-Conditioning - Condenser | ARCONC - Air-Conditioning - Condenser | 5 | TAG | Tag | TAG - Tag | None | Freeform Text
RS | ARCONC | Air-Conditioning - Condenser | ARCONC - Air-Conditioning - Condenser | 10 | ARNCITYP | AC - Condenser Installati | ARNCITYP - AC - Condenser Installati | Property | Floor Standing
RS | ARCONC | Air-Conditioning - Condenser | ARCONC - Air-Conditioning - Condenser | 10 | ARNCITYP | AC - Condenser Installati | ARNCITYP - AC - Condenser Installati | Property | Suspended
RS | ARCONC | Air-Conditioning - Condenser | ARCONC - Air-Conditioning - Condenser | 10 | ARNCITYP | AC - Condenser Installati | ARNCITYP - AC - Condenser Installati | Property | Wall
RS | ARCONC | Air-Conditioning - Condenser | ARCONC - Air-Conditioning - Condenser | 10 | ARNCITYP | AC - Condenser Installati | ARNCITYP - AC - Condenser Installati | Property | Window
RS | ARCONC | Air-Conditioning - Condenser | ARCONC - Air-Conditioning - Condenser | 10 | ARNCTYPE | AC - Condenser Type | ARNCTYPE - AC - Condenser Type | Property | Air-Cooled
RS | ARCONC | Air-Conditioning - Condenser | ARCONC - Air-Conditioning - Condenser | 10 | ARNCTYPE | AC - Condenser Type | ARNCTYPE - AC - Condenser Type | Property | Ground Service
RS | ARCONC | Air-Conditioning - Condenser | ARCONC - Air-Conditioning - Condenser | 10 | ARNCTYPE | AC - Condenser Type | ARNCTYPE - AC - Condenser Type | Property | Water Cooled
RS | ARCONC | Air-Conditioning - Condenser | ARCONC - Air-Conditioning - Condenser | 30 | WINDSNOW | Window/Snow Baffles? | WINDSNOW - Window/Snow Baffles? | Property | No
RS | ARCONC | Air-Conditioning - Condenser | ARCONC - Air-Conditioning - Condenser | 30 | WINDSNOW | Window/Snow Baffles? | WINDSNOW - Window/Snow Baffles? | Property | Yes
RS | ARCONC | Air-Conditioning - Condenser | ARCONC - Air-Conditioning - Condenser | 40 | SUPPSTND | Support Stand? | SUPPSTND - Support Stand? | Property | No
RS | ARCONC | Air-Conditioning - Condenser | ARCONC - Air-Conditioning - Condenser | 40 | SUPPSTND | Support Stand? | SUPPSTND - Support Stand? | Property | Yes
RS | ARCONIE | Air-Conditioning - Indoor Evaporator | ARCONIE - Air-Conditioning - Indoor Evaporator | 5 | TAG | Tag | TAG - Tag | None | Freeform Text
RS | ARCONIE | Air-Conditioning - Indoor Evaporator | ARCONIE - Air-Conditioning - Indoor Evaporator | 10 | ARIETYPE | AC - Indoor Evaporator Ty | ARIETYPE - AC - Indoor Evaporator Ty | Property | Packaged Terminal (PTAC)
RS | ARCONIE | Air-Conditioning - Indoor Evaporator | ARCONIE - Air-Conditioning - Indoor Evaporator | 10 | ARIETYPE | AC - Indoor Evaporator Ty | ARIETYPE - AC - Indoor Evaporator Ty | Property | Self-Contained
RS | ARCONIE | Air-Conditioning - Indoor Evaporator | ARCONIE - Air-Conditioning - Indoor Evaporator | 10 | ARIETYPE | AC - Indoor Evaporator Ty | ARIETYPE - AC - Indoor Evaporator Ty | Property | Split
RS | ARCONIE | Air-Conditioning - Indoor Evaporator | ARCONIE - Air-Conditioning - Indoor Evaporator | 20 | ARIEITYP | AC - Indoor Evaporator In | ARIEITYP - AC - Indoor Evaporator In | Property | Floor Standing
RS | ARCONIE | Air-Conditioning - Indoor Evaporator | ARCONIE - Air-Conditioning - Indoor Evaporator | 20 | ARIEITYP | AC - Indoor Evaporator In | ARIEITYP - AC - Indoor Evaporator In | Property | Suspended
RS | ARCONIE | Air-Conditioning - Indoor Evaporator | ARCONIE - Air-Conditioning - Indoor Evaporator | 20 | ARIEITYP | AC - Indoor Evaporator In | ARIEITYP - AC - Indoor Evaporator In | Property | Wall
RS | ARCONIE | Air-Conditioning - Indoor Evaporator | ARCONIE - Air-Conditioning - Indoor Evaporator | 20 | ARIEITYP | AC - Indoor Evaporator In | ARIEITYP - AC - Indoor Evaporator In | Property | Window
RS | ARCONIE | Air-Conditioning - Indoor Evaporator | ARCONIE - Air-Conditioning - Indoor Evaporator | 30 | ARIECONT | Controller | ARIECONT - Controller | Property | BAS
RS | ARCONIE | Air-Conditioning - Indoor Evaporator | ARCONIE - Air-Conditioning - Indoor Evaporator | 30 | ARIECONT | Controller | ARIECONT - Controller | Property | Built-in
RS | ARCONIE | Air-Conditioning - Indoor Evaporator | ARCONIE - Air-Conditioning - Indoor Evaporator | 30 | ARIECONT | Controller | ARIECONT - Controller | Property | Remote Wired
RS | ARCONIE | Air-Conditioning - Indoor Evaporator | ARCONIE - Air-Conditioning - Indoor Evaporator | 30 | ARIECONT | Controller | ARIECONT - Controller | Property | Remote Wireless
RS | ARCONIE | Air-Conditioning - Indoor Evaporator | ARCONIE - Air-Conditioning - Indoor Evaporator | 40 | COOLCAP | Cooling Capacity (BTU/H) | COOLCAP - Cooling Capacity (BTU/H) | None | Freeform Text
RS | ARCONIE | Air-Conditioning - Indoor Evaporator | ARCONIE - Air-Conditioning - Indoor Evaporator | 50 | HEATCAPB | Heating Capacity (BTU/H) | HEATCAPB - Heating Capacity (BTU/H) | None | Freeform Text
RS | ARCONIE | Air-Conditioning - Indoor Evaporator | ARCONIE - Air-Conditioning - Indoor Evaporator | 60 | DUCTED | Ducted? | DUCTED - Ducted? | Property | No
RS | ARCONIE | Air-Conditioning - Indoor Evaporator | ARCONIE - Air-Conditioning - Indoor Evaporator | 60 | DUCTED | Ducted? | DUCTED - Ducted? | Property | Yes
RS | ARCONIE | Air-Conditioning - Indoor Evaporator | ARCONIE - Air-Conditioning - Indoor Evaporator | 70 | CONDPUMP | Condensate Pump? | CONDPUMP - Condensate Pump? | Property | No
RS | ARCONIE | Air-Conditioning - Indoor Evaporator | ARCONIE - Air-Conditioning - Indoor Evaporator | 70 | CONDPUMP | Condensate Pump? | CONDPUMP - Condensate Pump? | Property | Yes
RS | ARHU | Air Handling Unit | ARHU - Air Handling Unit | 5 | TAG | Tag | TAG - Tag | None | Freeform Text
RS | ARHU | Air Handling Unit | ARHU - Air Handling Unit | 10 | ARHUCTYP | Air Handling Unit Cooling | ARHUCTYP - Air Handling Unit Cooling | Property | Chilled Water
RS | ARHU | Air Handling Unit | ARHU - Air Handling Unit | 10 | ARHUCTYP | Air Handling Unit Cooling | ARHUCTYP - Air Handling Unit Cooling | Property | DX
RS | ARHU | Air Handling Unit | ARHU - Air Handling Unit | 10 | ARHUCTYP | Air Handling Unit Cooling | ARHUCTYP - Air Handling Unit Cooling | Property | None
RS | ARHU | Air Handling Unit | ARHU - Air Handling Unit | 10 | ARHUCTYP | Air Handling Unit Cooling | ARHUCTYP - Air Handling Unit Cooling | Property | Unknown
RS | ARHU | Air Handling Unit | ARHU - Air Handling Unit | 20 | ARHUHTYP | Air Handling Unit Heating | ARHUHTYP - Air Handling Unit Heating | Property | Electric Heating
RS | ARHU | Air Handling Unit | ARHU - Air Handling Unit | 20 | ARHUHTYP | Air Handling Unit Heating | ARHUHTYP - Air Handling Unit Heating | Property | Fuel Oil Heating
RS | ARHU | Air Handling Unit | ARHU - Air Handling Unit | 20 | ARHUHTYP | Air Handling Unit Heating | ARHUHTYP - Air Handling Unit Heating | Property | Hot Water/Glycol Heating
RS | ARHU | Air Handling Unit | ARHU - Air Handling Unit | 20 | ARHUHTYP | Air Handling Unit Heating | ARHUHTYP - Air Handling Unit Heating | Property | Natural Gas (NG) Heating
RS | ARHU | Air Handling Unit | ARHU - Air Handling Unit | 20 | ARHUHTYP | Air Handling Unit Heating | ARHUHTYP - Air Handling Unit Heating | Property | None
RS | ARHU | Air Handling Unit | ARHU - Air Handling Unit | 20 | ARHUHTYP | Air Handling Unit Heating | ARHUHTYP - Air Handling Unit Heating | Property | Propane Gas (LPG) Heating
RS | ARHU | Air Handling Unit | ARHU - Air Handling Unit | 30 | ARHUETYP | Economizer Type | ARHUETYP - Economizer Type | Property | Manual
RS | ARHU | Air Handling Unit | ARHU - Air Handling Unit | 30 | ARHUETYP | Economizer Type | ARHUETYP - Economizer Type | Property | Motorized
RS | ARHU | Air Handling Unit | ARHU - Air Handling Unit | 30 | ARHUETYP | Economizer Type | ARHUETYP - Economizer Type | Property | None
RS | ARHU | Air Handling Unit | ARHU - Air Handling Unit | 30 | ARHUETYP | Economizer Type | ARHUETYP - Economizer Type | Property | Unknown
RS | ARHU | Air Handling Unit | ARHU - Air Handling Unit | 40 | ARHUHETY | Heat/Energy Recovery Type | ARHUHETY - Heat/Energy Recovery Type | Property | Fixed Plate
RS | ARHU | Air Handling Unit | ARHU - Air Handling Unit | 40 | ARHUHETY | Heat/Energy Recovery Type | ARHUHETY - Heat/Energy Recovery Type | Property | None
RS | ARHU | Air Handling Unit | ARHU - Air Handling Unit | 40 | ARHUHETY | Heat/Energy Recovery Type | ARHUHETY - Heat/Energy Recovery Type | Property | Rotary Wheel
RS | ARHU | Air Handling Unit | ARHU - Air Handling Unit | 50 | PWRSV | Power Supply Voltage | PWRSV - Power Supply Voltage | None | Freeform Text
RS | ARHU | Air Handling Unit | ARHU - Air Handling Unit | 60 | MOTORKW | Motor kW | MOTORKW - Motor kW | None | Freeform Text
RS | ARHUSH | Air Handling Unit, Steam Heating | ARHUSH - Air Handling Unit, Steam Heating | 5 | TAG | Tag | TAG - Tag | None | Freeform Text
RS | ARHUSH | Air Handling Unit, Steam Heating | ARHUSH - Air Handling Unit, Steam Heating | 10 | ARSHTYPE | Air Handling Unit - Steam | ARSHTYPE - Air Handling Unit - Steam | Property | High-Pressure Steam (>75psig)
RS | ARHUSH | Air Handling Unit, Steam Heating | ARHUSH - Air Handling Unit, Steam Heating | 10 | ARSHTYPE | Air Handling Unit - Steam | ARSHTYPE - Air Handling Unit - Steam | Property | Low Pressure Steam (<15psig)
RS | ARHUSH | Air Handling Unit, Steam Heating | ARHUSH - Air Handling Unit, Steam Heating | 10 | ARSHTYPE | Air Handling Unit - Steam | ARSHTYPE - Air Handling Unit - Steam | Property | Medium Pressure Steam (>16psig)
RS | ARHUSH | Air Handling Unit, Steam Heating | ARHUSH - Air Handling Unit, Steam Heating | 20 | PWRSV | Power Supply Voltage | PWRSV - Power Supply Voltage | None | Freeform Text
RS | ARHUSH | Air Handling Unit, Steam Heating | ARHUSH - Air Handling Unit, Steam Heating | 30 | MOTORKW | Motor kW | MOTORKW - Motor kW | None | Freeform Text
RS | AWBIS | Automated Wheel and Brake Inspection System (AWBIS) | AWBIS - Automated Wheel and Brake Inspection System (AWBIS) | 5 | TAG | Tag | TAG - Tag | None | Freeform Text
RS | BALVLV | Balancing Valve | BALVLV - Balancing Valve | 10 | LINESIZE | Line Size | LINESIZE - Line Size | None | Freeform Text
RS | BALVLV | Balancing Valve | BALVLV - Balancing Valve | 20 | BVIVCOMB | BV / IV Combination? | BVIVCOMB - BV / IV Combination? | Property | No
RS | BALVLV | Balancing Valve | BALVLV - Balancing Valve | 20 | BVIVCOMB | BV / IV Combination? | BVIVCOMB - BV / IV Combination? | Property | Yes
RS | BATTERY | Battery | BATTERY - Battery | 10 | BATTYPE | Battery Type | BATTYPE - Battery Type | Property | Rectifier
RS | BATTERY | Battery | BATTERY - Battery | 10 | BATTYPE | Battery Type | BATTYPE - Battery Type | Property | UPS
RS | BENTPIER | Bent/ Pier | BENTPIER - Bent/ Pier | 10 | BEERTYPE | Bent/Pier Type | BEERTYPE - Bent/Pier Type | Property | Bent
RS | BENTPIER | Bent/ Pier | BENTPIER - Bent/ Pier | 10 | BEERTYPE | Bent/Pier Type | BEERTYPE - Bent/Pier Type | Property | Pier
RS | BENTPIER | Bent/ Pier | BENTPIER - Bent/ Pier | 20 | BEERBEAR | Bearing | BEERBEAR - Bearing | Property | Base
RS | BENTPIER | Bent/ Pier | BENTPIER - Bent/ Pier | 20 | BEERBEAR | Bearing | BEERBEAR - Bearing | Property | Seat
RS | BENTPIER | Bent/ Pier | BENTPIER - Bent/ Pier | 20 | BEERBEAR | Bearing | BEERBEAR - Bearing | Property | Stem
RS | BFP | Backflow Prevention | BFP - Backflow Prevention | 5 | TAG | Tag | TAG - Tag | None | Freeform Text
RS | BFP | Backflow Prevention | BFP - Backflow Prevention | 10 | BFFPTYPE | Backflow Prevention Type | BFFPTYPE - Backflow Prevention Type | Property | Fire System
RS | BFP | Backflow Prevention | BFP - Backflow Prevention | 10 | BFFPTYPE | Backflow Prevention Type | BFFPTYPE - Backflow Prevention Type | Property | Water Distribution
RS | BFP | Backflow Prevention | BFP - Backflow Prevention | 20 | BFFPPRIN | Principle | BFFPPRIN - Principle | Property | Double Check Valve Assembly
RS | BFP | Backflow Prevention | BFP - Backflow Prevention | 16 | BFFPPRIN | Principle | BFFPPRIN - Principle | Property | Double Detector Check Valve Assembly
RS | BFP | Backflow Prevention | BFP - Backflow Prevention | 17 | BFFPPRIN | Principle | BFFPPRIN - Principle | Property | Dual Check Valve Assembly
RS | BFP | Backflow Prevention | BFP - Backflow Prevention | 18 | BFFPPRIN | Principle | BFFPPRIN - Principle | Property | Reduced Pressure Principle
RS | BFP | Backflow Prevention | BFP - Backflow Prevention | 19 | BFFPPRIN | Principle | BFFPPRIN - Principle | Property | Single Check Valve Assembly
RS | BFP | Backflow Prevention | BFP - Backflow Prevention | 20 | BFFPPRIN | Principle | BFFPPRIN - Principle | Property | Unknown
RS | BFP | Backflow Prevention | BFP - Backflow Prevention | 30 | TESTABLE | Testable? | TESTABLE - Testable? | Property | No
RS | BFP | Backflow Prevention | BFP - Backflow Prevention | 30 | TESTABLE | Testable? | TESTABLE - Testable? | Property | Yes
RS | BFP | Backflow Prevention | BFP - Backflow Prevention | 40 | BFPICS | Inlet Connection Size (Inch) | BFPICS - Inlet Connection Size (Inch) | None | Freeform Text
RS | BFP | Backflow Prevention | BFP - Backflow Prevention | 50 | BFPOCS | Outlet Connection Size (Inch) | BFPOCS - Outlet Connection Size (Inch) | None | Freeform Text
RS | BLDGAC | Building Automation Controls | BLDGAC - Building Automation Controls | 5 | TAG | Tag | TAG - Tag | None | Freeform Text
RS | BLDGAC | Building Automation Controls | BLDGAC - Building Automation Controls | 10 | BLACTYPE | Building Automation Contr | BLACTYPE - Building Automation Contr | Property | DDC Networked
RS | BLDGAC | Building Automation Controls | BLDGAC - Building Automation Controls | 10 | BLACTYPE | Building Automation Contr | BLACTYPE - Building Automation Contr | Property | Electronic Stand-Alone
RS | BLDGAC | Building Automation Controls | BLDGAC - Building Automation Controls | 10 | BLACTYPE | Building Automation Contr | BLACTYPE - Building Automation Contr | Property | Hardwired Stand-Alone
RS | BLDGAC | Building Automation Controls | BLDGAC - Building Automation Controls | 10 | BLACTYPE | Building Automation Contr | BLACTYPE - Building Automation Contr | Property | Pneumatic
RS | BLOWTANK | Blowdown Tank | BLOWTANK - Blowdown Tank | 10 | BLNKMAT | Blowdown Tank Material | BLNKMAT - Blowdown Tank Material | Property | FRP
RS | BLOWTANK | Blowdown Tank | BLOWTANK - Blowdown Tank | 10 | BLNKMAT | Blowdown Tank Material | BLNKMAT - Blowdown Tank Material | Property | Iron
RS | BLOWTANK | Blowdown Tank | BLOWTANK - Blowdown Tank | 10 | BLNKMAT | Blowdown Tank Material | BLNKMAT - Blowdown Tank Material | Property | Steel
RS | BOILR | Boiler | BOILR - Boiler | 10 | BOLRTYPE | Boiler Type | BOLRTYPE - Boiler Type | Property | Glycol Heating
RS | BOILR | Boiler | BOILR - Boiler | 10 | BOLRTYPE | Boiler Type | BOLRTYPE - Boiler Type | Property | High-Pressure Steam Heating (>75psig)
RS | BOILR | Boiler | BOILR - Boiler | 10 | BOLRTYPE | Boiler Type | BOLRTYPE - Boiler Type | Property | Hot Water Heating
RS | BOILR | Boiler | BOILR - Boiler | 10 | BOLRTYPE | Boiler Type | BOLRTYPE - Boiler Type | Property | Low Pressure Steam heating (<15psig)
RS | BOILR | Boiler | BOILR - Boiler | 10 | BOLRTYPE | Boiler Type | BOLRTYPE - Boiler Type | Property | Medium Pressure Steam heating (>16psig)
RS | BOILR | Boiler | BOILR - Boiler | 20 | BOLRESRC | Energy source | BOLRESRC - Energy source | Property | Electric
RS | BOILR | Boiler | BOILR - Boiler | 20 | BOLRESRC | Energy source | BOLRESRC - Energy source | Property | Fuel Oil
RS | BOILR | Boiler | BOILR - Boiler | 20 | BOLRESRC | Energy source | BOLRESRC - Energy source | Property | Natural Gas (NG)
RS | BOILR | Boiler | BOILR - Boiler | 20 | BOLRESRC | Energy source | BOLRESRC - Energy source | Property | None
RS | BOILR | Boiler | BOILR - Boiler | 20 | BOLRESRC | Energy source | BOLRESRC - Energy source | Property | Propane Gas (LPG)
RS | BOILR | Boiler | BOILR - Boiler | 20 | BOLRESRC | Energy source | BOLRESRC - Energy source | Property | Unknown
RS | BOILR | Boiler | BOILR - Boiler | 30 | PWRSV | Power Supply Voltage | PWRSV - Power Supply Voltage | None | Freeform Text
RS | BOILR | Boiler | BOILR - Boiler | 40 | BHP | B.H.P | BHP - B.H.P | None | Freeform Text
RS | BOILR | Boiler | BOILR - Boiler | 50 | TSSANUM | TSSA Number | TSSANUM - TSSA Number | None | Freeform Text
RS | BOILR | Boiler | BOILR - Boiler | 60 | HEATINP | Heating Input | HEATINP - Heating Input | None | Freeform Text
RS | BOILR | Boiler | BOILR - Boiler | 70 | TSSACERT | TSSA Certified? | TSSACERT - TSSA Certified? | Property | No
RS | BOILR | Boiler | BOILR - Boiler | 70 | TSSACERT | TSSA Certified? | TSSACERT - TSSA Certified? | Property | Yes
RS | BOLRD | Bollard | BOLRD - Bollard | 5 | TAG | Tag | TAG - Tag | None | Freeform Text
RS | BOLRD | Bollard | BOLRD - Bollard | 10 | BORDMAT | Bollard Material | BORDMAT - Bollard Material | Property | Composite
RS | BOLRD | Bollard | BOLRD - Bollard | 10 | BORDMAT | Bollard Material | BORDMAT - Bollard Material | Property | Concrete
RS | BOLRD | Bollard | BOLRD - Bollard | 10 | BORDMAT | Bollard Material | BORDMAT - Bollard Material | Property | Metal
RS | BOLRD | Bollard | BOLRD - Bollard | 10 | BORDMAT | Bollard Material | BORDMAT - Bollard Material | Property | Plastic
RS | BOLRD | Bollard | BOLRD - Bollard | 20 | PLASTSLV | Plastic sleeve? | PLASTSLV - Plastic sleeve? | Property | No
RS | BOLRD | Bollard | BOLRD - Bollard | 20 | PLASTSLV | Plastic sleeve? | PLASTSLV - Plastic sleeve? | Property | Yes
RS | BOLRD | Bollard | BOLRD - Bollard | 30 | LIGHTING | Lighting? | LIGHTING - Lighting? | Property | No
RS | BOLRD | Bollard | BOLRD - Bollard | 30 | LIGHTING | Lighting? | LIGHTING - Lighting? | Property | Yes
RS | BOLRD | Bollard | BOLRD - Bollard | 40 | QTY | Quantity | QTY - Quantity | None | Freeform Text
RS | BPEMERGL | Battery Powered Emergency Lighting and Exit Lighting | BPEMERGL - Battery Powered Emergency Lighting and Exit Lighting | 5 | TAG | Tag | TAG - Tag | None | Freeform Text
RS | BPEMERGL | Battery Powered Emergency Lighting and Exit Lighting | BPEMERGL - Battery Powered Emergency Lighting and Exit Lighting | 10 | BPGLTYPE | Batt Power. EMS and Exit | BPGLTYPE - Batt Power. EMS and Exit | Property | Emergency Exit Battery Unit
RS | BPEMERGL | Battery Powered Emergency Lighting and Exit Lighting | BPEMERGL - Battery Powered Emergency Lighting and Exit Lighting | 10 | BPGLTYPE | Batt Power. EMS and Exit | BPGLTYPE - Batt Power. EMS and Exit | Property | Emergency Exit Battery Unit
RS | BPEMERGL | Battery Powered Emergency Lighting and Exit Lighting | BPEMERGL - Battery Powered Emergency Lighting and Exit Lighting | 20 | BPGLCSRC | Charging Source | BPGLCSRC - Charging Source | Property | Hard Wired
RS | BPEMERGL | Battery Powered Emergency Lighting and Exit Lighting | BPEMERGL - Battery Powered Emergency Lighting and Exit Lighting | 20 | BPGLCSRC | Charging Source | BPGLCSRC - Charging Source | Property | Receptacle
RS | BPEMERGL | Battery Powered Emergency Lighting and Exit Lighting | BPEMERGL - Battery Powered Emergency Lighting and Exit Lighting | 30 | CERTEXD | Certificate Expiry Date (yyyy-mm-dd) | CERTEXD - Certificate Expiry Date (yyyy-mm-dd) | None | Freeform Text
RS | BPEMERGL | Battery Powered Emergency Lighting and Exit Lighting | BPEMERGL - Battery Powered Emergency Lighting and Exit Lighting | 40 | LINSDATE | Last Inspected Date (yyyy-mm-dd) | LINSDATE - Last Inspected Date (yyyy-mm-dd) | None | Freeform Text
RS | BPEMERGL | Battery Powered Emergency Lighting and Exit Lighting | BPEMERGL - Battery Powered Emergency Lighting and Exit Lighting | 50 | COMBATN | Combination? | COMBATN - Combination? | Property | No
RS | BPEMERGL | Battery Powered Emergency Lighting and Exit Lighting | BPEMERGL - Battery Powered Emergency Lighting and Exit Lighting | 50 | COMBATN | Combination? | COMBATN - Combination? | Property | Yes
RS | BRDG | Bridge | BRDG - Bridge | 5 | TAG | Tag | TAG - Tag | None | Freeform Text
RS | BRDG | Bridge | BRDG - Bridge | 10 | BRDGTYPE | Bridge Type | BRDGTYPE - Bridge Type | Property | Pedestrian
RS | BRDG | Bridge | BRDG - Bridge | 10 | BRDGTYPE | Bridge Type | BRDGTYPE - Bridge Type | Property | Roadway
RS | BRDGBR | Bridge Bearing | BRDGBR - Bridge Bearing | 5 | TAG | Tag | TAG - Tag | None | Freeform Text
RS | BRDGBR | Bridge Bearing | BRDGBR - Bridge Bearing | 10 | BRBRMAT | Bridge Bearing Material | BRBRMAT - Bridge Bearing Material | Property | Elastomeric
RS | BRDGBR | Bridge Bearing | BRDGBR - Bridge Bearing | 10 | BRBRMAT | Bridge Bearing Material | BRBRMAT - Bridge Bearing Material | Property | Metal Roller
RS | BRDGBR | Bridge Bearing | BRDGBR - Bridge Bearing | 10 | BRBRMAT | Bridge Bearing Material | BRBRMAT - Bridge Bearing Material | Property | Other
RS | BRDGBR | Bridge Bearing | BRDGBR - Bridge Bearing | 10 | BRBRMAT | Bridge Bearing Material | BRBRMAT - Bridge Bearing Material | Property | Unknown
RS | BRDGBR | Bridge Bearing | BRDGBR - Bridge Bearing | 10 | BRBRMAT | Bridge Bearing Material | BRBRMAT - Bridge Bearing Material | Property | Wood
RS | BRDGBR | Bridge Bearing | BRDGBR - Bridge Bearing | 10 | BRBRTYPE | Bridge Bearing Type | BRBRTYPE - Bridge Bearing Type | Property | Abutment
RS | BRDGBR | Bridge Bearing | BRDGBR - Bridge Bearing | 10 | BRBRTYPE | Bridge Bearing Type | BRBRTYPE - Bridge Bearing Type | Property | Bent/Pier
RS | BRDGDS | Bridge Deck Structure | BRDGDS - Bridge Deck Structure | 5 | TAG | Tag | TAG - Tag | None | Freeform Text
RS | BRDGDS | Bridge Deck Structure | BRDGDS - Bridge Deck Structure | 10 | BRDSMAT | Bridge Deck Structure Mat | BRDSMAT - Bridge Deck Structure Mat | Property | Precast Concrete
RS | BRDGDS | Bridge Deck Structure | BRDGDS - Bridge Deck Structure | 10 | BRDSMAT | Bridge Deck Structure Mat | BRDSMAT - Bridge Deck Structure Mat | Property | Reinforced Concrete
RS | BRDGDS | Bridge Deck Structure | BRDGDS - Bridge Deck Structure | 10 | BRDSMAT | Bridge Deck Structure Mat | BRDSMAT - Bridge Deck Structure Mat | Property | Steel
RS | BRDGDS | Bridge Deck Structure | BRDGDS - Bridge Deck Structure | 10 | BRDSMAT | Bridge Deck Structure Mat | BRDSMAT - Bridge Deck Structure Mat | Property | Wood
RS | BRDGDSPS | Bridge Deck Surface Protection System | BRDGDSPS - Bridge Deck Surface Protection System | 5 | TAG | Tag | TAG - Tag | None | Freeform Text
RS | BRDGDSPS | Bridge Deck Surface Protection System | BRDGDSPS - Bridge Deck Surface Protection System | 10 | BRPSMAT | Bridge Deck Surface Prote | BRPSMAT - Bridge Deck Surface Prote | Property | Asphalt
RS | BRDGDSPS | Bridge Deck Surface Protection System | BRDGDSPS - Bridge Deck Surface Protection System | 10 | BRPSMAT | Bridge Deck Surface Prote | BRPSMAT - Bridge Deck Surface Prote | Property | Concrete
RS | BRDGDSPS | Bridge Deck Surface Protection System | BRDGDSPS - Bridge Deck Surface Protection System | 10 | BRPSMAT | Bridge Deck Surface Prote | BRPSMAT - Bridge Deck Surface Prote | Property | Elastomer Waterproofing
RS | BRDGDSPS | Bridge Deck Surface Protection System | BRDGDSPS - Bridge Deck Surface Protection System | 10 | BRPSMAT | Bridge Deck Surface Prote | BRPSMAT - Bridge Deck Surface Prote | Property | Steel
RS | BRDGDSPS | Bridge Deck Surface Protection System | BRDGDSPS - Bridge Deck Surface Protection System | 10 | BRPSMAT | Bridge Deck Surface Prote | BRPSMAT - Bridge Deck Surface Prote | Property | Wood
RS | BRDGERS | Bridge Earth Retention System | BRDGERS - Bridge Earth Retention System | 10 | BRRSMAT | Bridge Earth Retention Sy | BRRSMAT - Bridge Earth Retention Sy | Property | Gabion
RS | BRDGERS | Bridge Earth Retention System | BRDGERS - Bridge Earth Retention System | 10 | BRRSMAT | Bridge Earth Retention Sy | BRRSMAT - Bridge Earth Retention Sy | Property | RECO
RS | BRDGERS | Bridge Earth Retention System | BRDGERS - Bridge Earth Retention System | 10 | BRRSMAT | Bridge Earth Retention Sy | BRRSMAT - Bridge Earth Retention Sy | Property | Reinforced Concrete
RS | BRDGERS | Bridge Earth Retention System | BRDGERS - Bridge Earth Retention System | 10 | BRRSMAT | Bridge Earth Retention Sy | BRRSMAT - Bridge Earth Retention Sy | Property | Retained Soil
RS | BRDGERS | Bridge Earth Retention System | BRDGERS - Bridge Earth Retention System | 10 | BRRSMAT | Bridge Earth Retention Sy | BRRSMAT - Bridge Earth Retention Sy | Property | Steel
RS | BRDGERS | Bridge Earth Retention System | BRDGERS - Bridge Earth Retention System | 10 | BRRSMAT | Bridge Earth Retention Sy | BRRSMAT - Bridge Earth Retention Sy | Property | Stone
RS | BRDGERS | Bridge Earth Retention System | BRDGERS - Bridge Earth Retention System | 10 | BRRSMAT | Bridge Earth Retention Sy | BRRSMAT - Bridge Earth Retention Sy | Property | Timber
RS | BRDGSPAN | Bridge Span | BRDGSPAN - Bridge Span | 5 | TAG | Tag | TAG - Tag | None | Freeform Text
RS | BRDGSPAN | Bridge Span | BRDGSPAN - Bridge Span | 10 | BRANMAT | Bridge Span Material | BRANMAT - Bridge Span Material | Property | Precast Concrete
RS | BRDGSPAN | Bridge Span | BRDGSPAN - Bridge Span | 10 | BRANMAT | Bridge Span Material | BRANMAT - Bridge Span Material | Property | Prestressed Concrete
RS | BRDGSPAN | Bridge Span | BRDGSPAN - Bridge Span | 10 | BRANMAT | Bridge Span Material | BRANMAT - Bridge Span Material | Property | Reinforced Concrete
RS | BRDGSPAN | Bridge Span | BRDGSPAN - Bridge Span | 10 | BRANMAT | Bridge Span Material | BRANMAT - Bridge Span Material | Property | Steel
RS | BRDGSPAN | Bridge Span | BRDGSPAN - Bridge Span | 10 | BRANMAT | Bridge Span Material | BRANMAT - Bridge Span Material | Property | Wood
RS | CARPSYS | Car Puller System | CARPSYS - Car Puller System | 5 | TAG | Tag | TAG - Tag | None | Freeform Text
RS | CHCKVLV | Check Valve (>100mm) | CHCKVLV - Check Valve (>100mm) | 5 | TAG | Tag | TAG - Tag | None | Freeform Text
RS | CHCKVLV | Check Valve (>100mm) | CHCKVLV - Check Valve (>100mm) | 10 | GSDSTMV | Line Size (Inch) | GSDSTMV - Line Size (Inch) | None | Freeform Text
RS | CHCKVLV | Check Valve (>100mm) | CHCKVLV - Check Valve (>100mm) | 40 | CHCKVT | Check Valve Type | CHCKVT - Check Valve Type | None | Freeform Text
RS | CHLR | Chiller | CHLR - Chiller | 5 | TAG | Tag | TAG - Tag | None | Freeform Text
RS | CHLR | Chiller | CHLR - Chiller | 10 | CHLRTYPE | Chiller Type | CHLRTYPE - Chiller Type | Property | Centrifugal
RS | CHLR | Chiller | CHLR - Chiller | 10 | CHLRTYPE | Chiller Type | CHLRTYPE - Chiller Type | Property | Reciprocating
RS | CHLR | Chiller | CHLR - Chiller | 10 | CHLRTYPE | Chiller Type | CHLRTYPE - Chiller Type | Property | Screw
RS | CHLR | Chiller | CHLR - Chiller | 10 | CHLRTYPE | Chiller Type | CHLRTYPE - Chiller Type | Property | Scroll
RS | CHLR | Chiller | CHLR - Chiller | 20 | PWRSV | Power Supply Voltage | PWRSV - Power Supply Voltage | None | Freeform Text
RS | CHLR | Chiller | CHLR - Chiller | 30 | COOLCAP | Cooling Capacity (BTU/H) | COOLCAP - Cooling Capacity (BTU/H) | None | Freeform Text
RS | CHLRCOND | Chiller - Condenser | CHLRCOND - Chiller - Condenser | 10 | CHNDTYPE | Chiller - Condenser Type | CHNDTYPE - Chiller - Condenser Type | Property | Air Cooled
RS | CHLRCOND | Chiller - Condenser | CHLRCOND - Chiller - Condenser | 10 | CHNDTYPE | Chiller - Condenser Type | CHNDTYPE - Chiller - Condenser Type | Property | Natural Air Draft
RS | CHLRCOND | Chiller - Condenser | CHLRCOND - Chiller - Condenser | 10 | CHNDTYPE | Chiller - Condenser Type | CHNDTYPE - Chiller - Condenser Type | Property | Water Cooled
RS | CHLRCOND | Chiller - Condenser | CHLRCOND - Chiller - Condenser | 20 | PWRSV | Power Supply Voltage | PWRSV - Power Supply Voltage | None | Freeform Text
RS | CHLRCOND | Chiller - Condenser | CHLRCOND - Chiller - Condenser | 30 | COOLCAP | Cooling Capacity (BTU/H) | COOLCAP - Cooling Capacity (BTU/H) | None | Freeform Text
RS | CHLRCOOL | Chiller - Cooling Tower | CHLRCOOL - Chiller - Cooling Tower | 10 | CHOLMAT | Chiller - Cooling Tower M | CHOLMAT - Chiller - Cooling Tower M | Property | Ceramic
RS | CHLRCOOL | Chiller - Cooling Tower | CHLRCOOL - Chiller - Cooling Tower | 10 | CHOLMAT | Chiller - Cooling Tower M | CHOLMAT - Chiller - Cooling Tower M | Property | Concrete
RS | CHLRCOOL | Chiller - Cooling Tower | CHLRCOOL - Chiller - Cooling Tower | 10 | CHOLMAT | Chiller - Cooling Tower M | CHOLMAT - Chiller - Cooling Tower M | Property | FRP
RS | CHLRCOOL | Chiller - Cooling Tower | CHLRCOOL - Chiller - Cooling Tower | 10 | CHOLMAT | Chiller - Cooling Tower M | CHOLMAT - Chiller - Cooling Tower M | Property | Metal
RS | CHLRCOOL | Chiller - Cooling Tower | CHLRCOOL - Chiller - Cooling Tower | 10 | CHOLMAT | Chiller - Cooling Tower M | CHOLMAT - Chiller - Cooling Tower M | Property | Wood
RS | CHLRCOOL | Chiller - Cooling Tower | CHLRCOOL - Chiller - Cooling Tower | 10 | CHOLTYPE | Chiller - Cooling Tower T | CHOLTYPE - Chiller - Cooling Tower T | Property | Mechanical Draft
RS | CHLRCOOL | Chiller - Cooling Tower | CHLRCOOL - Chiller - Cooling Tower | 10 | CHOLTYPE | Chiller - Cooling Tower T | CHOLTYPE - Chiller - Cooling Tower T | Property | Natural Air Draft
RS | CHLRCOOL | Chiller - Cooling Tower | CHLRCOOL - Chiller - Cooling Tower | 30 | PWRSV | Power Supply Voltage | PWRSV - Power Supply Voltage | None | Freeform Text
RS | CHLRCOOL | Chiller - Cooling Tower | CHLRCOOL - Chiller - Cooling Tower | 40 | COOLCAP | Cooling Capacity (BTU/H) | COOLCAP - Cooling Capacity (BTU/H) | None | Freeform Text
RS | CHMFTANK | Chemical Feed Tank | CHMFTANK - Chemical Feed Tank | 5 | TAG | Tag | TAG - Tag | None | Freeform Text
RS | CHPCONV | Chip Conveyor | CHPCONV - Chip Conveyor | 5 | TAG | Tag | TAG - Tag | None | Freeform Text
RS | CIRCBENC | Circuit Breaker Enclosure | CIRCBENC - Circuit Breaker Enclosure | 5 | TAG | Tag | TAG - Tag | None | Freeform Text
RS | CIRCBENC | Circuit Breaker Enclosure | CIRCBENC - Circuit Breaker Enclosure | 10 | AMPERAGE | Amperage | AMPERAGE - Amperage | None | Freeform Text
RS | CIRCBENC | Circuit Breaker Enclosure | CIRCBENC - Circuit Breaker Enclosure | 20 | VOLT | Volt. | VOLT - Volt. | None | Freeform Text
RS | CLNSOLD | Cleaning Solution Dispenser | CLNSOLD - Cleaning Solution Dispenser | 5 | TAG | Tag | TAG - Tag | None | Freeform Text
RS | CMPADS | Compressed Air Distribution System | CMPADS - Compressed Air Distribution System | 5 | TAG | Tag | TAG - Tag | None | Freeform Text
RS | CNDSTANK | Condensate Tank | CNDSTANK - Condensate Tank | 5 | TAG | Tag | TAG - Tag | None | Freeform Text
RS | CNDSTANK | Condensate Tank | CNDSTANK - Condensate Tank | 10 | CNNKMAT | Condensate Tank Material | CNNKMAT - Condensate Tank Material | Property | FRP
RS | CNDSTANK | Condensate Tank | CNDSTANK - Condensate Tank | 10 | CNNKMAT | Condensate Tank Material | CNNKMAT - Condensate Tank Material | Property | Steel
RS | CNDSTANK | Condensate Tank | CNDSTANK - Condensate Tank | 10 | CNNKTYPE | Condensate Tank Type | CNNKTYPE - Condensate Tank Type | Property | AST
RS | CNDSTANK | Condensate Tank | CNDSTANK - Condensate Tank | 10 | CNNKTYPE | Condensate Tank Type | CNNKTYPE - Condensate Tank Type | Property | UST
RS | CNPY | Canopy | CNPY - Canopy | 5 | TAG | Tag | TAG - Tag | None | Freeform Text
RS | CNPY | Canopy | CNPY - Canopy | 10 | CNPYRMAT | Canopy Roof Material | CNPYRMAT - Canopy Roof Material | Property | Exposed Ceiling
RS | CNPY | Canopy | CNPY - Canopy | 10 | CNPYRMAT | Canopy Roof Material | CNPYRMAT - Canopy Roof Material | Property | Metal Linear Ceiling
RS | CNPY | Canopy | CNPY - Canopy | 10 | CNPYRMAT | Canopy Roof Material | CNPYRMAT - Canopy Roof Material | Property | Prefinish Aluminum Panel Ceiling
RS | CNPY | Canopy | CNPY - Canopy | 10 | CNPYRMAT | Canopy Roof Material | CNPYRMAT - Canopy Roof Material | Property | Prefinish Aluminum Panel Flashing
RS | CNPY | Canopy | CNPY - Canopy | 10 | CNPYRMAT | Canopy Roof Material | CNPYRMAT - Canopy Roof Material | Property | Timber
RS | CNPY | Canopy | CNPY - Canopy | 20 | CNPYFRAM | Framing | CNPYFRAM - Framing | Property | Concrete
RS | CNPY | Canopy | CNPY - Canopy | 20 | CNPYFRAM | Framing | CNPYFRAM - Framing | Property | Steel
RS | CNPY | Canopy | CNPY - Canopy | 20 | CNPYFRAM | Framing | CNPYFRAM - Framing | Property | Steel and Glazing
RS | CNPY | Canopy | CNPY - Canopy | 30 | CNPYRM | Roof material | CNPYRM - Roof material | Property | Concrete
RS | CNPY | Canopy | CNPY - Canopy | 30 | CNPYRM | Roof material | CNPYRM - Roof material | Property | Glass
RS | CNPY | Canopy | CNPY - Canopy | 30 | CNPYRM | Roof material | CNPYRM - Roof material | Property | Metal
RS | CNPY | Canopy | CNPY - Canopy | 40 | ACCSZH | Size Height (feet) | ACCSZH - Size Height (feet) | None | Freeform Text
RS | CNPY | Canopy | CNPY - Canopy | 50 | ACCSZL | Size Length (feet) | ACCSZL - Size Length (feet) | None | Freeform Text
RS | CNPY | Canopy | CNPY - Canopy | 60 | ACCSZW | Size Width (feet) | ACCSZW - Size Width (feet) | None | Freeform Text
RS | CNSWSA | Consist Wash Arches | CNSWSA - Consist Wash Arches | 5 | TAG | Tag | TAG - Tag | None | Freeform Text
RS | CNSWSC | Consist Wash Chemical Feed | CNSWSC - Consist Wash Chemical Feed |  |  |  | -
RS | CNSWSWD | Consist Wash Water Distribution | CNSWSWD - Consist Wash Water Distribution | 5 | TAG | Tag | TAG - Tag | None | Freeform Text
RS | CNSWSWD | Consist Wash Water Distribution | CNSWSWD - Consist Wash Water Distribution | 10 | CNWDINSL | Consist Wash Water Distri | CNWDINSL - Consist Wash Water Distri | Property | N
RS | CNSWSWD | Consist Wash Water Distribution | CNSWSWD - Consist Wash Water Distribution | 10 | CNWDINSL | Consist Wash Water Distri | CNWDINSL - Consist Wash Water Distri | Property | Partial
RS | CNSWSWD | Consist Wash Water Distribution | CNSWSWD - Consist Wash Water Distribution | 10 | CNWDINSL | Consist Wash Water Distri | CNWDINSL - Consist Wash Water Distri | Property | Y
RS | CNSWSWTS | Consist Wash Wastewater Treatment System | CNSWSWTS - Consist Wash Wastewater Treatment System |  |  |  | -
RS | CP | Control Panel | CP - Control Panel | 5 | TAG | Tag | TAG - Tag | None | Freeform Text
RS | CP | Control Panel | CP - Control Panel | 10 | CPCPTYPE | Control Panel Type | CPCPTYPE - Control Panel Type | Property | CWP
RS | CP | Control Panel | CP - Control Panel | 10 | CPCPTYPE | Control Panel Type | CPCPTYPE - Control Panel Type | Property | Distribution
RS | CP | Control Panel | CP - Control Panel | 10 | CPCPTYPE | Control Panel Type | CPCPTYPE - Control Panel Type | Property | Door Control
RS | CP | Control Panel | CP - Control Panel | 10 | CPCPTYPE | Control Panel Type | CPCPTYPE - Control Panel Type | Property | Fire Alarm Annunciation
RS | CP | Control Panel | CP - Control Panel | 10 | CPCPTYPE | Control Panel Type | CPCPTYPE - Control Panel Type | Property | Fire Alarm Control
RS | CP | Control Panel | CP - Control Panel | 10 | CPCPTYPE | Control Panel Type | CPCPTYPE - Control Panel Type | Property | Fuel Accuload
RS | CP | Control Panel | CP - Control Panel | 10 | CPCPTYPE | Control Panel Type | CPCPTYPE - Control Panel Type | Property | Level
RS | CP | Control Panel | CP - Control Panel | 10 | CPCPTYPE | Control Panel Type | CPCPTYPE - Control Panel Type | Property | Loading
RS | CP | Control Panel | CP - Control Panel | 10 | CPCPTYPE | Control Panel Type | CPCPTYPE - Control Panel Type | Property | Relay
RS | CP | Control Panel | CP - Control Panel | 10 | CPCPTYPE | Control Panel Type | CPCPTYPE - Control Panel Type | Property | Sand Transfer
RS | CP | Control Panel | CP - Control Panel | 10 | CPCPTYPE | Control Panel Type | CPCPTYPE - Control Panel Type | Property | Seperator
RS | CP | Control Panel | CP - Control Panel | 10 | CPCPTYPE | Control Panel Type | CPCPTYPE - Control Panel Type | Property | Snow Melt
RS | CP | Control Panel | CP - Control Panel | 10 | CPCPTYPE | Control Panel Type | CPCPTYPE - Control Panel Type | Property | Sump
RS | CP | Control Panel | CP - Control Panel | 10 | CPCPTYPE | Control Panel Type | CPCPTYPE - Control Panel Type | Property | Unloading
RS | CP | Control Panel | CP - Control Panel | 10 | CPCPTYPE | Control Panel Type | CPCPTYPE - Control Panel Type | Property | Waste Water
RS | CP | Control Panel | CP - Control Panel | 10 | CPCPTYPE | Control Panel Type | CPCPTYPE - Control Panel Type | Property | Wayside Power
RS | CPCTR | Capacitor | CPCTR - Capacitor | 5 | TAG | Tag | TAG - Tag | None | Freeform Text
RS | CPCTR | Capacitor | CPCTR - Capacitor | 10 | CAPACITN | Capacitance | CAPACITN - Capacitance | None | Freeform Text
RS | CPCTR | Capacitor | CPCTR - Capacitor | 20 | VOLT | Volt. | VOLT - Volt. | None | Freeform Text
RS | CRN | Crane | CRN - Crane | 5 | TAG | Tag | TAG - Tag | None | Freeform Text
RS | CRN | Crane | CRN - Crane | 10 | CRRNTYPE | Crane Type | CRRNTYPE - Crane Type | Property | Bridge
RS | CRN | Crane | CRN - Crane | 10 | CRRNTYPE | Crane Type | CRRNTYPE - Crane Type | Property | Jib
RS | CRN | Crane | CRN - Crane | 10 | CRRNTYPE | Crane Type | CRRNTYPE - Crane Type | Property | Monorail
RS | CRN | Crane | CRN - Crane | 20 | CRRNPSRC | Power Source | CRRNPSRC - Power Source | Property | Manual
RS | CRN | Crane | CRN - Crane | 20 | CRRNPSRC | Power Source | CRRNPSRC - Power Source | Property | Motorized
RS | CRN | Crane | CRN - Crane | 30 | TONNAGE | Tonnage | TONNAGE - Tonnage | None | Freeform Text
RS | CRNREMC | Crane Remote Control | CRNREMC - Crane Remote Control | 5 | TAG | Tag | TAG - Tag | None | Freeform Text
RS | CRNREMC | Crane Remote Control | CRNREMC - Crane Remote Control | 10 | CRMCTYPE | Crane Remote Control Type | CRMCTYPE - Crane Remote Control Type | Property | Fixed
RS | CRNREMC | Crane Remote Control | CRNREMC - Crane Remote Control | 10 | CRMCTYPE | Crane Remote Control Type | CRMCTYPE - Crane Remote Control Type | Property | Portable
RS | CULVAPR | Culvert Apron | CULVAPR - Culvert Apron | 10 | CUPRMAT | Culvert Apron Material | CUPRMAT - Culvert Apron Material | Property | Gabion
RS | CULVAPR | Culvert Apron | CULVAPR - Culvert Apron | 10 | CUPRMAT | Culvert Apron Material | CUPRMAT - Culvert Apron Material | Property | Reinforced Concrete
RS | CULVAPR | Culvert Apron | CULVAPR - Culvert Apron | 10 | CUPRMAT | Culvert Apron Material | CUPRMAT - Culvert Apron Material | Property | Stone
RS | CULVBARR | Culvert Barrel | CULVBARR - Culvert Barrel | 10 | CURRMAT | Culvert Barrel Material | CURRMAT - Culvert Barrel Material | Property | CSP
RS | CULVBARR | Culvert Barrel | CULVBARR - Culvert Barrel | 10 | CURRMAT | Culvert Barrel Material | CURRMAT - Culvert Barrel Material | Property | HPDE
RS | CULVBARR | Culvert Barrel | CULVBARR - Culvert Barrel | 10 | CURRMAT | Culvert Barrel Material | CURRMAT - Culvert Barrel Material | Property | Iron
RS | CULVBARR | Culvert Barrel | CULVBARR - Culvert Barrel | 10 | CURRMAT | Culvert Barrel Material | CURRMAT - Culvert Barrel Material | Property | Reinforced Concrete
RS | CULVBARR | Culvert Barrel | CULVBARR - Culvert Barrel | 10 | CURRMAT | Culvert Barrel Material | CURRMAT - Culvert Barrel Material | Property | Stone
RS | CULVBARR | Culvert Barrel | CULVBARR - Culvert Barrel | 10 | CURRMAT | Culvert Barrel Material | CURRMAT - Culvert Barrel Material | Property | Timber
RS | CULVBARR | Culvert Barrel | CULVBARR - Culvert Barrel | 20 | MANS | Size – Diameter (mm) | MANS - Size – Diameter (mm) | None | Freeform Text
RS | DEFDISP | DEF Dispenser | DEFDISP - DEF Dispenser | 5 | TAG | Tag | TAG - Tag | None | Freeform Text
RS | DEFDISP | DEF Dispenser | DEFDISP - DEF Dispenser | 10 | PWRSV | Power Supply Voltage | PWRSV - Power Supply Voltage | None | Freeform Text
RS | DEFVFLTR | DEF Vent Filter | DEFVFLTR - DEF Vent Filter |  |  |  | -
RS | DEHMDFR | Dehumidifier | DEHMDFR - Dehumidifier | 10 | DEFRTYPE | Dehumidifier Type | DEFRTYPE - Dehumidifier Type | Property | Desiccant-Liquid
RS | DEHMDFR | Dehumidifier | DEHMDFR - Dehumidifier | 10 | DEFRTYPE | Dehumidifier Type | DEFRTYPE - Dehumidifier Type | Property | Desiccant-Rotary
RS | DEHMDFR | Dehumidifier | DEHMDFR - Dehumidifier | 10 | DEFRTYPE | Dehumidifier Type | DEFRTYPE - Dehumidifier Type | Property | Refrigerative
RS | DEHMDFR | Dehumidifier | DEHMDFR - Dehumidifier | 20 | PWRSV | Power Supply Voltage | PWRSV - Power Supply Voltage | None | Freeform Text
RS | DEHMDFR | Dehumidifier | DEHMDFR - Dehumidifier | 30 | CAPACITY | Capacity | CAPACITY - Capacity | None | Freeform Text
RS | DOMWDS | Domestic Water Distribution System | DOMWDS - Domestic Water Distribution System | 5 | TAG | Tag | TAG - Tag | None | Freeform Text
RS | DOMWDS | Domestic Water Distribution System | DOMWDS - Domestic Water Distribution System | 10 | DODSINSL | Domestic Water Distributi | DODSINSL - Domestic Water Distributi | Property | No
RS | DOMWDS | Domestic Water Distribution System | DOMWDS - Domestic Water Distribution System | 10 | DODSINSL | Domestic Water Distributi | DODSINSL - Domestic Water Distributi | Property | Partial
RS | DOMWDS | Domestic Water Distribution System | DOMWDS - Domestic Water Distribution System | 10 | DODSINSL | Domestic Water Distributi | DODSINSL - Domestic Water Distributi | Property | Yes
RS | DR | Door | DR - Door | 5 | TAG | Tag | TAG - Tag | None | Freeform Text
RS | DR | Door | DR - Door | 10 | DRDRTYPE | Door Type | DRDRTYPE - Door Type | Property | Bi-fold
RS | DR | Door | DR - Door | 10 | DRDRTYPE | Door Type | DRDRTYPE - Door Type | Property | Revolving
RS | DR | Door | DR - Door | 10 | DRDRTYPE | Door Type | DRDRTYPE - Door Type | Property | Sliding
RS | DR | Door | DR - Door | 10 | DRDRTYPE | Door Type | DRDRTYPE - Door Type | Property | Swing
RS | DR | Door | DR - Door | 20 | DRDRAUTO | Door Automation | DRDRAUTO - Door Automation | Property | Hybrid
RS | DR | Door | DR - Door | 20 | DRDRAUTO | Door Automation | DRDRAUTO - Door Automation | Property | Manual
RS | DR | Door | DR - Door | 30 | DRDRCONF | Door Configuration | DRDRCONF - Door Configuration | Property | Double
RS | DR | Door | DR - Door | 30 | DRDRCONF | Door Configuration | DRDRCONF - Door Configuration | Property | Single
RS | DR | Door | DR - Door | 40 | DRDRAMET | Access Method | DRDRAMET - Access Method | Property | Keylock
RS | DR | Door | DR - Door | 40 | DRDRAMET | Access Method | DRDRAMET - Access Method | Property | Keypad
RS | DR | Door | DR - Door | 40 | DRDRAMET | Access Method | DRDRAMET - Access Method | Property | None
RS | DR | Door | DR - Door | 40 | DRDRAMET | Access Method | DRDRAMET - Access Method | Property | Panic Bar
RS | DR | Door | DR - Door | 40 | DRDRAMET | Access Method | DRDRAMET - Access Method | Property | Swipe
RS | DR | Door | DR - Door | 50 | FIRRATD | Fire Rated? | FIRRATD - Fire Rated? | Property | No
RS | DR | Door | DR - Door | 50 | FIRRATD | Fire Rated? | FIRRATD - Fire Rated? | Property | Yes
RS | DR | Door | DR - Door | 60 | FRSHTSLI | Size Length (inch) | FRSHTSLI - Size Length (inch) | None | Freeform Text
RS | DR | Door | DR - Door | 70 | ACCSZW | Size Width (feet) | ACCSZW - Size Width (feet) | None | Freeform Text
RS | DR | Door | DR - Door | 80 | QTY | Quantity | QTY - Quantity | None | Freeform Text
RS | DRARCRTN | Door Air Curtain | DRARCRTN - Door Air Curtain | 10 | DRTNHSRC | Door Air Curtain Heating | DRTNHSRC - Door Air Curtain Heating | Property | Electric-Heating
RS | DRARCRTN | Door Air Curtain | DRARCRTN - Door Air Curtain | 10 | DRTNHSRC | Door Air Curtain Heating | DRTNHSRC - Door Air Curtain Heating | Property | Hot Water/Glycol Heating
RS | DRARCRTN | Door Air Curtain | DRARCRTN - Door Air Curtain | 10 | DRTNHSRC | Door Air Curtain Heating | DRTNHSRC - Door Air Curtain Heating | Property | Natural Gas (NG) Heating
RS | DRARCRTN | Door Air Curtain | DRARCRTN - Door Air Curtain | 10 | DRTNHSRC | Door Air Curtain Heating | DRTNHSRC - Door Air Curtain Heating | Property | Non-Heated
RS | DRARCRTN | Door Air Curtain | DRARCRTN - Door Air Curtain | 10 | DRTNHSRC | Door Air Curtain Heating | DRTNHSRC - Door Air Curtain Heating | Property | Propane Gas (LPG) Heating
RS | DRARCRTN | Door Air Curtain | DRARCRTN - Door Air Curtain | 10 | DRTNHSRC | Door Air Curtain Heating | DRTNHSRC - Door Air Curtain Heating | Property | Steam Heating
RS | DRARCRTN | Door Air Curtain | DRARCRTN - Door Air Curtain | 20 | PWRSV | Power Supply Voltage | PWRSV - Power Supply Voltage | None | Freeform Text
RS | DRARCRTN | Door Air Curtain | DRARCRTN - Door Air Curtain | 30 | HEATINP | Heating Input | HEATINP - Heating Input | None | Freeform Text
RS | DRARCRTN | Door Air Curtain | DRARCRTN - Door Air Curtain | 40 | HEATOUT | Heating Output | HEATOUT - Heating Output | None | Freeform Text
RS | DRARCRTN | Door Air Curtain | DRARCRTN - Door Air Curtain | 50 | DRRTNCP | Capacity (kW) | DRRTNCP - Capacity (kW) | None | Freeform Text
RS | DRNCTCHB | Drainage Catch Basin | DRNCTCHB - Drainage Catch Basin | 5 | TAG | Tag | TAG - Tag | None | Freeform Text
RS | DRNCTCHB | Drainage Catch Basin | DRNCTCHB - Drainage Catch Basin | 10 | DRHBTYPE | Drainage Catch Basin Type | DRHBTYPE - Drainage Catch Basin Type | Property | Double
RS | DRNCTCHB | Drainage Catch Basin | DRNCTCHB - Drainage Catch Basin | 10 | DRHBTYPE | Drainage Catch Basin Type | DRHBTYPE - Drainage Catch Basin Type | Property | Single
RS | DRNCTCHB | Drainage Catch Basin | DRNCTCHB - Drainage Catch Basin | 20 | MANS | Size – Diameter (mm) | MANS - Size – Diameter (mm) | None | Freeform Text
RS | DRNCTCHB | Drainage Catch Basin | DRNCTCHB - Drainage Catch Basin | 30 | TSD | Depth(m) | TSD - Depth(m) | None | Freeform Text
RS | DRNCTCHB | Drainage Catch Basin | DRNCTCHB - Drainage Catch Basin | 40 | QTY | Quantity | QTY - Quantity | None | Freeform Text
RS | DRNCULVB | Drainage Culvert Barrel | DRNCULVB - Drainage Culvert Barrel | 5 | TAG | Tag | TAG - Tag | None | Freeform Text
RS | DRNCULVB | Drainage Culvert Barrel | DRNCULVB - Drainage Culvert Barrel | 10 | DRVBTYPE | Drain. Culv. Barrel (>100 | DRVBTYPE - Drain. Culv. Barrel (>100 | Property | Concrete
RS | DRNCULVB | Drainage Culvert Barrel | DRNCULVB - Drainage Culvert Barrel | 10 | DRVBTYPE | Drain. Culv. Barrel (>101 | DRVBTYPE - Drain. Culv. Barrel (>101 | Property | Extruded Plastic
RS | DRNCULVB | Drainage Culvert Barrel | DRNCULVB - Drainage Culvert Barrel | 10 | DRVBTYPE | Drain. Culv. Barrel (>102 | DRVBTYPE - Drain. Culv. Barrel (>102 | Property | Galvanized Steel
RS | DRPTABL | Drop table | DRPTABL - Drop table | 5 | TAG | Tag | TAG - Tag | None | Freeform Text
RS | DRWOUTBR | Draw-Out breaker | DRWOUTBR - Draw-Out breaker | 5 | TAG | Tag | TAG - Tag | None | Freeform Text
RS | DRWOUTBR | Draw-Out breaker | DRWOUTBR - Draw-Out breaker | 10 | DRBRPHAS | Draw-Out Breaker Phasing | DRBRPHAS - Draw-Out Breaker Phasing | Property | Single Phase Three Wire
RS | DRWOUTBR | Draw-Out breaker | DRWOUTBR - Draw-Out breaker | 10 | DRBRPHAS | Draw-Out Breaker Phasing | DRBRPHAS - Draw-Out Breaker Phasing | Property | Three Phase 3 Wire
RS | DRWOUTBR | Draw-Out breaker | DRWOUTBR - Draw-Out breaker | 10 | DRBRPHAS | Draw-Out Breaker Phasing | DRBRPHAS - Draw-Out Breaker Phasing | Property | Three Phase 4 Wire
RS | DRWOUTBR | Draw-Out breaker | DRWOUTBR - Draw-Out breaker | 10 | DRBRPHAS | Draw-Out Breaker Phasing | DRBRPHAS - Draw-Out Breaker Phasing | Property | Three Phase 6 Wire
RS | DRWOUTBR | Draw-Out breaker | DRWOUTBR - Draw-Out breaker | 20 | AMPERAGE | Amperage | AMPERAGE - Amperage | None | Freeform Text
RS | DRWOUTBR | Draw-Out breaker | DRWOUTBR - Draw-Out breaker | 30 | VOLT | Volt. | VOLT - Volt. | None | Freeform Text
RS | DRWOUTBR | Draw-Out breaker | DRWOUTBR - Draw-Out breaker | 40 | KARATING | KA Rating | KARATING - KA Rating | None | Freeform Text
RS | DRYARCP | Dryer-Air Compressor | DRYARCP - Dryer-Air Compressor | 5 | TAG | Tag | TAG - Tag | None | Freeform Text
RS | DRYARCP | Dryer-Air Compressor | DRYARCP - Dryer-Air Compressor | 10 | DRCPTYPE | Dryer - Air Compressor Ty | DRCPTYPE - Dryer - Air Compressor Ty | Property | Refrigerated
RS | DRYARCP | Dryer-Air Compressor | DRYARCP - Dryer-Air Compressor | 10 | DRCPTYPE | Dryer - Air Compressor Ty | DRCPTYPE - Dryer - Air Compressor Ty | Property | Regenerative Desiccant
RS | DRYARCP | Dryer-Air Compressor | DRYARCP - Dryer-Air Compressor | 20 | PWRSV | Power Supply Voltage | PWRSV - Power Supply Voltage | None | Freeform Text
RS | DSLDISP | Diesel Dispenser | DSLDISP - Diesel Dispenser | 5 | TAG | Tag | TAG - Tag | None | Freeform Text
RS | DSLDISP | Diesel Dispenser | DSLDISP - Diesel Dispenser | 10 | PWRSV | Power Supply Voltage | PWRSV - Power Supply Voltage | None | Freeform Text
RS | DSLST | Diesel Storage Tank | DSLST - Diesel Storage Tank | 5 | TAG | Tag | TAG - Tag | None | Freeform Text
RS | DSLST | Diesel Storage Tank | DSLST - Diesel Storage Tank | 10 | DSSTMAT | Diesel Storage Tank Mater | DSSTMAT - Diesel Storage Tank Mater | Property | FRP
RS | DSLST | Diesel Storage Tank | DSLST - Diesel Storage Tank | 10 | DSSTMAT | Diesel Storage Tank Mater | DSSTMAT - Diesel Storage Tank Mater | Property | Steel
RS | DSLST | Diesel Storage Tank | DSLST - Diesel Storage Tank | 10 | DSSTTYPE | Diesel Storage Tank Type | DSSTTYPE - Diesel Storage Tank Type | Property | AST
RS | DSLST | Diesel Storage Tank | DSLST - Diesel Storage Tank | 10 | DSSTTYPE | Diesel Storage Tank Type | DSSTTYPE - Diesel Storage Tank Type | Property | UST
RS | DSLST | Diesel Storage Tank | DSLST - Diesel Storage Tank | 20 | DSSTCONS | Diesel Storage Tank Const | DSSTCONS - Diesel Storage Tank Const | Property | Double Wall
RS | DSLST | Diesel Storage Tank | DSLST - Diesel Storage Tank | 20 | DSSTCONS | Diesel Storage Tank Const | DSSTCONS - Diesel Storage Tank Const | Property | Single Wall
RS | DSLST | Diesel Storage Tank | DSLST - Diesel Storage Tank | 40 | TSSANUM | TSSA Number | TSSANUM - TSSA Number | None | Freeform Text
RS | DSLST | Diesel Storage Tank | DSLST - Diesel Storage Tank | 50 | SECCONT | Secondary Containment? | SECCONT - Secondary Containment? | Property | No
RS | DSLST | Diesel Storage Tank | DSLST - Diesel Storage Tank | 50 | SECCONT | Secondary Containment? | SECCONT - Secondary Containment? | Property | Yes
RS | DSLST | Diesel Storage Tank | DSLST - Diesel Storage Tank | 60 | INDRINST | Indoor Installation? | INDRINST - Indoor Installation? | Property | No
RS | DSLST | Diesel Storage Tank | DSLST - Diesel Storage Tank | 60 | INDRINST | Indoor Installation? | INDRINST - Indoor Installation? | Property | Yes
RS | DSTCOLLC | Dust Collector | DSTCOLLC - Dust Collector | 5 | TAG | Tag | TAG - Tag | None | Freeform Text
RS | DSTCOLLC | Dust Collector | DSTCOLLC - Dust Collector | 10 | DSLCTYPE | Dust Collector Type | DSLCTYPE - Dust Collector Type | Property | Electrostatic Precipitator
RS | DSTCOLLC | Dust Collector | DSTCOLLC - Dust Collector | 10 | DSLCTYPE | Dust Collector Type | DSLCTYPE - Dust Collector Type | Property | Filter
RS | DSTCOLLC | Dust Collector | DSTCOLLC - Dust Collector | 10 | DSLCTYPE | Dust Collector Type | DSLCTYPE - Dust Collector Type | Property | Inertial
RS | DSTCOLLC | Dust Collector | DSTCOLLC - Dust Collector | 10 | DSLCTYPE | Dust Collector Type | DSLCTYPE - Dust Collector Type | Property | Local Unit Collector
RS | DSTCOLLC | Dust Collector | DSTCOLLC - Dust Collector | 10 | DSLCTYPE | Dust Collector Type | DSLCTYPE - Dust Collector Type | Property | Wet Scrubber
RS | DSTCOLLC | Dust Collector | DSTCOLLC - Dust Collector | 20 | PWRSV | Power Supply Voltage | PWRSV - Power Supply Voltage | None | Freeform Text
RS | DSTCOLLC | Dust Collector | DSTCOLLC - Dust Collector | 30 | MOTORKW | Motor kW | MOTORKW - Motor kW | None | Freeform Text
RS | DSTCOLLC | Dust Collector | DSTCOLLC - Dust Collector | 40 | AIRFLOW | Airflow (SCFM) | AIRFLOW - Airflow (SCFM) | None | Freeform Text
RS | DSTCOLLC | Dust Collector | DSTCOLLC - Dust Collector | 50 | COLLVOL | Collector Volume | COLLVOL - Collector Volume | None | Freeform Text
RS | DUCTHEAT | Duct Heater | DUCTHEAT - Duct Heater | 5 | TAG | Tag | TAG - Tag | None | Freeform Text
RS | DUCTHEAT | Duct Heater | DUCTHEAT - Duct Heater | 10 | DUATTYPE | Duct Heater Type | DUATTYPE - Duct Heater Type | Property | Electric Heating
RS | DUCTHEAT | Duct Heater | DUCTHEAT - Duct Heater | 10 | DUATTYPE | Duct Heater Type | DUATTYPE - Duct Heater Type | Property | Geothermal Heated
RS | DUCTHEAT | Duct Heater | DUCTHEAT - Duct Heater | 10 | DUATTYPE | Duct Heater Type | DUATTYPE - Duct Heater Type | Property | Hot Water/Glycol Heating
RS | DUCTHEAT | Duct Heater | DUCTHEAT - Duct Heater | 10 | DUATTYPE | Duct Heater Type | DUATTYPE - Duct Heater Type | Property | Natural Gas (NG) Heating
RS | DUCTHEAT | Duct Heater | DUCTHEAT - Duct Heater | 10 | DUATTYPE | Duct Heater Type | DUATTYPE - Duct Heater Type | Property | Propane Gas (LPG) Heating
RS | DUCTHEAT | Duct Heater | DUCTHEAT - Duct Heater | 10 | DUATTYPE | Duct Heater Type | DUATTYPE - Duct Heater Type | Property | Steam Heating
RS | DUCTHEAT | Duct Heater | DUCTHEAT - Duct Heater | 20 | PWRSV | Power Supply Voltage | PWRSV - Power Supply Voltage | None | Freeform Text
RS | DUCTHEAT | Duct Heater | DUCTHEAT - Duct Heater | 30 | HEATCAPK | Heating Capacity (kW) | HEATCAPK - Heating Capacity (kW) | None | Freeform Text
RS | ELECHTS | Electric Heat Trace System | ELECHTS - Electric Heat Trace System | 5 | TAG | Tag | TAG - Tag | None | Freeform Text
RS | ELECHTS | Electric Heat Trace System | ELECHTS - Electric Heat Trace System | 10 | ELTSSTYP | System Type | ELTSSTYP - System Type | Property | Eavestrough
RS | ELECHTS | Electric Heat Trace System | ELECHTS - Electric Heat Trace System | 10 | ELTSSTYP | System Type | ELTSSTYP - System Type | Property | Pipe
RS | ELECHTS | Electric Heat Trace System | ELECHTS - Electric Heat Trace System | 10 | ELTSSTYP | System Type | ELTSSTYP - System Type | Property | Platform
RS | ELECHTS | Electric Heat Trace System | ELECHTS - Electric Heat Trace System | 10 | ELTSSTYP | System Type | ELTSSTYP - System Type | Property | Sidewalk
RS | ELECHTS | Electric Heat Trace System | ELECHTS - Electric Heat Trace System | 10 | ELTSSTYP | System Type | ELTSSTYP - System Type | Property | Steps
RS | ELECHTS | Electric Heat Trace System | ELECHTS - Electric Heat Trace System | 20 | WATTSFT | Watts/ft | WATTSFT - Watts/ft | None | Freeform Text
RS | ELECHTS | Electric Heat Trace System | ELECHTS - Electric Heat Trace System | 30 | NOCIRC | No. Circuits | NOCIRC - No. Circuits | None | Freeform Text
RS | ELECHTS | Electric Heat Trace System | ELECHTS - Electric Heat Trace System | 40 | VOLT | Volt. | VOLT - Volt. | None | Freeform Text
RS | ELECHTS | Electric Heat Trace System | ELECHTS - Electric Heat Trace System | 50 | SIZE | Size | SIZE - Size | None | Freeform Text
RS | ELVTR | Elevator | ELVTR - Elevator | 5 | TAG | Tag | TAG - Tag | None | Freeform Text
RS | ELVTR | Elevator | ELVTR - Elevator | 10 | ELTRTYPE | Elevator Type | ELTRTYPE - Elevator Type | Property | Exterior
RS | ELVTR | Elevator | ELVTR - Elevator | 10 | ELTRTYPE | Elevator Type | ELTRTYPE - Elevator Type | Property | Interior
RS | ELVTR | Elevator | ELVTR - Elevator | 20 | LINSDATE | Last Inspected Date (yyyy-mm-dd) | LINSDATE - Last Inspected Date (yyyy-mm-dd) | None | Freeform Text
RS | ELVTR | Elevator | ELVTR - Elevator | 30 | TSSANUM | TSSA Number | TSSANUM - TSSA Number | None | Freeform Text
RS | ELVTR | Elevator | ELVTR - Elevator | 40 | CERTEXD | Certificate Expiry Date (yyyy-mm-dd) | CERTEXD - Certificate Expiry Date (yyyy-mm-dd) | None | Freeform Text
RS | ELVTR | Elevator | ELVTR - Elevator | 50 | ELVTRNOF | Number of Floors (each) | ELVTRNOF - Number of Floors (each) | None | Freeform Text
RS | ELVTR | Elevator | ELVTR - Elevator | 70 | ELVMXLBS | Max Capacity (LBS) | ELVMXLBS - Max Capacity (LBS) | None | Freeform Text
RS | EMRGDFBR | Emergency Defibrillator | EMRGDFBR - Emergency Defibrillator | 5 | TAG | Tag | TAG - Tag | None | Freeform Text
RS | EMRGGEN | Emergency Generator | EMRGGEN - Emergency Generator | 5 | TAG | Tag | TAG - Tag | None | Freeform Text
RS | EMRGGEN | Emergency Generator | EMRGGEN - Emergency Generator | 10 | EMENFTYP | Emergency Generator Fuel | EMENFTYP - Emergency Generator Fuel | Property | Diesel Fuel
RS | EMRGGEN | Emergency Generator | EMRGGEN - Emergency Generator | 10 | EMENFTYP | Emergency Generator Fuel | EMENFTYP - Emergency Generator Fuel | Property | Gasoline
RS | EMRGGEN | Emergency Generator | EMRGGEN - Emergency Generator | 10 | EMENFTYP | Emergency Generator Fuel | EMENFTYP - Emergency Generator Fuel | Property | Natural Gas
RS | EMRGGEN | Emergency Generator | EMRGGEN - Emergency Generator | 10 | EMENFTYP | Emergency Generator Fuel | EMENFTYP - Emergency Generator Fuel | Property | Propane
RS | EMRGGEN | Emergency Generator | EMRGGEN - Emergency Generator | 20 | TSSANUM | TSSA Number | TSSANUM - TSSA Number | None | Freeform Text
RS | EMRGGEN | Emergency Generator | EMRGGEN - Emergency Generator | 30 | KW | KW | KW - KW | None | Freeform Text
RS | EMRGGEN | Emergency Generator | EMRGGEN - Emergency Generator | 40 | PCKUENC | Package Unit Enclosure? | PCKUENC - Package Unit Enclosure? | Property | No
RS | EMRGGEN | Emergency Generator | EMRGGEN - Emergency Generator | 40 | PCKUENC | Package Unit Enclosure? | PCKUENC - Package Unit Enclosure? | Property | Yes
RS | EMRGGEN | Emergency Generator | EMRGGEN - Emergency Generator | 50 | EMRNTS | Tank Size (Litre) | EMRNTS - Tank Size (Litre) | None | Freeform Text
RS | EMRGPF | Emergency Plumbing Fixture | EMRGPF - Emergency Plumbing Fixture | 5 | TAG | Tag | TAG - Tag | None | Freeform Text
RS | EMRGPF | Emergency Plumbing Fixture | EMRGPF - Emergency Plumbing Fixture | 10 | EMPFITYP | EMPF Installation Type | EMPFITYP - EMPF Installation Type | Property | Indoor
RS | EMRGPF | Emergency Plumbing Fixture | EMRGPF - Emergency Plumbing Fixture | 10 | EMPFITYP | EMPF Installation Type | EMPFITYP - EMPF Installation Type | Property | Outdoor
RS | EMRGPF | Emergency Plumbing Fixture | EMRGPF - Emergency Plumbing Fixture | 10 | EMPFTYPE | Emergency Plumbing Fixtur | EMPFTYPE - Emergency Plumbing Fixtur | Property | Emergency Drench Shower
RS | EMRGPF | Emergency Plumbing Fixture | EMRGPF - Emergency Plumbing Fixture | 10 | EMPFTYPE | Emergency Plumbing Fixtur | EMPFTYPE - Emergency Plumbing Fixtur | Property | Emergency Eye/Face Wash Station
RS | EMRGPF | Emergency Plumbing Fixture | EMRGPF - Emergency Plumbing Fixture | 10 | EMPFTYPE | Emergency Plumbing Fixtur | EMPFTYPE - Emergency Plumbing Fixtur | Property | Emergency Eye/Face/Shower Combo
RS | EMRGPF | Emergency Plumbing Fixture | EMRGPF - Emergency Plumbing Fixture | 10 | EMPFTYPE | Emergency Plumbing Fixtur | EMPFTYPE - Emergency Plumbing Fixtur | Property | Emergency Eyewash Station
RS | EMRGPF | Emergency Plumbing Fixture | EMRGPF - Emergency Plumbing Fixture | 10 | EMPFTYPE | Emergency Plumbing Fixtur | EMPFTYPE - Emergency Plumbing Fixtur | Property | Enclosed Booth with Shower
RS | EMRGPF | Emergency Plumbing Fixture | EMRGPF - Emergency Plumbing Fixture | 30 | HEATTRC | Heat Traced? | HEATTRC - Heat Traced? | Property | No
RS | EMRGPF | Emergency Plumbing Fixture | EMRGPF - Emergency Plumbing Fixture | 30 | HEATTRC | Heat Traced? | HEATTRC - Heat Traced? | Property | Yes
RS | EMRGSB | Emergency Stop Button | EMRGSB - Emergency Stop Button | 5 | TAG | Tag | TAG - Tag | None | Freeform Text
RS | EMRGSB | Emergency Stop Button | EMRGSB - Emergency Stop Button | 10 | USETYPE | Usage Type | USETYPE - Usage Type | None | Freeform Text
RS | ESCLTR | Escalator | ESCLTR - Escalator | 10 | ESTRTYPE | Escalator Type | ESTRTYPE - Escalator Type | Property | Exterior
RS | ESCLTR | Escalator | ESCLTR - Escalator | 10 | ESTRTYPE | Escalator Type | ESTRTYPE - Escalator Type | Property | Interior
RS | ESCLTR | Escalator | ESCLTR - Escalator | 20 | LINSDATE | Last Inspected Date (yyyy-mm-dd) | LINSDATE - Last Inspected Date (yyyy-mm-dd) | None | Freeform Text
RS | ESCLTR | Escalator | ESCLTR - Escalator | 30 | TSSANUM | TSSA Number | TSSANUM - TSSA Number | None | Freeform Text
RS | ESCLTR | Escalator | ESCLTR - Escalator | 40 | CERTEXD | Certificate Expiry Date (yyyy-mm-dd) | CERTEXD - Certificate Expiry Date (yyyy-mm-dd) | None | Freeform Text
RS | EXPTANK | Expansion Tank | EXPTANK - Expansion Tank | 5 | TAG | Tag | TAG - Tag | None | Freeform Text
RS | EXPTANK | Expansion Tank | EXPTANK - Expansion Tank | 10 | EXNKTYPE | Expansion Tank Type | EXNKTYPE - Expansion Tank Type | Property | Air Cushion
RS | EXPTANK | Expansion Tank | EXPTANK - Expansion Tank | 10 | EXNKTYPE | Expansion Tank Type | EXNKTYPE - Expansion Tank Type | Property | Bladder
RS | EXPTANK | Expansion Tank | EXPTANK - Expansion Tank | 20 | EXPNKV | Volume (Litre) | EXPNKV - Volume (Litre) | None | Freeform Text
RS | EXPTANK | Expansion Tank | EXPTANK - Expansion Tank | 30 | EXPNKTA | Tank Acceptance (Litre) | EXPNKTA - Tank Acceptance (Litre) | None | Freeform Text
RS | EXPTANK | Expansion Tank | EXPTANK - Expansion Tank | 40 | EXPNKFP | Fill Pressure (kPa) | EXPNKFP - Fill Pressure (kPa) | None | Freeform Text
RS | EXTRWLL | Exterior Wall | EXTRWLL - Exterior Wall | 5 | TAG | Tag | TAG - Tag | None | Freeform Text
RS | FAN | Fan | FAN - Fan | 5 | TAG | Tag | TAG - Tag | None | Freeform Text
RS | FAN | Fan | FAN - Fan | 10 | FAANMAT | Fan Material | FAANMAT - Fan Material | Property | Aluminum
RS | FAN | Fan | FAN - Fan | 10 | FAANMAT | Fan Material | FAANMAT - Fan Material | Property | Plastic
RS | FAN | Fan | FAN - Fan | 10 | FAANMAT | Fan Material | FAANMAT - Fan Material | Property | Steel
RS | FAN | Fan | FAN - Fan | 10 | FAANTYPE | Fan Type | FAANTYPE - Fan Type | Property | Belt Drive Fan
RS | FAN | Fan | FAN - Fan | 10 | FAANTYPE | Fan Type | FAANTYPE - Fan Type | Property | Direct Drive Fan
RS | FAN | Fan | FAN - Fan | 10 | FAANTYPE | Fan Type | FAANTYPE - Fan Type | Property | In-Line Centrifugal
RS | FAN | Fan | FAN - Fan | 10 | FAANTYPE | Fan Type | FAANTYPE - Fan Type | Property | Unknown
RS | FAN | Fan | FAN - Fan | 20 | FAANMTYP | Fan Mounting Type | FAANMTYP - Fan Mounting Type | Property | Base
RS | FAN | Fan | FAN - Fan | 20 | FAANMTYP | Fan Mounting Type | FAANMTYP - Fan Mounting Type | Property | Roof
RS | FAN | Fan | FAN - Fan | 20 | FAANMTYP | Fan Mounting Type | FAANMTYP - Fan Mounting Type | Property | Suspended
RS | FAN | Fan | FAN - Fan | 20 | FAANMTYP | Fan Mounting Type | FAANMTYP - Fan Mounting Type | Property | Wall
RS | FAN | Fan | FAN - Fan | 40 | PWRSV | Power Supply Voltage | PWRSV - Power Supply Voltage | None | Freeform Text
RS | FANCL | Fan Coil | FANCL - Fan Coil | 10 | FACLESRC | Fan Coil Energy Source | FACLESRC - Fan Coil Energy Source | Property | Cooling Only
RS | FANCL | Fan Coil | FANCL - Fan Coil | 10 | FACLESRC | Fan Coil Energy Source | FACLESRC - Fan Coil Energy Source | Property | Heating & Cooling
RS | FANCL | Fan Coil | FANCL - Fan Coil | 10 | FACLESRC | Fan Coil Energy Source | FACLESRC - Fan Coil Energy Source | Property | Heating Only
RS | FANCL | Fan Coil | FANCL - Fan Coil | 10 | FACLTYPE | Fan Coil Type | FACLTYPE - Fan Coil Type | Property | Ceiling Cassette
RS | FANCL | Fan Coil | FANCL - Fan Coil | 10 | FACLTYPE | Fan Coil Type | FACLTYPE - Fan Coil Type | Property | Ceiling Suspended
RS | FANCL | Fan Coil | FANCL - Fan Coil | 10 | FACLTYPE | Fan Coil Type | FACLTYPE - Fan Coil Type | Property | Floor Standing Non-Ducted
RS | FANCL | Fan Coil | FANCL - Fan Coil | 10 | FACLTYPE | Fan Coil Type | FACLTYPE - Fan Coil Type | Property | Horizontal Concealed Ducted
RS | FANCL | Fan Coil | FANCL - Fan Coil | 10 | FACLTYPE | Fan Coil Type | FACLTYPE - Fan Coil Type | Property | Vertical Ducted
RS | FANCL | Fan Coil | FANCL - Fan Coil | 10 | FACLTYPE | Fan Coil Type | FACLTYPE - Fan Coil Type | Property | Wall Mounted
RS | FANCL | Fan Coil | FANCL - Fan Coil | 30 | PWRSV | Power Supply Voltage | PWRSV - Power Supply Voltage | None | Freeform Text
RS | FANCL | Fan Coil | FANCL - Fan Coil | 40 | DRRTNCP | Capacity (kW) | DRRTNCP - Capacity (kW) | None | Freeform Text
RS | FLARRVLV | Fuel Air Release Valve | FLARRVLV - Fuel Air Release Valve | 10 | LINESIZE | Line Size | LINESIZE - Line Size | None | Freeform Text
RS | FLDSTDEF | Fuel Distribution System - DEF | FLDSTDEF - Fuel Distribution System - DEF | 5 | TAG | Tag | TAG - Tag | None | Freeform Text
RS | FLDSTDIE | Fuel Distribution System - Diesel | FLDSTDIE - Fuel Distribution System - Diesel | 5 | TAG | Tag | TAG - Tag | None | Freeform Text
RS | FLEMRVLV | Fuel Emergency Shutoff Valve | FLEMRVLV - Fuel Emergency Shutoff Valve | 10 | LINESIZE | Line Size | LINESIZE - Line Size | None | Freeform Text
RS | FLFLWMTR | Fuel Flow Meter | FLFLWMTR - Fuel Flow Meter | 5 | TAG | Tag | TAG - Tag | None | Freeform Text
RS | FLGPL | Flag Pole | FLGPL - Flag Pole | 10 | FLPLPMAT | Flag Pole Pole Shaft Mate | FLPLPMAT - Flag Pole Pole Shaft Mate | Property | Aluminum
RS | FLGPL | Flag Pole | FLGPL - Flag Pole | 10 | FLPLPMAT | Flag Pole Pole Shaft Mate | FLPLPMAT - Flag Pole Pole Shaft Mate | Property | Concrete
RS | FLGPL | Flag Pole | FLGPL - Flag Pole | 10 | FLPLPMAT | Flag Pole Pole Shaft Mate | FLPLPMAT - Flag Pole Pole Shaft Mate | Property | Steel
RS | FLGPL | Flag Pole | FLGPL - Flag Pole | 10 | FLPLPMAT | Flag Pole Pole Shaft Mate | FLPLPMAT - Flag Pole Pole Shaft Mate | Property | Wood
RS | FLGPL | Flag Pole | FLGPL - Flag Pole | 20 | FLPLBMAT | Flag Pole Base (Foundatio | FLPLBMAT - Flag Pole Base (Foundatio | Property | Bare
RS | FLGPL | Flag Pole | FLGPL - Flag Pole | 20 | FLPLBMAT | Flag Pole Base (Foundatio | FLPLBMAT - Flag Pole Base (Foundatio | Property | Concrete
RS | FLGPL | Flag Pole | FLGPL - Flag Pole | 20 | FLPLBMAT | Flag Pole Base (Foundatio | FLPLBMAT - Flag Pole Base (Foundatio | Property | Sleeve Concrete
RS | FLGPL | Flag Pole | FLGPL - Flag Pole | 30 | UTLP | Height (meter) | UTLP - Height (meter) | None | Freeform Text
RS | FLLARSYS | Fall Arrest System | FLLARSYS - Fall Arrest System | 5 | TAG | Tag | TAG - Tag | None | Freeform Text
RS | FLLARSYS | Fall Arrest System | FLLARSYS - Fall Arrest System | 10 | FLYSTYPE | Fall Arrest System Type | FLYSTYPE - Fall Arrest System Type | Property | Ballasted Anchor
RS | FLLARSYS | Fall Arrest System | FLLARSYS - Fall Arrest System | 10 | FLYSTYPE | Fall Arrest System Type | FLYSTYPE - Fall Arrest System Type | Property | Davit Arm
RS | FLLARSYS | Fall Arrest System | FLLARSYS - Fall Arrest System | 10 | FLYSTYPE | Fall Arrest System Type | FLYSTYPE - Fall Arrest System Type | Property | Horizontal Lifeline
RS | FLLARSYS | Fall Arrest System | FLLARSYS - Fall Arrest System | 10 | FLYSTYPE | Fall Arrest System Type | FLYSTYPE - Fall Arrest System Type | Property | Ladder Rail
RS | FLOFFLGC | Fuel Off-loading Ground Clamp | FLOFFLGC - Fuel Off-loading Ground Clamp |  |  |  | -
RS | FLOFFLHC | Fuel Off-loading Hose Connection | FLOFFLHC - Fuel Off-loading Hose Connection |  |  |  | -
RS | FLRHSMS | Floor Heating/ Snow Melting System | FLRHSMS - Floor Heating/ Snow Melting System | 5 | TAG | Tag | TAG - Tag | None | Freeform Text
RS | FLRLFSLP | Fuel Relief/ Slop Tank | FLRLFSLP - Fuel Relief/ Slop Tank | 5 | TAG | Tag | TAG - Tag | None | Freeform Text
RS | FLRLFSLP | Fuel Relief/ Slop Tank | FLRLFSLP - Fuel Relief/ Slop Tank | 10 | FLLPCONS | Fuel Relief/ Slop Tank Co | FLLPCONS - Fuel Relief/ Slop Tank Co | Property | Double Wall
RS | FLRLFSLP | Fuel Relief/ Slop Tank | FLRLFSLP - Fuel Relief/ Slop Tank | 10 | FLLPCONS | Fuel Relief/ Slop Tank Co | FLLPCONS - Fuel Relief/ Slop Tank Co | Property | Single Wall
RS | FLRLFSLP | Fuel Relief/ Slop Tank | FLRLFSLP - Fuel Relief/ Slop Tank | 10 | FLLPMAT | Fuel Relief/ Slop Tank Ma | FLLPMAT - Fuel Relief/ Slop Tank Ma | Property | FRP
RS | FLRLFSLP | Fuel Relief/ Slop Tank | FLRLFSLP - Fuel Relief/ Slop Tank | 10 | FLLPMAT | Fuel Relief/ Slop Tank Ma | FLLPMAT - Fuel Relief/ Slop Tank Ma | Property | Steel
RS | FLRLFSLP | Fuel Relief/ Slop Tank | FLRLFSLP - Fuel Relief/ Slop Tank | 10 | FLLPTYPE | Fuel Relief/ Slop Tank Ty | FLLPTYPE - Fuel Relief/ Slop Tank Ty | Property | AST
RS | FLRLFSLP | Fuel Relief/ Slop Tank | FLRLFSLP - Fuel Relief/ Slop Tank | 10 | FLLPTYPE | Fuel Relief/ Slop Tank Ty | FLLPTYPE - Fuel Relief/ Slop Tank Ty | Property | UST
RS | FLRLFSLP | Fuel Relief/ Slop Tank | FLRLFSLP - Fuel Relief/ Slop Tank | 40 | TSSANUM | TSSA Number | TSSANUM - TSSA Number | None | Freeform Text
RS | FLRLFSLP | Fuel Relief/ Slop Tank | FLRLFSLP - Fuel Relief/ Slop Tank | 50 | SECCONT | Secondary Containment? | SECCONT - Secondary Containment? | Property | No
RS | FLRLFSLP | Fuel Relief/ Slop Tank | FLRLFSLP - Fuel Relief/ Slop Tank | 50 | SECCONT | Secondary Containment? | SECCONT - Secondary Containment? | Property | Yes
RS | FLRLFSLP | Fuel Relief/ Slop Tank | FLRLFSLP - Fuel Relief/ Slop Tank | 60 | INDRINST | Indoor Installation? | INDRINST - Indoor Installation? | Property | No
RS | FLRLFSLP | Fuel Relief/ Slop Tank | FLRLFSLP - Fuel Relief/ Slop Tank | 60 | INDRINST | Indoor Installation? | INDRINST - Indoor Installation? | Property | Yes
RS | FLSMP | Fuel Sump | FLSMP - Fuel Sump |  |  |  | -
RS | FLTR | Filter | FLTR - Filter | 5 | TAG | Tag | TAG - Tag | None | Freeform Text
RS | FLTR | Filter | FLTR - Filter | 10 | FLTRCATY | Cartridge Type | FLTRCATY - Cartridge Type | Property | Butterfly
RS | FLTR | Filter | FLTR - Filter | 10 | FLTRCATY | Cartridge Type | FLTRCATY - Cartridge Type | Property | Multiple Cartridge
RS | FLTR | Filter | FLTR - Filter | 10 | FLTRCATY | Cartridge Type | FLTRCATY - Cartridge Type | Property | Single Cartridge
RS | FLTR | Filter | FLTR - Filter | 10 | FLTRCATY | Cartridge Type | FLTRCATY - Cartridge Type | Property | Unknown
RS | FLTR | Filter | FLTR - Filter | 10 | FLTRTYPE | Filter Type | FLTRTYPE - Filter Type | Property | Air
RS | FLTR | Filter | FLTR - Filter | 10 | FLTRTYPE | Filter Type | FLTRTYPE - Filter Type | Property | Cleaning Fluids
RS | FLTR | Filter | FLTR - Filter | 10 | FLTRTYPE | Filter Type | FLTRTYPE - Filter Type | Property | DEF
RS | FLTR | Filter | FLTR - Filter | 10 | FLTRTYPE | Filter Type | FLTRTYPE - Filter Type | Property | Diesel
RS | FLTR | Filter | FLTR - Filter | 10 | FLTRTYPE | Filter Type | FLTRTYPE - Filter Type | Property | Glycol
RS | FLTR | Filter | FLTR - Filter | 10 | FLTRTYPE | Filter Type | FLTRTYPE - Filter Type | Property | Non-Potable Water
RS | FLTR | Filter | FLTR - Filter | 10 | FLTRTYPE | Filter Type | FLTRTYPE - Filter Type | Property | Oil
RS | FLTR | Filter | FLTR - Filter | 10 | FLTRTYPE | Filter Type | FLTRTYPE - Filter Type | Property | Potable Water
RS | FLTRBX | Filter Box | FLTRBX - Filter Box | 5 | TAG | Tag | TAG - Tag | None | Freeform Text
RS | FLTRBX | Filter Box | FLTRBX - Filter Box | 10 | FLBXTYPE | Filter Box Type | FLBXTYPE - Filter Box Type | Property | Bag-in-Bag-Out
RS | FLTRBX | Filter Box | FLTRBX - Filter Box | 10 | FLBXTYPE | Filter Box Type | FLBXTYPE - Filter Box Type | Property | HEPA
RS | FLTRBX | Filter Box | FLTRBX - Filter Box | 10 | FLBXTYPE | Filter Box Type | FLBXTYPE - Filter Box Type | Property | Multiple-Stage Filter
RS | FLTRBX | Filter Box | FLTRBX - Filter Box | 10 | FLBXTYPE | Filter Box Type | FLBXTYPE - Filter Box Type | Property | Single Filter
RS | FLTRBX | Filter Box | FLTRBX - Filter Box | 20 | WSLSQUAT | Quantity | WSLSQUAT - Quantity | None | Freeform Text
RS | FLTROOF | Flat Roof | FLTROOF - Flat Roof | 5 | TAG | Tag | TAG - Tag | None | Freeform Text
RS | FLTROOF | Flat Roof | FLTROOF - Flat Roof | 10 | FLOFTYPE | Flat Roof Type | FLOFTYPE - Flat Roof Type | Property | Built-Up Bituminous
RS | FLTROOF | Flat Roof | FLTROOF - Flat Roof | 10 | FLOFTYPE | Flat Roof Type | FLOFTYPE - Flat Roof Type | Property | Concrete
RS | FLTROOF | Flat Roof | FLTROOF - Flat Roof | 10 | FLOFTYPE | Flat Roof Type | FLOFTYPE - Flat Roof Type | Property | Modified Bituminous Sheet Membrane
RS | FLTROOF | Flat Roof | FLTROOF - Flat Roof | 10 | FLOFTYPE | Flat Roof Type | FLOFTYPE - Flat Roof Type | Property | Single-Ply
RS | FLTROOF | Flat Roof | FLTROOF - Flat Roof | 10 | FLOFTYPE | Flat Roof Type | FLOFTYPE - Flat Roof Type | Property | Vegetated Roof
RS | FLTROOF | Flat Roof | FLTROOF - Flat Roof | 20 | ROOFACC | Roof access hatch? | ROOFACC - Roof access hatch? | Property | No
RS | FLTROOF | Flat Roof | FLTROOF - Flat Roof | 20 | ROOFACC | Roof access hatch? | ROOFACC - Roof access hatch? | Property | Yes
RS | FNC | Fence | FNC - Fence | 5 | TAG | Tag | TAG - Tag | None | Freeform Text
RS | FNC | Fence | FNC - Fence | 10 | FNNCMAT | Fence Material | FNNCMAT - Fence Material | Property | Black Vinyl Coated Chain Link
RS | FNC | Fence | FNC - Fence | 10 | FNNCMAT | Fence Material | FNNCMAT - Fence Material | Property | Concrete
RS | FNC | Fence | FNC - Fence | 10 | FNNCMAT | Fence Material | FNNCMAT - Fence Material | Property | Galvanized Chain Link
RS | FNC | Fence | FNC - Fence | 10 | FNNCMAT | Fence Material | FNNCMAT - Fence Material | Property | Green Vinyl Coated Chain Link
RS | FNC | Fence | FNC - Fence | 10 | FNNCMAT | Fence Material | FNNCMAT - Fence Material | Property | Masonry
RS | FNC | Fence | FNC - Fence | 10 | FNNCMAT | Fence Material | FNNCMAT - Fence Material | Property | Page-Wire
RS | FNC | Fence | FNC - Fence | 10 | FNNCMAT | Fence Material | FNNCMAT - Fence Material | Property | Soldier Pile and Lagging
RS | FNC | Fence | FNC - Fence | 10 | FNNCMAT | Fence Material | FNNCMAT - Fence Material | Property | Steel Rail
RS | FNC | Fence | FNC - Fence | 10 | FNNCMAT | Fence Material | FNNCMAT - Fence Material | Property | Unknown
RS | FNC | Fence | FNC - Fence | 10 | FNNCMAT | Fence Material | FNNCMAT - Fence Material | Property | Welded Wire Mesh
RS | FNC | Fence | FNC - Fence | 10 | FNNCMAT | Fence Material | FNNCMAT - Fence Material | Property | Wood
RS | FNC | Fence | FNC - Fence | 10 | FNNCMAT | Fence Material | FNNCMAT - Fence Material | Property | Wrought Iron
RS | FNC | Fence | FNC - Fence | 20 | HEIGHT | Height (ft) | HEIGHT - Height (ft) | None | Freeform Text
RS | FNC | Fence | FNC - Fence | 30 | LENGTH | Length (ft) | LENGTH - Length (ft) | None | Freeform Text
RS | FNC | Fence | FNC - Fence | 40 | BARBWIRE | Barbed wire? | BARBWIRE - Barbed wire? | Property | No
RS | FNC | Fence | FNC - Fence | 40 | BARBWIRE | Barbed wire? | BARBWIRE - Barbed wire? | Property | Yes
RS | FNC | Fence | FNC - Fence | 50 | POSTFUND | Post foundations exist/exposed? | POSTFUND - Post foundations exist/exposed? | Property | No
RS | FNC | Fence | FNC - Fence | 50 | POSTFUND | Post foundations exist/exposed? | POSTFUND - Post foundations exist/exposed? | Property | Yes
RS | FRDTCSYS | Fire Detection System | FRDTCSYS - Fire Detection System | 5 | TAG | Tag | TAG - Tag | None | Freeform Text
RS | FREXTNG | Fire Extinguisher | FREXTNG - Fire Extinguisher | 5 | TAG | Tag | TAG - Tag | None | Freeform Text
RS | FREXTNG | Fire Extinguisher | FREXTNG - Fire Extinguisher | 10 | FRNGITYP | Fire Extin. Installation | FRNGITYP - Fire Extin. Installation | Property | Cabinet Mounted
RS | FREXTNG | Fire Extinguisher | FREXTNG - Fire Extinguisher | 10 | FRNGITYP | Fire Extin. Installation | FRNGITYP - Fire Extin. Installation | Property | Floor Mounted
RS | FREXTNG | Fire Extinguisher | FREXTNG - Fire Extinguisher | 10 | FRNGITYP | Fire Extin. Installation | FRNGITYP - Fire Extin. Installation | Property | Surface Mounted
RS | FREXTNG | Fire Extinguisher | FREXTNG - Fire Extinguisher | 10 | FRNGTYPE | Fire Extinguisher Type | FRNGTYPE - Fire Extinguisher Type | Property | A-Rated Water
RS | FREXTNG | Fire Extinguisher | FREXTNG - Fire Extinguisher | 10 | FRNGTYPE | Fire Extinguisher Type | FRNGTYPE - Fire Extinguisher Type | Property | ABC-Rated Dry Chemical
RS | FREXTNG | Fire Extinguisher | FREXTNG - Fire Extinguisher | 10 | FRNGTYPE | Fire Extinguisher Type | FRNGTYPE - Fire Extinguisher Type | Property | BC-Rated Carbon Dioxide
RS | FREXTNG | Fire Extinguisher | FREXTNG - Fire Extinguisher | 10 | FRNGTYPE | Fire Extinguisher Type | FRNGTYPE - Fire Extinguisher Type | Property | Chemical Agent
RS | FREXTNG | Fire Extinguisher | FREXTNG - Fire Extinguisher | 10 | FRNGTYPE | Fire Extinguisher Type | FRNGTYPE - Fire Extinguisher Type | Property | Dry Chemical
RS | FREXTNG | Fire Extinguisher | FREXTNG - Fire Extinguisher | 10 | FRNGTYPE | Fire Extinguisher Type | FRNGTYPE - Fire Extinguisher Type | Property | Foam
RS | FREXTNG | Fire Extinguisher | FREXTNG - Fire Extinguisher | 10 | FRNGTYPE | Fire Extinguisher Type | FRNGTYPE - Fire Extinguisher Type | Property | Purple K
RS | FREXTNG | Fire Extinguisher | FREXTNG - Fire Extinguisher | 10 | FRNGTYPE | Fire Extinguisher Type | FRNGTYPE - Fire Extinguisher Type | Property | Wet Chemical
RS | FREXTNG | Fire Extinguisher | FREXTNG - Fire Extinguisher | 20 | QTY | Quantity | QTY - Quantity | None | Freeform Text
RS | FRHSCAB | Fire Hose and Cabinet | FRHSCAB - Fire Hose and Cabinet | 5 | TAG | Tag | TAG - Tag | None | Freeform Text
RS | FRHSCAB | Fire Hose and Cabinet | FRHSCAB - Fire Hose and Cabinet | 10 | HOSEREEL | Hose Reel? | HOSEREEL - Hose Reel? | Property | No
RS | FRHSCAB | Fire Hose and Cabinet | FRHSCAB - Fire Hose and Cabinet | 10 | HOSEREEL | Hose Reel? | HOSEREEL - Hose Reel? | Property | Yes
RS | FRHSCAB | Fire Hose and Cabinet | FRHSCAB - Fire Hose and Cabinet | 20 | FIREEXTG | Fire Extinguisher? | FIREEXTG - Fire Extinguisher? | Property | No
RS | FRHSCAB | Fire Hose and Cabinet | FRHSCAB - Fire Hose and Cabinet | 20 | FIREEXTG | Fire Extinguisher? | FIREEXTG - Fire Extinguisher? | Property | Yes
RS | FRHYDR | Fire Hydrants | FRHYDR - Fire Hydrants | 5 | TAG | Tag | TAG - Tag | None | Freeform Text
RS | FRHYDR | Fire Hydrants | FRHYDR - Fire Hydrants | 10 | FRDRTYPE | Fire Hydrants Type | FRDRTYPE - Fire Hydrants Type | Property | Dry Barrel
RS | FRHYDR | Fire Hydrants | FRHYDR - Fire Hydrants | 10 | FRDRTYPE | Fire Hydrants Type | FRDRTYPE - Fire Hydrants Type | Property | Wet Barrel
RS | FRHYDR | Fire Hydrants | FRHYDR - Fire Hydrants | 20 | MANS | Size – Diameter (mm) | MANS - Size – Diameter (mm) | None | Freeform Text
RS | FRPMP | Fire Pump | FRPMP - Fire Pump | 10 | FRMPTYPE | Fire Pump Type | FRMPTYPE - Fire Pump Type | Property | Fire Pump
RS | FRPMP | Fire Pump | FRPMP - Fire Pump | 10 | FRMPTYPE | Fire Pump Type | FRMPTYPE - Fire Pump Type | Property | Jockey Pump
RS | FRPMP | Fire Pump | FRPMP - Fire Pump | 20 | FRMPPSTY | Pump Style | FRMPPSTY - Pump Style | Property | End Suction
RS | FRPMP | Fire Pump | FRPMP - Fire Pump | 20 | FRMPPSTY | Pump Style | FRMPPSTY - Pump Style | Property | Horizontal Split Case
RS | FRPMP | Fire Pump | FRPMP - Fire Pump | 20 | FRMPPSTY | Pump Style | FRMPPSTY - Pump Style | Property | Vertical Inline
RS | FRPMP | Fire Pump | FRPMP - Fire Pump | 20 | FRMPPSTY | Pump Style | FRMPPSTY - Pump Style | Property | Vertical Multi-Stage
RS | FRPMP | Fire Pump | FRPMP - Fire Pump | 20 | FRMPPSTY | Pump Style | FRMPPSTY - Pump Style | Property | Vertical Turbine
RS | FRPMP | Fire Pump | FRPMP - Fire Pump | 30 | FRMPDRIV | Driver | FRMPDRIV - Driver | Property | Diesel Engine
RS | FRPMP | Fire Pump | FRPMP - Fire Pump | 30 | FRMPDRIV | Driver | FRMPDRIV - Driver | Property | Electric
RS | FRPMP | Fire Pump | FRPMP - Fire Pump | 40 | MOTORKW | Motor kW | MOTORKW - Motor kW | None | Freeform Text
RS | FRPRTSYS | Fire Protection System | FRPRTSYS - Fire Protection System | 5 | TAG | Tag | TAG - Tag | None | Freeform Text
RS | FRSHTTR | Fire Shutter | FRSHTTR - Fire Shutter | 5 | TAG | Tag | TAG - Tag | None | Freeform Text
RS | FRSHTTR | Fire Shutter | FRSHTTR - Fire Shutter | 10 | FRTRAUTO | Fire Shutter Automation | FRTRAUTO - Fire Shutter Automation | Property | Fusible Link
RS | FRSHTTR | Fire Shutter | FRSHTTR - Fire Shutter | 10 | FRTRAUTO | Fire Shutter Automation | FRTRAUTO - Fire Shutter Automation | Property | Hold Open Device
RS | FRSHTTR | Fire Shutter | FRSHTTR - Fire Shutter | 10 | FRTRTYPE | Fire Shutter Type | FRTRTYPE - Fire Shutter Type | Property | Coiling
RS | FRSHTTR | Fire Shutter | FRSHTTR - Fire Shutter | 10 | FRTRTYPE | Fire Shutter Type | FRTRTYPE - Fire Shutter Type | Property | Sectional
RS | FRSHTTR | Fire Shutter | FRSHTTR - Fire Shutter | 20 | FRSHTSLI | Size Length (inch) | FRSHTSLI - Size Length (inch) | None | Freeform Text
RS | FRSHTTR | Fire Shutter | FRSHTTR - Fire Shutter | 30 | ACCSZW | Size Width (feet) | ACCSZW - Size Width (feet) | None | Freeform Text
RS | FRSTADKT | First Aid Kit | FRSTADKT - First Aid Kit | 5 | TAG | Tag | TAG - Tag | None | Freeform Text
RS | FRSUPPU | Fire Suppression Units | FRSUPPU - Fire Suppression Units | 5 | TAG | Tag | TAG - Tag | None | Freeform Text
RS | FRSUPPU | Fire Suppression Units | FRSUPPU - Fire Suppression Units | 10 | FRPUTYPE | Fire Suppression Units Ty | FRPUTYPE - Fire Suppression Units Ty | Property | Clean Agent Suppression System
RS | FRSUPPU | Fire Suppression Units | FRSUPPU - Fire Suppression Units | 10 | FRPUTYPE | Fire Suppression Units Ty | FRPUTYPE - Fire Suppression Units Ty | Property | Double Preaction System
RS | FRSUPPU | Fire Suppression Units | FRSUPPU - Fire Suppression Units | 10 | FRPUTYPE | Fire Suppression Units Ty | FRPUTYPE - Fire Suppression Units Ty | Property | Single Preaction System
RS | FRSUPPU | Fire Suppression Units | FRSUPPU - Fire Suppression Units | 20 | AIRCOMP | Air Compressor? | AIRCOMP - Air Compressor? | Property | No
RS | FRSUPPU | Fire Suppression Units | FRSUPPU - Fire Suppression Units | 20 | AIRCOMP | Air Compressor? | AIRCOMP - Air Compressor? | Property | Yes
RS | FUELPMTR | Fuel System Pump Motor | FUELPMTR - Fuel System Pump Motor | 10 | FUTRFLUD | Fuel System Pump Motor Fl | FUTRFLUD - Fuel System Pump Motor Fl | Property | DEF
RS | FUELPMTR | Fuel System Pump Motor | FUELPMTR - Fuel System Pump Motor | 10 | FUTRFLUD | Fuel System Pump Motor Fl | FUTRFLUD - Fuel System Pump Motor Fl | Property | Diesel
RS | FUELPMTR | Fuel System Pump Motor | FUELPMTR - Fuel System Pump Motor | 20 | PWRSV | Power Supply Voltage | PWRSV - Power Supply Voltage | None | Freeform Text
RS | FUELPMTR | Fuel System Pump Motor | FUELPMTR - Fuel System Pump Motor | 30 | MOTORKW | Motor kW | MOTORKW - Motor kW | None | Freeform Text
RS | FURN | Furnace | FURN - Furnace | 5 | TAG | Tag | TAG - Tag | None | Freeform Text
RS | FURN | Furnace | FURN - Furnace | 10 | FURNCTYP | Furnace Cooling Type | FURNCTYP - Furnace Cooling Type | Property | Chilled Water Cooling
RS | FURN | Furnace | FURN - Furnace | 10 | FURNCTYP | Furnace Cooling Type | FURNCTYP - Furnace Cooling Type | Property | DX Cooling
RS | FURN | Furnace | FURN - Furnace | 10 | FURNCTYP | Furnace Cooling Type | FURNCTYP - Furnace Cooling Type | Property | None
RS | FURN | Furnace | FURN - Furnace | 10 | FURNHTYP | Furnace Heating Type | FURNHTYP - Furnace Heating Type | Property | Electric Heating
RS | FURN | Furnace | FURN - Furnace | 10 | FURNHTYP | Furnace Heating Type | FURNHTYP - Furnace Heating Type | Property | Fuel Oil Heating
RS | FURN | Furnace | FURN - Furnace | 10 | FURNHTYP | Furnace Heating Type | FURNHTYP - Furnace Heating Type | Property | Hot Water/Glycol Heating
RS | FURN | Furnace | FURN - Furnace | 10 | FURNHTYP | Furnace Heating Type | FURNHTYP - Furnace Heating Type | Property | Natural Gas (NG) Heating
RS | FURN | Furnace | FURN - Furnace | 10 | FURNHTYP | Furnace Heating Type | FURNHTYP - Furnace Heating Type | Property | None
RS | FURN | Furnace | FURN - Furnace | 10 | FURNHTYP | Furnace Heating Type | FURNHTYP - Furnace Heating Type | Property | Oil Heating
RS | FURN | Furnace | FURN - Furnace | 10 | FURNHTYP | Furnace Heating Type | FURNHTYP - Furnace Heating Type | Property | Propane Gas (LPG) Heating
RS | FURN | Furnace | FURN - Furnace | 10 | FURNHTYP | Furnace Heating Type | FURNHTYP - Furnace Heating Type | Property | Steam Heating
RS | FURN | Furnace | FURN - Furnace | 10 | FURNTYPE | Furnace Type | FURNTYPE - Furnace Type | Property | Condensing (Direct Vented)
RS | FURN | Furnace | FURN - Furnace | 10 | FURNTYPE | Furnace Type | FURNTYPE - Furnace Type | Property | Condensing (Direct Vented)
RS | FURN | Furnace | FURN - Furnace | 10 | FURNTYPE | Furnace Type | FURNTYPE - Furnace Type | Property | Forced Draft
RS | FURN | Furnace | FURN - Furnace | 10 | FURNTYPE | Furnace Type | FURNTYPE - Furnace Type | Property | Natural Draft
RS | FURN | Furnace | FURN - Furnace | 40 | PWRSV | Power Supply Voltage | PWRSV - Power Supply Voltage | None | Freeform Text
RS | FURN | Furnace | FURN - Furnace | 50 | HEATINP | Heating Input | HEATINP - Heating Input | None | Freeform Text
RS | FURN | Furnace | FURN - Furnace | 60 | HEATOUT | Heating Output | HEATOUT - Heating Output | None | Freeform Text
RS | FURN | Furnace | FURN - Furnace | 70 | FURNC | Heating and Cooling Cap (kW) | FURNC - Heating and Cooling Cap (kW) | None | Freeform Text
RS | FXFURN | Fixed Furniture | FXFURN - Fixed Furniture | 5 | TAG | Tag | TAG - Tag | None | Freeform Text
RS | FXFURN | Fixed Furniture | FXFURN - Fixed Furniture | 10 | FXRNTYPE | Fixed Furniture Type | FXRNTYPE - Fixed Furniture Type | Property | Bench
RS | FXFURN | Fixed Furniture | FXFURN - Fixed Furniture | 10 | FXRNTYPE | Fixed Furniture Type | FXRNTYPE - Fixed Furniture Type | Property | Bike Rack
RS | FXFURN | Fixed Furniture | FXFURN - Fixed Furniture | 20 | QTY | Quantity | QTY - Quantity | None | Freeform Text
RS | FXGRBG | Fixed Garbage Bin | FXGRBG - Fixed Garbage Bin | 5 | TAG | Tag | TAG - Tag | None | Freeform Text
RS | FXGRBG | Fixed Garbage Bin | FXGRBG - Fixed Garbage Bin | 10 | RECYCLBE | Recyclables? | RECYCLBE - Recyclables? | Property | No
RS | FXGRBG | Fixed Garbage Bin | FXGRBG - Fixed Garbage Bin | 10 | RECYCLBE | Recyclables? | RECYCLBE - Recyclables? | Property | Yes
RS | FXGRBG | Fixed Garbage Bin | FXGRBG - Fixed Garbage Bin | 20 | WASTE | Waste? | WASTE - Waste? | Property | No
RS | FXGRBG | Fixed Garbage Bin | FXGRBG - Fixed Garbage Bin | 20 | WASTE | Waste? | WASTE - Waste? | Property | Yes
RS | FXGRBG | Fixed Garbage Bin | FXGRBG - Fixed Garbage Bin | 30 | GREENBIN | Green bin? | GREENBIN - Green bin? | Property | No
RS | FXGRBG | Fixed Garbage Bin | FXGRBG - Fixed Garbage Bin | 30 | GREENBIN | Green bin? | GREENBIN - Green bin? | Property | Yes
RS | FXGRBG | Fixed Garbage Bin | FXGRBG - Fixed Garbage Bin | 40 | OTHER | Other? | OTHER - Other? | Property | No
RS | FXGRBG | Fixed Garbage Bin | FXGRBG - Fixed Garbage Bin | 40 | OTHER | Other? | OTHER - Other? | Property | Yes
RS | FZDISC | Fuse Disconnect | FZDISC - Fuse Disconnect | 5 | TAG | Tag | TAG - Tag | None | Freeform Text
RS | FZDISC | Fuse Disconnect | FZDISC - Fuse Disconnect | 10 | AMPRAT | Amperage Rating | AMPRAT - Amperage Rating | None | Freeform Text
RS | FZDISC | Fuse Disconnect | FZDISC - Fuse Disconnect | 20 | LOADBRK | Load Brake Size | LOADBRK - Load Brake Size | None | Freeform Text
RS | FZDISC | Fuse Disconnect | FZDISC - Fuse Disconnect | 30 | FUSESIZE | Fuse Size | FUSESIZE - Fuse Size | None | Freeform Text
RS | GATE | Gate | GATE - Gate | 5 | TAG | Tag | TAG - Tag | None | Freeform Text
RS | GATE | Gate | GATE - Gate | 10 | GATEAUTO | Gate Automation | GATEAUTO - Gate Automation | Property | Manual
RS | GATE | Gate | GATE - Gate | 10 | GATEAUTO | Gate Automation | GATEAUTO - Gate Automation | Property | Powered
RS | GATE | Gate | GATE - Gate | 10 | GATETYPE | Gate Type | GATETYPE - Gate Type | Property | Barrier Arm
RS | GATE | Gate | GATE - Gate | 10 | GATETYPE | Gate Type | GATETYPE - Gate Type | Property | Folding
RS | GATE | Gate | GATE - Gate | 10 | GATETYPE | Gate Type | GATETYPE - Gate Type | Property | Sliding
RS | GATE | Gate | GATE - Gate | 10 | GATETYPE | Gate Type | GATETYPE - Gate Type | Property | Swing
RS | GATE | Gate | GATE - Gate | 10 | GATETYPE | Gate Type | GATETYPE - Gate Type | Property | Turnstile
RS | GATE | Gate | GATE - Gate | 30 | GATEGSPN | Gate Span | GATEGSPN - Gate Span | Property | Double Gate
RS | GATE | Gate | GATE - Gate | 30 | GATEGSPN | Gate Span | GATEGSPN - Gate Span | Property | Single Gate
RS | GATE | Gate | GATE - Gate | 30 | GATEGSPN | Gate Span | GATEGSPN - Gate Span | Property | Wrough Iron
RS | GATE | Gate | GATE - Gate | 40 | GATEALCK | Access Lock | GATEALCK - Access Lock | Property | Card
RS | GATE | Gate | GATE - Gate | 40 | GATEALCK | Access Lock | GATEALCK - Access Lock | Property | Keypad
RS | GATE | Gate | GATE - Gate | 40 | GATEALCK | Access Lock | GATEALCK - Access Lock | Property | Manual Lock
RS | GATE | Gate | GATE - Gate | 40 | GATEALCK | Access Lock | GATEALCK - Access Lock | Property | None
RS | GENERAL | General Class | GENERAL - General Class |  |  |  | -
RS | GGE | Gauge | GGE - Gauge |  |  |  | -
RS | GLYMUSYS | Glycol Make-Up System | GLYMUSYS - Glycol Make-Up System | 5 | TAG | Tag | TAG - Tag | None | Freeform Text
RS | GLYMUSYS | Glycol Make-Up System | GLYMUSYS - Glycol Make-Up System | 10 | GLYSTYPE | Glycol Make-Up System Typ | GLYSTYPE - Glycol Make-Up System Typ | Property | Automatic
RS | GLYMUSYS | Glycol Make-Up System | GLYMUSYS - Glycol Make-Up System | 10 | GLYSTYPE | Glycol Make-Up System Typ | GLYSTYPE - Glycol Make-Up System Typ | Property | Manual
RS | GLYMUSYS | Glycol Make-Up System | GLYMUSYS - Glycol Make-Up System | 20 | TANK | Tank? | TANK - Tank? | Property | No
RS | GLYMUSYS | Glycol Make-Up System | GLYMUSYS - Glycol Make-Up System | 20 | TANK | Tank? | TANK - Tank? | Property | Yes
RS | GLYMUSYS | Glycol Make-Up System | GLYMUSYS - Glycol Make-Up System | 30 | MIXER | Mixer? | MIXER - Mixer? | Property | No
RS | GLYMUSYS | Glycol Make-Up System | GLYMUSYS - Glycol Make-Up System | 30 | MIXER | Mixer? | MIXER - Mixer? | Property | Yes
RS | GLYMUSYS | Glycol Make-Up System | GLYMUSYS - Glycol Make-Up System | 40 | PUMPINC | Pump(s) Included? | PUMPINC - Pump(s) Included? | Property | No
RS | GLYMUSYS | Glycol Make-Up System | GLYMUSYS - Glycol Make-Up System | 40 | PUMPINC | Pump(s) Included? | PUMPINC - Pump(s) Included? | Property | Yes
RS | GRDRL | Guard Rail | GRDRL - Guard Rail | 5 | TAG | Tag | TAG - Tag | None | Freeform Text
RS | GRDRL | Guard Rail | GRDRL - Guard Rail | 10 | GRRLMAT | Guard Rail Material | GRRLMAT - Guard Rail Material | Property | Fiberglass Reinforced Plastic
RS | GRDRL | Guard Rail | GRDRL - Guard Rail | 10 | GRRLMAT | Guard Rail Material | GRRLMAT - Guard Rail Material | Property | Galvanized Steel
RS | GRDRL | Guard Rail | GRDRL - Guard Rail | 10 | GRRLMAT | Guard Rail Material | GRRLMAT - Guard Rail Material | Property | Painted Metal
RS | GRDRL | Guard Rail | GRDRL - Guard Rail | 10 | GRRLMAT | Guard Rail Material | GRRLMAT - Guard Rail Material | Property | Stainless Steel
RS | GRDRL | Guard Rail | GRDRL - Guard Rail | 10 | GRRLMAT | Guard Rail Material | GRRLMAT - Guard Rail Material | Property | Wood
RS | GRDRL | Guard Rail | GRDRL - Guard Rail | 10 | GRRLTYPE | Guard Rail Type | GRRLTYPE - Guard Rail Type | Property | Embedded
RS | GRDRL | Guard Rail | GRDRL - Guard Rail | 10 | GRRLTYPE | Guard Rail Type | GRRLTYPE - Guard Rail Type | Property | Surface Mounted
RS | GRDRL | Guard Rail | GRDRL - Guard Rail | 20 | QTY | Quantity | QTY - Quantity | None | Freeform Text
RS | GRNDLPS | Grounding and Lightning Protection System | GRNDLPS - Grounding and Lightning Protection System | 5 | TAG | Tag | TAG - Tag | None | Freeform Text
RS | GRNDLPS | Grounding and Lightning Protection System | GRNDLPS - Grounding and Lightning Protection System | 10 | GRPSTYPE | Grounding and Lightning P | GRPSTYPE - Grounding and Lightning P | Property | Above Grade Down Conductors
RS | GRNDLPS | Grounding and Lightning Protection System | GRNDLPS - Grounding and Lightning Protection System | 10 | GRPSTYPE | Grounding and Lightning P | GRPSTYPE - Grounding and Lightning P | Property | Lightning Arrestors
RS | GRNDLPS | Grounding and Lightning Protection System | GRNDLPS - Grounding and Lightning Protection System | 10 | GRPSTYPE | Grounding and Lightning P | GRPSTYPE - Grounding and Lightning P | Property | Open Ground Bus
RS | GSDSTMV | Gas Distribution - Main Valve | GSDSTMV - Gas Distribution - Main Valve | 5 | TAG | Tag | TAG - Tag | None | Freeform Text
RS | GSDSTMV | Gas Distribution - Main Valve | GSDSTMV - Gas Distribution - Main Valve | 10 | GSMVTYPE | Gas Distribution - Main V | GSMVTYPE - Gas Distribution - Main V | Property | Main Isolation Valve
RS | GSDSTMV | Gas Distribution - Main Valve | GSDSTMV - Gas Distribution - Main Valve | 10 | GSMVTYPE | Gas Distribution - Main V | GSMVTYPE - Gas Distribution - Main V | Property | Pressure Regulating Valve
RS | GSDSTMV | Gas Distribution - Main Valve | GSDSTMV - Gas Distribution - Main Valve | 10 | GSMVTYPE | Gas Distribution - Main V | GSMVTYPE - Gas Distribution - Main V | Property | Solenoid Valve
RS | GSDSTMV | Gas Distribution - Main Valve | GSDSTMV - Gas Distribution - Main Valve | 10 | GSMVTYPE | Gas Distribution - Main V | GSMVTYPE - Gas Distribution - Main V | Property | Strainer
RS | GSDSTMV | Gas Distribution - Main Valve | GSDSTMV - Gas Distribution - Main Valve | 10 | GSMVTYPE | Gas Distribution - Main V | GSMVTYPE - Gas Distribution - Main V | Property | Wet/Dry Sensor
RS | GSDSTMV | Gas Distribution - Main Valve | GSDSTMV - Gas Distribution - Main Valve | 20 | GSDSTMV | Line Size (Inch) | GSDSTMV - Line Size (Inch) | None | Freeform Text
RS | GSDSTPS | Gas Distribution Piping System | GSDSTPS - Gas Distribution Piping System | 5 | TAG | Tag | TAG - Tag | None | Freeform Text
RS | GSDSTPS | Gas Distribution Piping System | GSDSTPS - Gas Distribution Piping System | 10 | GSPSTYPE | Gas Distribution Piping S | GSPSTYPE - Gas Distribution Piping S | Property | Propane
RS | GSDSTPS | Gas Distribution Piping System | GSDSTPS - Gas Distribution Piping System | 10 | GSPSTYPE | Gas Distribution Piping S | GSPSTYPE - Gas Distribution Piping S | Property | Natural Gas
RS | GSDSTSYS | Gas Distribution System | GSDSTSYS - Gas Distribution System |  |  |  | -
RS | GSVP | Gas Vaporizer | GSVP - Gas Vaporizer | 5 | TAG | Tag | TAG - Tag | None | Freeform Text
RS | HCLKDTC | Hydrocarbon Leak Detection System | HCLKDTC - Hydrocarbon Leak Detection System | 10 | HCTCTYPE | Hydrocarbon Leak Detectio | HCTCTYPE - Hydrocarbon Leak Detectio | Property | Electric
RS | HCLKDTC | Hydrocarbon Leak Detection System | HCLKDTC - Hydrocarbon Leak Detection System | 10 | HCTCTYPE | Hydrocarbon Leak Detectio | HCTCTYPE - Hydrocarbon Leak Detectio | Property | Manual
RS | HEATEXCH | Heat Exchanger | HEATEXCH - Heat Exchanger | 5 | TAG | Tag | TAG - Tag | None | Freeform Text
RS | HEATEXCH | Heat Exchanger | HEATEXCH - Heat Exchanger | 10 | HECHMAT | Heat Exchanger Material | HECHMAT - Heat Exchanger Material | Property | Bronze
RS | HEATEXCH | Heat Exchanger | HEATEXCH - Heat Exchanger | 10 | HECHMAT | Heat Exchanger Material | HECHMAT - Heat Exchanger Material | Property | Copper
RS | HEATEXCH | Heat Exchanger | HEATEXCH - Heat Exchanger | 10 | HECHMAT | Heat Exchanger Material | HECHMAT - Heat Exchanger Material | Property | Iron
RS | HEATEXCH | Heat Exchanger | HEATEXCH - Heat Exchanger | 10 | HECHMAT | Heat Exchanger Material | HECHMAT - Heat Exchanger Material | Property | Steel
RS | HEATEXCH | Heat Exchanger | HEATEXCH - Heat Exchanger | 10 | HECHTYPE | Heat Exchanger Type | HECHTYPE - Heat Exchanger Type | Property | Plate
RS | HEATEXCH | Heat Exchanger | HEATEXCH - Heat Exchanger | 10 | HECHTYPE | Heat Exchanger Type | HECHTYPE - Heat Exchanger Type | Property | Shell + Tube
RS | HEATEXCH | Heat Exchanger | HEATEXCH - Heat Exchanger | 30 | HECHPMED | Primary Medium | HECHPMED - Primary Medium | Property | CHW
RS | HEATEXCH | Heat Exchanger | HEATEXCH - Heat Exchanger | 30 | HECHPMED | Primary Medium | HECHPMED - Primary Medium | Property | Glycol
RS | HEATEXCH | Heat Exchanger | HEATEXCH - Heat Exchanger | 30 | HECHPMED | Primary Medium | HECHPMED - Primary Medium | Property | LTHW
RS | HEATEXCH | Heat Exchanger | HEATEXCH - Heat Exchanger | 30 | HECHPMED | Primary Medium | HECHPMED - Primary Medium | Property | Steam
RS | HEATEXCH | Heat Exchanger | HEATEXCH - Heat Exchanger | 40 | HECHSMED | Secondary Medium | HECHSMED - Secondary Medium | Property | CHW
RS | HEATEXCH | Heat Exchanger | HEATEXCH - Heat Exchanger | 40 | HECHSMED | Secondary Medium | HECHSMED - Secondary Medium | Property | Glycol
RS | HEATEXCH | Heat Exchanger | HEATEXCH - Heat Exchanger | 40 | HECHSMED | Secondary Medium | HECHSMED - Secondary Medium | Property | LTHW
RS | HEDOMTIC | Head-o-Matic Distribution System | HEDOMTIC - Head-o-Matic Distribution System | 5 | TAG | Tag | TAG - Tag | None | Freeform Text
RS | HMDFR | Humidifier | HMDFR - Humidifier | 5 | TAG | Tag | TAG - Tag | None | Freeform Text
RS | HMDFR | Humidifier | HMDFR - Humidifier | 10 | HMFRTYPE | Humidifier Type | HMFRTYPE - Humidifier Type | Property | Electric
RS | HMDFR | Humidifier | HMDFR - Humidifier | 10 | HMFRTYPE | Humidifier Type | HMFRTYPE - Humidifier Type | Property | Natural Gas (NG)
RS | HMDFR | Humidifier | HMDFR - Humidifier | 10 | HMFRTYPE | Humidifier Type | HMFRTYPE - Humidifier Type | Property | Steam
RS | HMDFR | Humidifier | HMDFR - Humidifier | 20 | PWRSV | Power Supply Voltage | PWRSV - Power Supply Voltage | None | Freeform Text
RS | HMDFR | Humidifier | HMDFR - Humidifier | 30 | CAPACITY | Capacity | CAPACITY - Capacity | None | Freeform Text
RS | HNDDRY | Hand Dryer | HNDDRY - Hand Dryer | 5 | TAG | Tag | TAG - Tag | None | Freeform Text
RS | HNDDRY | Hand Dryer | HNDDRY - Hand Dryer | 10 | WATTS | Watts | WATTS - Watts | None | Freeform Text
RS | HNDRL | Hand Rail | HNDRL - Hand Rail | 5 | TAG | Tag | TAG - Tag | None | Freeform Text
RS | HNDRL | Hand Rail | HNDRL - Hand Rail | 10 | HNRLTYPE | Hand Rail Type | HNRLTYPE - Hand Rail Type | Property | Embedded
RS | HNDRL | Hand Rail | HNDRL - Hand Rail | 10 | HNRLTYPE | Hand Rail Type | HNRLTYPE - Hand Rail Type | Property | Integrated with guard rail
RS | HNDRL | Hand Rail | HNDRL - Hand Rail | 10 | HNRLTYPE | Hand Rail Type | HNRLTYPE - Hand Rail Type | Property | Surface Mounted
RS | HNDRL | Hand Rail | HNDRL - Hand Rail | 20 | QTY | Quantity | QTY - Quantity | None | Freeform Text
RS | HRU | Heat Recovery Unit | HRU - Heat Recovery Unit | 5 | TAG | Tag | TAG - Tag | None | Freeform Text
RS | HRU | Heat Recovery Unit | HRU - Heat Recovery Unit | 10 | HRRUTYPE | Heat Recovery Unit Type | HRRUTYPE - Heat Recovery Unit Type | Property | Fixed Plate
RS | HRU | Heat Recovery Unit | HRU - Heat Recovery Unit | 10 | HRRUTYPE | Heat Recovery Unit Type | HRRUTYPE - Heat Recovery Unit Type | Property | Rotary Wheel
RS | HRU | Heat Recovery Unit | HRU - Heat Recovery Unit | 20 | HRUSE | Size (each) | HRUSE - Size (each) | None | Freeform Text
RS | HTWTRHT | Hot Water Heater | HTWTRHT - Hot Water Heater | 5 | TAG | Tag | TAG - Tag | None | Freeform Text
RS | HTWTRHT | Hot Water Heater | HTWTRHT - Hot Water Heater | 10 | HTHTESRC | Hot Water Heater Energy S | HTHTESRC - Hot Water Heater Energy S | Property | Electric
RS | HTWTRHT | Hot Water Heater | HTWTRHT - Hot Water Heater | 10 | HTHTESRC | Hot Water Heater Energy S | HTHTESRC - Hot Water Heater Energy S | Property | Hot Water
RS | HTWTRHT | Hot Water Heater | HTWTRHT - Hot Water Heater | 10 | HTHTESRC | Hot Water Heater Energy S | HTHTESRC - Hot Water Heater Energy S | Property | Natural Gas (NG)
RS | HTWTRHT | Hot Water Heater | HTWTRHT - Hot Water Heater | 10 | HTHTESRC | Hot Water Heater Energy S | HTHTESRC - Hot Water Heater Energy S | Property | Propane Gas (LPG)
RS | HTWTRHT | Hot Water Heater | HTWTRHT - Hot Water Heater | 10 | HTHTESRC | Hot Water Heater Energy S | HTHTESRC - Hot Water Heater Energy S | Property | Steam
RS | HTWTRHT | Hot Water Heater | HTWTRHT - Hot Water Heater | 10 | HTHTTYPE | Hot Water Heater Type | HTHTTYPE - Hot Water Heater Type | Property | Boiler-Water Heater Combination
RS | HTWTRHT | Hot Water Heater | HTWTRHT - Hot Water Heater | 10 | HTHTTYPE | Hot Water Heater Type | HTHTTYPE - Hot Water Heater Type | Property | Heat Pump Hybrid
RS | HTWTRHT | Hot Water Heater | HTWTRHT - Hot Water Heater | 10 | HTHTTYPE | Hot Water Heater Type | HTHTTYPE - Hot Water Heater Type | Property | Steam-to-Water
RS | HTWTRHT | Hot Water Heater | HTWTRHT - Hot Water Heater | 10 | HTHTTYPE | Hot Water Heater Type | HTHTTYPE - Hot Water Heater Type | Property | Tank
RS | HTWTRHT | Hot Water Heater | HTWTRHT - Hot Water Heater | 10 | HTHTTYPE | Hot Water Heater Type | HTHTTYPE - Hot Water Heater Type | Property | Tankless
RS | HTWTRHT | Hot Water Heater | HTWTRHT - Hot Water Heater | 30 | PWRSV | Power Supply Voltage | PWRSV - Power Supply Voltage | None | Freeform Text
RS | HTWTRHT | Hot Water Heater | HTWTRHT - Hot Water Heater | 40 | MOTORKW | Motor kW | MOTORKW - Motor kW | None | Freeform Text
RS | HTWTRHT | Hot Water Heater | HTWTRHT - Hot Water Heater | 50 | HTWTSC | Storage Cap (Litre) | HTWTSC - Storage Cap (Litre) | None | Freeform Text
RS | HTWTRHT | Hot Water Heater | HTWTRHT - Hot Water Heater | 60 | HTWTGI | Gas input(BTU) | HTWTGI - Gas input(BTU) | None | Freeform Text
RS | HVACARDS | HVAC Air Distribution System | HVACARDS - HVAC Air Distribution System | 5 | TAG | Tag | TAG - Tag | None | Freeform Text
RS | HVACARDS | HVAC Air Distribution System | HVACARDS - HVAC Air Distribution System | 10 | HVDSINSL | HVAC Air Distribution Sys | HVDSINSL - HVAC Air Distribution Sys | Property | N
RS | HVACARDS | HVAC Air Distribution System | HVACARDS - HVAC Air Distribution System | 10 | HVDSINSL | HVAC Air Distribution Sys | HVDSINSL - HVAC Air Distribution Sys | Property | Partial
RS | HVACARDS | HVAC Air Distribution System | HVACARDS - HVAC Air Distribution System | 10 | HVDSINSL | HVAC Air Distribution Sys | HVDSINSL - HVAC Air Distribution Sys | Property | Unknown
RS | HVACARDS | HVAC Air Distribution System | HVACARDS - HVAC Air Distribution System | 10 | HVDSINSL | HVAC Air Distribution Sys | HVDSINSL - HVAC Air Distribution Sys | Property | Y
RS | HVACPIPS | HVAC Piping System | HVACPIPS - HVAC Piping System | 5 | TAG | Tag | TAG - Tag | None | Freeform Text
RS | HVACPIPS | HVAC Piping System | HVACPIPS - HVAC Piping System | 10 | HVPSINSL | HVAC Piping System Insula | HVPSINSL - HVAC Piping System Insula | Property | N
RS | HVACPIPS | HVAC Piping System | HVACPIPS - HVAC Piping System | 10 | HVPSINSL | HVAC Piping System Insula | HVPSINSL - HVAC Piping System Insula | Property | Partial
RS | HVACPIPS | HVAC Piping System | HVACPIPS - HVAC Piping System | 10 | HVPSINSL | HVAC Piping System Insula | HVPSINSL - HVAC Piping System Insula | Property | Y
RS | HVACSTPS | HVAC Steam Piping System | HVACSTPS - HVAC Steam Piping System | 5 | TAG | Tag | TAG - Tag | None | Freeform Text
RS | HVACSTPS | HVAC Steam Piping System | HVACSTPS - HVAC Steam Piping System | 10 | HVPSTYPE | HVAC Steam Piping System | HVPSTYPE - HVAC Steam Piping System | Property | High-Pressure Condensate (>75psig)
RS | HVACSTPS | HVAC Steam Piping System | HVACSTPS - HVAC Steam Piping System | 10 | HVPSTYPE | HVAC Steam Piping System | HVPSTYPE - HVAC Steam Piping System | Property | High-Pressure Steam heating (>75psig)
RS | HVACSTPS | HVAC Steam Piping System | HVACSTPS - HVAC Steam Piping System | 10 | HVPSTYPE | HVAC Steam Piping System | HVPSTYPE - HVAC Steam Piping System | Property | Low Pressure Condensate (<15psig)
RS | HVACSTPS | HVAC Steam Piping System | HVACSTPS - HVAC Steam Piping System | 10 | HVPSTYPE | HVAC Steam Piping System | HVPSTYPE - HVAC Steam Piping System | Property | Low Pressure Steam heating (<15psig)
RS | HVACSTPS | HVAC Steam Piping System | HVACSTPS - HVAC Steam Piping System | 10 | HVPSTYPE | HVAC Steam Piping System | HVPSTYPE - HVAC Steam Piping System | Property | Medium Pressure Condensate (>16psig)
RS | HVACSTPS | HVAC Steam Piping System | HVACSTPS - HVAC Steam Piping System | 10 | HVPSTYPE | HVAC Steam Piping System | HVPSTYPE - HVAC Steam Piping System | Property | Medium Pressure Steam heating (>16psig)
RS | HVACSTPS | HVAC Steam Piping System | HVACSTPS - HVAC Steam Piping System | 10 | HVSSINSL | HVAC Steam Piping System | HVSSINSL - HVAC Steam Piping System | Property | N
RS | HVACSTPS | HVAC Steam Piping System | HVACSTPS - HVAC Steam Piping System | 10 | HVSSINSL | HVAC Steam Piping System | HVSSINSL - HVAC Steam Piping System | Property | Partial
RS | HVACSTPS | HVAC Steam Piping System | HVACSTPS - HVAC Steam Piping System | 10 | HVSSINSL | HVAC Steam Piping System | HVSSINSL - HVAC Steam Piping System | Property | Y
RS | HYDRSWT | Hydronic System Water Treatment | HYDRSWT - Hydronic System Water Treatment | 5 | TAG | Tag | TAG - Tag | None | Freeform Text
RS | HYDRSWT | Hydronic System Water Treatment | HYDRSWT - Hydronic System Water Treatment | 10 | HYWTTYPE | Hydronic System Water Tre | HYWTTYPE - Hydronic System Water Tre | Property | Chemical Pot Feeder
RS | HYDRSWT | Hydronic System Water Treatment | HYDRSWT - Hydronic System Water Treatment | 10 | HYWTTYPE | Hydronic System Water Tre | HYWTTYPE - Hydronic System Water Tre | Property | Condensate Neutralizer
RS | HYDRSWT | Hydronic System Water Treatment | HYDRSWT - Hydronic System Water Treatment | 10 | HYWTTYPE | Hydronic System Water Tre | HYWTTYPE - Hydronic System Water Tre | Property | Corrosion Coupon Rack
RS | HYDRSWT | Hydronic System Water Treatment | HYDRSWT - Hydronic System Water Treatment | 10 | HYWTTYPE | Hydronic System Water Tre | HYWTTYPE - Hydronic System Water Tre | Property | Water Filter
RS | LGHT | Lighting | LGHT - Lighting | 5 | TAG | Tag | TAG - Tag | None | Freeform Text
RS | LGHT | Lighting | LGHT - Lighting | 10 | GRNSTOL | Type Of Light | GRNSTOL - Type Of Light | Property | High-pressure Sodium
RS | LGHT | Lighting | LGHT - Lighting | 10 | GRNSTOL | Type Of Light | GRNSTOL - Type Of Light | Property | LED
RS | LGHT | Lighting | LGHT - Lighting | 10 | GRNSTOL | Type Of Light | GRNSTOL - Type Of Light | Property | Low-pressure Sodium
RS | LGHT | Lighting | LGHT - Lighting | 10 | GRNSTOL | Type Of Light | GRNSTOL - Type Of Light | Property | Mercury Vapor
RS | LGHT | Lighting | LGHT - Lighting | 10 | GRNSTOL | Type Of Light | GRNSTOL - Type Of Light | Property | Metal Halide
RS | LGHT | Lighting | LGHT - Lighting | 10 | GRNSTOL | Type Of Light | GRNSTOL - Type Of Light | Property | Solar
RS | LGHT | Lighting | LGHT - Lighting | 20 | QTY | Quantity | QTY - Quantity | None | Freeform Text
RS | LGHTCTRL | Lighting Control System | LGHTCTRL - Lighting Control System | 5 | TAG | Tag | TAG - Tag | None | Freeform Text
RS | LGHTCTRL | Lighting Control System | LGHTCTRL - Lighting Control System | 10 | LGRLTYPE | Lighting Control System T | LGRLTYPE - Lighting Control System T | Property | Contactor
RS | LGHTCTRL | Lighting Control System | LGHTCTRL - Lighting Control System | 10 | LGRLTYPE | Lighting Control System T | LGRLTYPE - Lighting Control System T | Property | Relay
RS | LGHTCTRL | Lighting Control System | LGHTCTRL - Lighting Control System | 20 | VOLT | Volt. | VOLT - Volt. | None | Freeform Text
RS | LGHTSTD | Light Standard | LGHTSTD - Light Standard | 5 | TAG | Tag | TAG - Tag | None | Freeform Text
RS | LGHTSTD | Light Standard | LGHTSTD - Light Standard | 10 | LGTDBMAT | Light Standard Pole Base | LGTDBMAT - Light Standard Pole Base | Property | Bare
RS | LGHTSTD | Light Standard | LGHTSTD - Light Standard | 10 | LGTDBMAT | Light Standard Pole Base | LGTDBMAT - Light Standard Pole Base | Property | Concrete
RS | LGHTSTD | Light Standard | LGHTSTD - Light Standard | 10 | LGTDBMAT | Light Standard Pole Base | LGTDBMAT - Light Standard Pole Base | Property | Not Exposed
RS | LGHTSTD | Light Standard | LGHTSTD - Light Standard | 10 | LGTDBMAT | Light Standard Pole Base | LGTDBMAT - Light Standard Pole Base | Property | Sleeve Concrete
RS | LGHTSTD | Light Standard | LGHTSTD - Light Standard | 10 | LGTDNFIX | Number of Fixtures | LGTDNFIX - Number of Fixtures | Property | Eight fixtures
RS | LGHTSTD | Light Standard | LGHTSTD - Light Standard | 10 | LGTDNFIX | Number of Fixtures | LGTDNFIX - Number of Fixtures | Property | Five fixtures
RS | LGHTSTD | Light Standard | LGHTSTD - Light Standard | 10 | LGTDNFIX | Number of Fixtures | LGTDNFIX - Number of Fixtures | Property | Four fixtures
RS | LGHTSTD | Light Standard | LGHTSTD - Light Standard | 10 | LGTDNFIX | Number of Fixtures | LGTDNFIX - Number of Fixtures | Property | Nine fixtures
RS | LGHTSTD | Light Standard | LGHTSTD - Light Standard | 10 | LGTDNFIX | Number of Fixtures | LGTDNFIX - Number of Fixtures | Property | Seven fixtures
RS | LGHTSTD | Light Standard | LGHTSTD - Light Standard | 10 | LGTDNFIX | Number of Fixtures | LGTDNFIX - Number of Fixtures | Property | Single fixture
RS | LGHTSTD | Light Standard | LGHTSTD - Light Standard | 10 | LGTDNFIX | Number of Fixtures | LGTDNFIX - Number of Fixtures | Property | Six fixtures
RS | LGHTSTD | Light Standard | LGHTSTD - Light Standard | 10 | LGTDNFIX | Number of Fixtures | LGTDNFIX - Number of Fixtures | Property | Ten Fixtures
RS | LGHTSTD | Light Standard | LGHTSTD - Light Standard | 10 | LGTDNFIX | Number of Fixtures | LGTDNFIX - Number of Fixtures | Property | Three fixtures
RS | LGHTSTD | Light Standard | LGHTSTD - Light Standard | 10 | LGTDNFIX | Number of Fixtures | LGTDNFIX - Number of Fixtures | Property | Two fixtures
RS | LGHTSTD | Light Standard | LGHTSTD - Light Standard | 10 | LGTDPMAT | Light Standard Pole Shaft | LGTDPMAT - Light Standard Pole Shaft | Property | Aluminum
RS | LGHTSTD | Light Standard | LGHTSTD - Light Standard | 10 | LGTDPMAT | Light Standard Pole Shaft | LGTDPMAT - Light Standard Pole Shaft | Property | Concrete
RS | LGHTSTD | Light Standard | LGHTSTD - Light Standard | 10 | LGTDPMAT | Light Standard Pole Shaft | LGTDPMAT - Light Standard Pole Shaft | Property | Steel
RS | LGHTSTD | Light Standard | LGHTSTD - Light Standard | 10 | LGTDPMAT | Light Standard Pole Shaft | LGTDPMAT - Light Standard Pole Shaft | Property | Wood
RS | LGHTSTD | Light Standard | LGHTSTD - Light Standard | 20 | UTLP | Height (meter) | UTLP - Height (meter) | None | Freeform Text
RS | LGHTSTD | Light Standard | LGHTSTD - Light Standard | 30 | LSH | Hinge | LSH - Hinge | None | Freeform Text
RS | LGHTSTD | Light Standard | LGHTSTD - Light Standard | 40 | GRNSTOL | Type Of Light | GRNSTOL - Type Of Light | Property | High-pressure Sodium
RS | LGHTSTD | Light Standard | LGHTSTD - Light Standard | 40 | GRNSTOL | Type Of Light | GRNSTOL - Type Of Light | Property | LED
RS | LGHTSTD | Light Standard | LGHTSTD - Light Standard | 40 | GRNSTOL | Type Of Light | GRNSTOL - Type Of Light | Property | Low-pressure Sodium
RS | LGHTSTD | Light Standard | LGHTSTD - Light Standard | 40 | GRNSTOL | Type Of Light | GRNSTOL - Type Of Light | Property | Mercury Vapor
RS | LGHTSTD | Light Standard | LGHTSTD - Light Standard | 40 | GRNSTOL | Type Of Light | GRNSTOL - Type Of Light | Property | Metal Halide
RS | LGHTSTD | Light Standard | LGHTSTD - Light Standard | 40 | GRNSTOL | Type Of Light | GRNSTOL - Type Of Light | Property | Solar
RS | LGHTSTD | Light Standard | LGHTSTD - Light Standard | 50 | QTY | Quantity | QTY - Quantity | None | Freeform Text
RS | LOADARM | Loading Arm | LOADARM - Loading Arm |  |  |  | -
RS | LOADARMT | Loading Arm Drip Tray | LOADARMT - Loading Arm Drip Tray |  |  |  | -
RS | LOADBNK | Load Bank | LOADBNK - Load Bank | 5 | TAG | Tag | TAG - Tag | None | Freeform Text
RS | LOADBNK | Load Bank | LOADBNK - Load Bank | 10 | PWRSV | Power Supply Voltage | PWRSV - Power Supply Voltage | None | Freeform Text
RS | LOADBNK | Load Bank | LOADBNK - Load Bank | 20 | LBT | Type of Load Bank | LBT - Type of Load Bank | Property | Capacitive
RS | LOADBNK | Load Bank | LOADBNK - Load Bank | 20 | LBT | Type of Load Bank | LBT - Type of Load Bank | Property | Electronic
RS | LOADBNK | Load Bank | LOADBNK - Load Bank | 20 | LBT | Type of Load Bank | LBT - Type of Load Bank | Property | Inductive
RS | LOADBNK | Load Bank | LOADBNK - Load Bank | 20 | LBT | Type of Load Bank | LBT - Type of Load Bank | Property | Resistive
RS | LOADBNK | Load Bank | LOADBNK - Load Bank | 20 | LBT | Type of Load Bank | LBT - Type of Load Bank | Property | Resistive Reactive
RS | LOADDL | Loading Dock Levelers | LOADDL - Loading Dock Levelers | 5 | TAG | Tag | TAG - Tag | None | Freeform Text
RS | LOADDL | Loading Dock Levelers | LOADDL - Loading Dock Levelers | 10 | LODLTYPE | Loading Dock Levelers Typ | LODLTYPE - Loading Dock Levelers Typ | Property | Electric
RS | LOADDL | Loading Dock Levelers | LOADDL - Loading Dock Levelers | 10 | LODLTYPE | Loading Dock Levelers Typ | LODLTYPE - Loading Dock Levelers Typ | Property | Hydraulic
RS | LOCOWSDS | Locomotive Wash Distribution System | LOCOWSDS - Locomotive Wash Distribution System | 5 | TAG | Tag | TAG - Tag | None | Freeform Text
RS | LOCOWSDS | Locomotive Wash Distribution System | LOCOWSDS - Locomotive Wash Distribution System | 10 | LODSTYPE | Locomotive Wash Distribut | LODSTYPE - Locomotive Wash Distribut | Property | Hose Reel
RS | LOCOWSDS | Locomotive Wash Distribution System | LOCOWSDS - Locomotive Wash Distribution System | 10 | LODSTYPE | Locomotive Wash Distribut | LODSTYPE - Locomotive Wash Distribut | Property | Washing Gun
RS | LOCOWSFD | Locomotive Wash Chemical Feed | LOCOWSFD - Locomotive Wash Chemical Feed | 5 | TAG | Tag | TAG - Tag | None | Freeform Text
RS | LOCOWWTS | Locomotive Wash Wastewater Treatment System | LOCOWWTS - Locomotive Wash Wastewater Treatment System |  |  |  | -
RS | LOWVLTDS | Low Voltage Distribution System | LOWVLTDS - Low Voltage Distribution System | 5 | TAG | Tag | TAG - Tag | None | Freeform Text
RS | LOWVLTPB | Low Voltage Panel Board | LOWVLTPB - Low Voltage Panel Board | 5 | TAG | Tag | TAG - Tag | None | Freeform Text
RS | LOWVLTPB | Low Voltage Panel Board | LOWVLTPB - Low Voltage Panel Board | 10 | LOPBPHAS | Low Voltage Panel Board P | LOPBPHAS - Low Voltage Panel Board P | Property | Single Phase Three Wire
RS | LOWVLTPB | Low Voltage Panel Board | LOWVLTPB - Low Voltage Panel Board | 10 | LOPBPHAS | Low Voltage Panel Board P | LOPBPHAS - Low Voltage Panel Board P | Property | Three Phase 3 Wire
RS | LOWVLTPB | Low Voltage Panel Board | LOWVLTPB - Low Voltage Panel Board | 10 | LOPBPHAS | Low Voltage Panel Board P | LOPBPHAS - Low Voltage Panel Board P | Property | Three Phase 4 Wire
RS | LOWVLTPB | Low Voltage Panel Board | LOWVLTPB - Low Voltage Panel Board | 10 | LOPBPHAS | Low Voltage Panel Board P | LOPBPHAS - Low Voltage Panel Board P | Property | Three Phase 5 Wire
RS | LOWVLTPB | Low Voltage Panel Board | LOWVLTPB - Low Voltage Panel Board | 10 | LOPBPHAS | Low Voltage Panel Board P | LOPBPHAS - Low Voltage Panel Board P | Property | Three Phase 6 Wire
RS | LOWVLTPB | Low Voltage Panel Board | LOWVLTPB - Low Voltage Panel Board | 20 | AMPERAGE | Amperage | AMPERAGE - Amperage | None | Freeform Text
RS | LOWVLTPB | Low Voltage Panel Board | LOWVLTPB - Low Voltage Panel Board | 30 | VOLT | Volt. | VOLT - Volt. | None | Freeform Text
RS | LOWVLTPB | Low Voltage Panel Board | LOWVLTPB - Low Voltage Panel Board | 40 | NUMBRKS | Number of Breakers | NUMBRKS - Number of Breakers | None | Freeform Text
RS | LOWVLTPB | Low Voltage Panel Board | LOWVLTPB - Low Voltage Panel Board | 50 | MAINBRK | Main breaker? | MAINBRK - Main breaker? | Property | No
RS | LOWVLTPB | Low Voltage Panel Board | LOWVLTPB - Low Voltage Panel Board | 50 | MAINBRK | Main breaker? | MAINBRK - Main breaker? | Property | Yes
RS | LOWVLTTR | Low Voltage Transformer | LOWVLTTR - Low Voltage Transformer | 5 | TAG | Tag | TAG - Tag | None | Freeform Text
RS | LOWVLTTR | Low Voltage Transformer | LOWVLTTR - Low Voltage Transformer | 10 | LOTRTYPE | Low Voltage Transformer T | LOTRTYPE - Low Voltage Transformer T | Property | Delta-Delta
RS | LOWVLTTR | Low Voltage Transformer | LOWVLTTR - Low Voltage Transformer | 10 | LOTRTYPE | Low Voltage Transformer T | LOTRTYPE - Low Voltage Transformer T | Property | Delta-Wye
RS | LOWVLTTR | Low Voltage Transformer | LOWVLTTR - Low Voltage Transformer | 10 | LOTRTYPE | Low Voltage Transformer T | LOTRTYPE - Low Voltage Transformer T | Property | Unknown
RS | LOWVLTTR | Low Voltage Transformer | LOWVLTTR - Low Voltage Transformer | 10 | LOTRTYPE | Low Voltage Transformer T | LOTRTYPE - Low Voltage Transformer T | Property | Wye-Delta
RS | LOWVLTTR | Low Voltage Transformer | LOWVLTTR - Low Voltage Transformer | 10 | LOTRTYPE | Low Voltage Transformer T | LOTRTYPE - Low Voltage Transformer T | Property | Wye-Wye
RS | LOWVLTTR | Low Voltage Transformer | LOWVLTTR - Low Voltage Transformer | 20 | INCMVOLT | Incoming Voltage | INCMVOLT - Incoming Voltage | None | Freeform Text
RS | LOWVLTTR | Low Voltage Transformer | LOWVLTTR - Low Voltage Transformer | 30 | KVARAT | KVA Rating | KVARAT - KVA Rating | None | Freeform Text
RS | LOWVLTTR | Low Voltage Transformer | LOWVLTTR - Low Voltage Transformer | 40 | OUTVOLT | Outgoing Voltage | OUTVOLT - Outgoing Voltage | None | Freeform Text
RS | LSHIGH | Level Switch - High-High | LSHIGH - Level Switch - High-High |  |  |  | -
RS | LSLOW | Level Switch - Low-Low | LSLOW - Level Switch - Low-Low |  |  |  | -
RS | LVETE | Low Voltage Electrical Testing Equipment | LVETE - Low Voltage Electrical Testing Equipment |  |  |  | -
RS | MANVLV | Manual Valve (>=100) | MANVLV - Manual Valve (>=100) | 5 | TAG | Tag | TAG - Tag | None | Freeform Text
RS | MANVLV | Manual Valve (>=100) | MANVLV - Manual Valve (>=100) | 10 | MALVTYPE | Manual Valve (>=100) Type | MALVTYPE - Manual Valve (>=100) Type | Property | Ball
RS | MANVLV | Manual Valve (>=100) | MANVLV - Manual Valve (>=100) | 10 | MALVTYPE | Manual Valve (>=100) Type | MALVTYPE - Manual Valve (>=100) Type | Property | Butterfly
RS | MANVLV | Manual Valve (>=100) | MANVLV - Manual Valve (>=100) | 10 | MALVTYPE | Manual Valve (>=100) Type | MALVTYPE - Manual Valve (>=100) Type | Property | Curb Stop
RS | MANVLV | Manual Valve (>=100) | MANVLV - Manual Valve (>=100) | 10 | MALVTYPE | Manual Valve (>=100) Type | MALVTYPE - Manual Valve (>=100) Type | Property | Dry
RS | MANVLV | Manual Valve (>=100) | MANVLV - Manual Valve (>=100) | 10 | MALVTYPE | Manual Valve (>=100) Type | MALVTYPE - Manual Valve (>=100) Type | Property | Gate
RS | MANVLV | Manual Valve (>=100) | MANVLV - Manual Valve (>=100) | 10 | MALVTYPE | Manual Valve (>=100) Type | MALVTYPE - Manual Valve (>=100) Type | Property | Plug
RS | MANVLV | Manual Valve (>=100) | MANVLV - Manual Valve (>=100) | 20 | LINESIZE | Line Size | LINESIZE - Line Size | None | Freeform Text
RS | MHVLTDS | Medium/High Voltage Distribution System | MHVLTDS - Medium/High Voltage Distribution System | 5 | TAG | Tag | TAG - Tag | None | Freeform Text
RS | MHVLTTRS | Medium/High Voltage Transformer | MHVLTTRS - Medium/High Voltage Transformer | 5 | TAG | Tag | TAG - Tag | None | Freeform Text
RS | MHVLTTRS | Medium/High Voltage Transformer | MHVLTTRS - Medium/High Voltage Transformer | 10 | MHRSTYPE | Medium/High Voltage Trans | MHRSTYPE - Medium/High Voltage Trans | Property | Delta-Delta
RS | MHVLTTRS | Medium/High Voltage Transformer | MHVLTTRS - Medium/High Voltage Transformer | 10 | MHRSTYPE | Medium/High Voltage Trans | MHRSTYPE - Medium/High Voltage Trans | Property | Delta-Wye
RS | MHVLTTRS | Medium/High Voltage Transformer | MHVLTTRS - Medium/High Voltage Transformer | 10 | MHRSTYPE | Medium/High Voltage Trans | MHRSTYPE - Medium/High Voltage Trans | Property | Unknown
RS | MHVLTTRS | Medium/High Voltage Transformer | MHVLTTRS - Medium/High Voltage Transformer | 10 | MHRSTYPE | Medium/High Voltage Trans | MHRSTYPE - Medium/High Voltage Trans | Property | Wye-Delta
RS | MHVLTTRS | Medium/High Voltage Transformer | MHVLTTRS - Medium/High Voltage Transformer | 10 | MHRSTYPE | Medium/High Voltage Trans | MHRSTYPE - Medium/High Voltage Trans | Property | Wye-Wye
RS | MHVLTTRS | Medium/High Voltage Transformer | MHVLTTRS - Medium/High Voltage Transformer | 20 | INCMVOLT | Incoming Voltage | INCMVOLT - Incoming Voltage | None | Freeform Text
RS | MHVLTTRS | Medium/High Voltage Transformer | MHVLTTRS - Medium/High Voltage Transformer | 30 | KVARAT | KVA Rating | KVARAT - KVA Rating | None | Freeform Text
RS | MHVLTTRS | Medium/High Voltage Transformer | MHVLTTRS - Medium/High Voltage Transformer | 40 | OUTVOLT | Outgoing Voltage | OUTVOLT - Outgoing Voltage | None | Freeform Text
RS | MIXER | Mixer | MIXER - Mixer | 5 | TAG | Tag | TAG - Tag | None | Freeform Text
RS | MIXER | Mixer | MIXER - Mixer | 10 | MIERMAT | Mixer Material | MIERMAT - Mixer Material | Property | Aluminum
RS | MIXER | Mixer | MIXER - Mixer | 10 | MIERMAT | Mixer Material | MIERMAT - Mixer Material | Property | Steel
RS | MIXER | Mixer | MIXER - Mixer | 10 | MIERMAT | Mixer Material | MIERMAT - Mixer Material | Property | Thermoplastic
RS | MNHOL | Manhole | MNHOL - Manhole | 5 | TAG | Tag | TAG - Tag | None | Freeform Text
RS | MNHOL | Manhole | MNHOL - Manhole | 10 | MNOLTYPE | Manhole Type | MNOLTYPE - Manhole Type | Property | Electrical/Communications
RS | MNHOL | Manhole | MNHOL - Manhole | 10 | MNOLTYPE | Manhole Type | MNOLTYPE - Manhole Type | Property | Rain water
RS | MNHOL | Manhole | MNHOL - Manhole | 10 | MNOLTYPE | Manhole Type | MNOLTYPE - Manhole Type | Property | Sewer
RS | MNHOL | Manhole | MNHOL - Manhole | 10 | MNOLTYPE | Manhole Type | MNOLTYPE - Manhole Type | Property | Snow Melt
RS | MNHOL | Manhole | MNHOL - Manhole | 10 | MNOLTYPE | Manhole Type | MNOLTYPE - Manhole Type | Property | Storm
RS | MNHOL | Manhole | MNHOL - Manhole | 10 | MNOLTYPE | Manhole Type | MNOLTYPE - Manhole Type | Property | Unknown
RS | MNHOL | Manhole | MNHOL - Manhole | 10 | MNOLTYPE | Manhole Type | MNOLTYPE - Manhole Type | Property | Valve
RS | MNHOL | Manhole | MNHOL - Manhole | 20 | MNOLCOTY | Cover Type | MNOLCOTY - Cover Type | Property | Catchbasin
RS | MNHOL | Manhole | MNHOL - Manhole | 20 | MNOLCOTY | Cover Type | MNOLCOTY - Cover Type | Property | Solid
RS | MNHOL | Manhole | MNHOL - Manhole | 20 | MNOLCOTY | Cover Type | MNOLCOTY - Cover Type | Property | Vented
RS | MNHOL | Manhole | MNHOL - Manhole | 30 | BOLTED | Bolted? | BOLTED - Bolted? | Property | No
RS | MNHOL | Manhole | MNHOL - Manhole | 30 | BOLTED | Bolted? | BOLTED - Bolted? | Property | Yes
RS | MNHOL | Manhole | MNHOL - Manhole | 40 | MANS | Size – Diameter (mm) | MANS - Size – Diameter (mm) | None | Freeform Text
RS | MNHOL | Manhole | MNHOL - Manhole | 50 | QTY | Quantity | QTY - Quantity | None | Freeform Text
RS | MTRCONTC | Motor Control Centers (MCC) | MTRCONTC - Motor Control Centers (MCC) | 5 | TAG | Tag | TAG - Tag | None | Freeform Text
RS | MTRCONTC | Motor Control Centers (MCC) | MTRCONTC - Motor Control Centers (MCC) | 10 | FRAMSIZE | Frame Size | FRAMSIZE - Frame Size | None | Freeform Text
RS | MTRCONTC | Motor Control Centers (MCC) | MTRCONTC - Motor Control Centers (MCC) | 20 | NUMCELLS | Motor Control Centers (MC | NUMCELLS - Motor Control Centers (MC | None | Freeform Text
RS | MTROVLEA | Motor Operated Valve and Actuator | MTROVLEA - Motor Operated Valve and Actuator | 5 | TAG | Tag | TAG - Tag | None | Freeform Text
RS | MTROVLEA | Motor Operated Valve and Actuator | MTROVLEA - Motor Operated Valve and Actuator | 10 | MTEATYPE | Motor Operated VLEA Type | MTEATYPE - Motor Operated VLEA Type | Property | Ball
RS | MTROVLEA | Motor Operated Valve and Actuator | MTROVLEA - Motor Operated Valve and Actuator | 10 | MTEATYPE | Motor Operated VLEA Type | MTEATYPE - Motor Operated VLEA Type | Property | Butterfly
RS | MTROVLEA | Motor Operated Valve and Actuator | MTROVLEA - Motor Operated Valve and Actuator | 10 | MTEATYPE | Motor Operated VLEA Type | MTEATYPE - Motor Operated VLEA Type | Property | Electric
RS | MTROVLEA | Motor Operated Valve and Actuator | MTROVLEA - Motor Operated Valve and Actuator | 10 | MTEATYPE | Motor Operated VLEA Type | MTEATYPE - Motor Operated VLEA Type | Property | Gate
RS | MTROVLEA | Motor Operated Valve and Actuator | MTROVLEA - Motor Operated Valve and Actuator | 20 | MTEAATYP | Actuator Type | MTEAATYP - Actuator Type | Property | Electric
RS | MTROVLEA | Motor Operated Valve and Actuator | MTROVLEA - Motor Operated Valve and Actuator | 20 | MTEAATYP | Actuator Type | MTEAATYP - Actuator Type | Property | Electronic
RS | MTROVLEA | Motor Operated Valve and Actuator | MTROVLEA - Motor Operated Valve and Actuator | 20 | MTEAATYP | Actuator Type | MTEAATYP - Actuator Type | Property | Pneumatic
RS | MTROVLEA | Motor Operated Valve and Actuator | MTROVLEA - Motor Operated Valve and Actuator | 30 | LINESIZE | Line Size | LINESIZE - Line Size | None | Freeform Text
RS | OHDDR | Overhead Door | OHDDR - Overhead Door | 5 | TAG | Tag | TAG - Tag | None | Freeform Text
RS | OHDDR | Overhead Door | OHDDR - Overhead Door | 10 | OHDRAUTO | Overhead Door Automation | OHDRAUTO - Overhead Door Automation | Property | Hybrid
RS | OHDDR | Overhead Door | OHDDR - Overhead Door | 10 | OHDRAUTO | Overhead Door Automation | OHDRAUTO - Overhead Door Automation | Property | Manual
RS | OHDDR | Overhead Door | OHDDR - Overhead Door | 10 | OHDRAUTO | Overhead Door Automation | OHDRAUTO - Overhead Door Automation | Property | Powered
RS | OHDDR | Overhead Door | OHDDR - Overhead Door | 10 | OHDRTYPE | Overhead Door Type | OHDRTYPE - Overhead Door Type | Property | Coiling
RS | OHDDR | Overhead Door | OHDDR - Overhead Door | 10 | OHDRTYPE | Overhead Door Type | OHDRTYPE - Overhead Door Type | Property | Rubber
RS | OHDDR | Overhead Door | OHDDR - Overhead Door | 10 | OHDRTYPE | Overhead Door Type | OHDRTYPE - Overhead Door Type | Property | Sectional
RS | OHDDR | Overhead Door | OHDDR - Overhead Door | 30 | INSULTED | Insulated? | INSULTED - Insulated? | Property | No
RS | OHDDR | Overhead Door | OHDDR - Overhead Door | 30 | INSULTED | Insulated? | INSULTED - Insulated? | Property | Yes
RS | OHDDR | Overhead Door | OHDDR - Overhead Door | 40 | ACCSZL | Size Length (feet) | ACCSZL - Size Length (feet) | None | Freeform Text
RS | OHDDR | Overhead Door | OHDDR - Overhead Door | 50 | ACCSZW | Size Width (feet) | ACCSZW - Size Width (feet) | None | Freeform Text
RS | PEDWLK | Pedestrian walk way | PEDWLK - Pedestrian walk way | 5 | TAG | Tag | TAG - Tag | None | Freeform Text
RS | PEDWLK | Pedestrian walk way | PEDWLK - Pedestrian walk way | 10 | PELKMAT | Pedestrian Walkway Materi | PELKMAT - Pedestrian Walkway Materi | Property | Asphalt
RS | PEDWLK | Pedestrian walk way | PEDWLK - Pedestrian walk way | 10 | PELKMAT | Pedestrian Walkway Materi | PELKMAT - Pedestrian Walkway Materi | Property | Concrete
RS | PEDWLK | Pedestrian walk way | PEDWLK - Pedestrian walk way | 10 | PELKMAT | Pedestrian Walkway Materi | PELKMAT - Pedestrian Walkway Materi | Property | Gravel
RS | PEDWLK | Pedestrian walk way | PEDWLK - Pedestrian walk way | 10 | PELKMAT | Pedestrian Walkway Materi | PELKMAT - Pedestrian Walkway Materi | Property | Pavers
RS | PEDWLK | Pedestrian walk way | PEDWLK - Pedestrian walk way | 20 | PEDHI | Height (inch) | PEDHI - Height (inch) | None | Freeform Text
RS | PEDWLK | Pedestrian walk way | PEDWLK - Pedestrian walk way | 30 | FRSHTSLI | Size Length (inch) | FRSHTSLI - Size Length (inch) | None | Freeform Text
RS | PEDWLK | Pedestrian walk way | PEDWLK - Pedestrian walk way | 40 | PEDSWI | Size Width (inch) | PEDSWI - Size Width (inch) | None | Freeform Text
RS | PEDWLK | Pedestrian walk way | PEDWLK - Pedestrian walk way | 50 | QTY | Quantity | QTY - Quantity | None | Freeform Text
RS | PHTOSYS | Photovoltaic System | PHTOSYS - Photovoltaic System | 10 | PHYSARTY | Array Type | PHYSARTY - Array Type | Property | Auto Tracking
RS | PHTOSYS | Photovoltaic System | PHTOSYS - Photovoltaic System | 10 | PHYSARTY | Array Type | PHYSARTY - Array Type | Property | Fixed
RS | PHTOSYS | Photovoltaic System | PHTOSYS - Photovoltaic System | 20 | NUMPNLS | Number of Panels | NUMPNLS - Number of Panels | None | Freeform Text
RS | PHTOSYS | Photovoltaic System | PHTOSYS - Photovoltaic System | 40 | PHSS | Size of Panel (Inch) | PHSS - Size of Panel (Inch) | None | Freeform Text
RS | PKGAREA | Parking Area | PKGAREA - Parking Area | 5 | TAG | Tag | TAG - Tag | None | Freeform Text
RS | PKGAREA | Parking Area | PKGAREA - Parking Area | 10 | PKEAMAT | Parking Area Material | PKEAMAT - Parking Area Material | Property | Asphalt
RS | PKGAREA | Parking Area | PKGAREA - Parking Area | 10 | PKEAMAT | Parking Area Material | PKEAMAT - Parking Area Material | Property | Block Pavers
RS | PKGAREA | Parking Area | PKGAREA - Parking Area | 10 | PKEAMAT | Parking Area Material | PKEAMAT - Parking Area Material | Property | Concrete
RS | PKGAREA | Parking Area | PKGAREA - Parking Area | 10 | PKEAMAT | Parking Area Material | PKEAMAT - Parking Area Material | Property | Gravel
RS | PKGAREA | Parking Area | PKGAREA - Parking Area | 10 | PKEAMAT | Parking Area Material | PKEAMAT - Parking Area Material | Property | Mastic
RS | PKGAREA | Parking Area | PKGAREA - Parking Area | 10 | PKEAMAT | Parking Area Material | PKEAMAT - Parking Area Material | Property | Permeable Pavers
RS | PKGAREA | Parking Area | PKGAREA - Parking Area | 10 | PKEAMAT | Parking Area Material | PKEAMAT - Parking Area Material | Property | Sealer
RS | PKGAREA | Parking Area | PKGAREA - Parking Area | 10 | PKEAMAT | Parking Area Material | PKEAMAT - Parking Area Material | Property | Thin Membrane Waterproofing System
RS | PKGAREA | Parking Area | PKGAREA - Parking Area | 10 | PKEAMAT | Parking Area Material | PKEAMAT - Parking Area Material | Property | Unit Pavers
RS | PKGAREA | Parking Area | PKGAREA - Parking Area | 20 | PSNS | Number of parking spots | PSNS - Number of parking spots | None | Freeform Text
RS | PKGDCKPS | Parking Deck Protection System | PKGDCKPS - Parking Deck Protection System | 10 | PKPSTYPE | Parking Deck Protection S | PKPSTYPE - Parking Deck Protection S | Property | Asphalt Paved Thick Waterproofing System
RS | PKGDCKPS | Parking Deck Protection System | PKGDCKPS - Parking Deck Protection System | 10 | PKPSTYPE | Parking Deck Protection S | PKPSTYPE - Parking Deck Protection S | Property | Concrete
RS | PKGDCKPS | Parking Deck Protection System | PKGDCKPS - Parking Deck Protection System | 10 | PKPSTYPE | Parking Deck Protection S | PKPSTYPE - Parking Deck Protection S | Property | Mastic
RS | PKGDCKPS | Parking Deck Protection System | PKGDCKPS - Parking Deck Protection System | 10 | PKPSTYPE | Parking Deck Protection S | PKPSTYPE - Parking Deck Protection S | Property | Sealer
RS | PKGDCKPS | Parking Deck Protection System | PKGDCKPS - Parking Deck Protection System | 10 | PKPSTYPE | Parking Deck Protection S | PKPSTYPE - Parking Deck Protection S | Property | Thin Waterproofing System
RS | PKGDCKPS | Parking Deck Protection System | PKGDCKPS - Parking Deck Protection System | 20 | CONCPRES | Concrete Topping Present? | CONCPRES - Concrete Topping Present? | Property | No
RS | PKGDCKPS | Parking Deck Protection System | PKGDCKPS - Parking Deck Protection System | 20 | CONCPRES | Concrete Topping Present? | CONCPRES - Concrete Topping Present? | Property | Yes
RS | PKGDCKPS | Parking Deck Protection System | PKGDCKPS - Parking Deck Protection System | 30 | ACCSZL | Size Length (feet) | ACCSZL - Size Length (feet) | None | Freeform Text
RS | PKGDCKPS | Parking Deck Protection System | PKGDCKPS - Parking Deck Protection System | 40 | ACCSZW | Size Width (feet) | ACCSZW - Size Width (feet) | None | Freeform Text
RS | PKGSTRDK | Parking Structure Deck | PKGSTRDK - Parking Structure Deck | 10 | PKDKMAT | Parking Structure Deck Ma | PKDKMAT - Parking Structure Deck Ma | Property | Cast-in-Place Concrete
RS | PKGSTRDK | Parking Structure Deck | PKGSTRDK - Parking Structure Deck | 10 | PKDKMAT | Parking Structure Deck Ma | PKDKMAT - Parking Structure Deck Ma | Property | Composite
RS | PKGSTRDK | Parking Structure Deck | PKGSTRDK - Parking Structure Deck | 10 | PKDKMAT | Parking Structure Deck Ma | PKDKMAT - Parking Structure Deck Ma | Property | Precast Concrete
RS | PKGSTRDK | Parking Structure Deck | PKGSTRDK - Parking Structure Deck | 10 | PKDKTYPE | Parking Structure Deck Ty | PKDKTYPE - Parking Structure Deck Ty | Property | Double Tee Slab
RS | PKGSTRDK | Parking Structure Deck | PKGSTRDK - Parking Structure Deck | 10 | PKDKTYPE | Parking Structure Deck Ty | PKDKTYPE - Parking Structure Deck Ty | Property | Flat Slab
RS | PKGSTRDK | Parking Structure Deck | PKGSTRDK - Parking Structure Deck | 10 | PKDKTYPE | Parking Structure Deck Ty | PKDKTYPE - Parking Structure Deck Ty | Property | Tee Slab
RS | PKGSTRDK | Parking Structure Deck | PKGSTRDK - Parking Structure Deck | 10 | PKDKTYPE | Parking Structure Deck Ty | PKDKTYPE - Parking Structure Deck Ty | Property | Waffle
RS | PKGSTRDK | Parking Structure Deck | PKGSTRDK - Parking Structure Deck | 10 | PSNS | Number of parking spots | PSNS - Number of parking spots | None | Freeform Text
RS | PKGSTRFR | Parking Structure Framing | PKGSTRFR - Parking Structure Framing | 10 | PKFRMAT | Parking Structure Framing | PKFRMAT - Parking Structure Framing | Property | Cast-in-Place Concrete
RS | PKGSTRFR | Parking Structure Framing | PKGSTRFR - Parking Structure Framing | 10 | PKFRMAT | Parking Structure Framing | PKFRMAT - Parking Structure Framing | Property | Precast Concrete
RS | PKGSTRFR | Parking Structure Framing | PKGSTRFR - Parking Structure Framing | 10 | PKFRMAT | Parking Structure Framing | PKFRMAT - Parking Structure Framing | Property | Steel
RS | PKGSTRRF | Parking Structure Roof | PKGSTRRF - Parking Structure Roof | 10 | PKRFMAT | Parking Structure Roof Ma | PKRFMAT - Parking Structure Roof Ma | Property | Composite
RS | PKGSTRRF | Parking Structure Roof | PKGSTRRF - Parking Structure Roof | 10 | PKRFMAT | Parking Structure Roof Ma | PKRFMAT - Parking Structure Roof Ma | Property | Concrete
RS | PKGSTRRF | Parking Structure Roof | PKGSTRRF - Parking Structure Roof | 10 | PKRFMAT | Parking Structure Roof Ma | PKRFMAT - Parking Structure Roof Ma | Property | Steel
RS | PKGSTRSL | Parking Structure Slab on Grade | PKGSTRSL - Parking Structure Slab on Grade | 10 | PKSLPTYP | Protection Type | PKSLPTYP - Protection Type | Property | Asphalt Paved Thick Waterproofing System
RS | PKGSTRSL | Parking Structure Slab on Grade | PKGSTRSL - Parking Structure Slab on Grade | 10 | PKSLPTYP | Protection Type | PKSLPTYP - Protection Type | Property | Mastic
RS | PKGSTRSL | Parking Structure Slab on Grade | PKGSTRSL - Parking Structure Slab on Grade | 10 | PKSLPTYP | Protection Type | PKSLPTYP - Protection Type | Property | None
RS | PKGSTRSL | Parking Structure Slab on Grade | PKGSTRSL - Parking Structure Slab on Grade | 10 | PKSLPTYP | Protection Type | PKSLPTYP - Protection Type | Property | Sealer
RS | PKGSTRSL | Parking Structure Slab on Grade | PKGSTRSL - Parking Structure Slab on Grade | 10 | PKSLPTYP | Protection Type | PKSLPTYP - Protection Type | Property | Thin Waterproofing System
RS | PKGSTRSL | Parking Structure Slab on Grade | PKGSTRSL - Parking Structure Slab on Grade | 20 | CONCPRES | Concrete Topping Present? | CONCPRES - Concrete Topping Present? | Property | No
RS | PKGSTRSL | Parking Structure Slab on Grade | PKGSTRSL - Parking Structure Slab on Grade | 20 | CONCPRES | Concrete Topping Present? | CONCPRES - Concrete Topping Present? | Property | Yes
RS | PLMBFXT | Plumbing Fixture | PLMBFXT - Plumbing Fixture | 5 | TAG | Tag | TAG - Tag | None | Freeform Text
RS | PLMBFXTF | Plumbing Fixture - Fountains | PLMBFXTF - Plumbing Fixture - Fountains | 5 | TAG | Tag | TAG - Tag | None | Freeform Text
RS | PLMBFXTF | Plumbing Fixture - Fountains | PLMBFXTF - Plumbing Fixture - Fountains | 10 | PLTFMAT | Plumbing Fixture - Founta | PLTFMAT - Plumbing Fixture - Founta | Property | Porcelain
RS | PLMBFXTF | Plumbing Fixture - Fountains | PLMBFXTF - Plumbing Fixture - Fountains | 10 | PLTFMAT | Plumbing Fixture - Founta | PLTFMAT - Plumbing Fixture - Founta | Property | Stainless Steel
RS | PLMBFXTF | Plumbing Fixture - Fountains | PLMBFXTF - Plumbing Fixture - Fountains | 10 | PLTFMAT | Plumbing Fixture - Founta | PLTFMAT - Plumbing Fixture - Founta | Property | Stone
RS | PLMBFXTF | Plumbing Fixture - Fountains | PLMBFXTF - Plumbing Fixture - Fountains | 10 | PLTFMAT | Plumbing Fixture - Founta | PLTFMAT - Plumbing Fixture - Founta | Property | Vitreous China
RS | PLMBFXTF | Plumbing Fixture - Fountains | PLMBFXTF - Plumbing Fixture - Fountains | 10 | PLTFTYPE | Plumbing Fixture - Founta | PLTFTYPE - Plumbing Fixture - Founta | Property | Drinking Fountain
RS | PLMBFXTF | Plumbing Fixture - Fountains | PLMBFXTF - Plumbing Fixture - Fountains | 10 | PLTFTYPE | Plumbing Fixture - Founta | PLTFTYPE - Plumbing Fixture - Founta | Property | Water Cooler
RS | PLMBFXTF | Plumbing Fixture - Fountains | PLMBFXTF - Plumbing Fixture - Fountains | 30 | PLTFCRTY | Cooler Type | PLTFCRTY - Cooler Type | Property | Electric Water Cooler
RS | PLMBFXTF | Plumbing Fixture - Fountains | PLMBFXTF - Plumbing Fixture - Fountains | 30 | PLTFCRTY | Cooler Type | PLTFCRTY - Cooler Type | Property | Exterior Water Cooler
RS | PLMBFXTF | Plumbing Fixture - Fountains | PLMBFXTF - Plumbing Fixture - Fountains | 30 | PLTFCRTY | Cooler Type | PLTFCRTY - Cooler Type | Property | No Cooler
RS | PLMBFXTF | Plumbing Fixture - Fountains | PLMBFXTF - Plumbing Fixture - Fountains | 40 | PLMFBR | Bottle Refill(Y/N) | PLMFBR - Bottle Refill(Y/N) | Property | No
RS | PLMBFXTF | Plumbing Fixture - Fountains | PLMBFXTF - Plumbing Fixture - Fountains | 40 | PLMFBR | Bottle Refill(Y/N) | PLMFBR - Bottle Refill(Y/N) | Property | Yes
RS | PLMBFXTF | Plumbing Fixture - Fountains | PLMBFXTF - Plumbing Fixture - Fountains | 50 | TYPE | Type | TYPE - Type | None | Freeform Text
RS | PMP | Pump | PMP - Pump | 5 | TAG | Tag | TAG - Tag | None | Freeform Text
RS | PMP | Pump | PMP - Pump | 10 | PMMPFLUD | Pump Fluid | PMMPFLUD - Pump Fluid | Property | Antifreeze
RS | PMP | Pump | PMP - Pump | 10 | PMMPFLUD | Pump Fluid | PMMPFLUD - Pump Fluid | Property | CHW
RS | PMP | Pump | PMP - Pump | 10 | PMMPFLUD | Pump Fluid | PMMPFLUD - Pump Fluid | Property | CWS
RS | PMP | Pump | PMP - Pump | 10 | PMMPFLUD | Pump Fluid | PMMPFLUD - Pump Fluid | Property | Chemical
RS | PMP | Pump | PMP - Pump | 10 | PMMPFLUD | Pump Fluid | PMMPFLUD - Pump Fluid | Property | Condensate
RS | PMP | Pump | PMP - Pump | 10 | PMMPFLUD | Pump Fluid | PMMPFLUD - Pump Fluid | Property | DEF
RS | PMP | Pump | PMP - Pump | 10 | PMMPFLUD | Pump Fluid | PMMPFLUD - Pump Fluid | Property | Diesel
RS | PMP | Pump | PMP - Pump | 10 | PMMPFLUD | Pump Fluid | PMMPFLUD - Pump Fluid | Property | Glycol
RS | PMP | Pump | PMP - Pump | 10 | PMMPFLUD | Pump Fluid | PMMPFLUD - Pump Fluid | Property | HWS
RS | PMP | Pump | PMP - Pump | 10 | PMMPFLUD | Pump Fluid | PMMPFLUD - Pump Fluid | Property | LTHW
RS | PMP | Pump | PMP - Pump | 10 | PMMPFLUD | Pump Fluid | PMMPFLUD - Pump Fluid | Property | Oil
RS | PMP | Pump | PMP - Pump | 10 | PMMPFLUD | Pump Fluid | PMMPFLUD - Pump Fluid | Property | Sanitary Sewage
RS | PMP | Pump | PMP - Pump | 10 | PMMPTYPE | Pump Type | PMMPTYPE - Pump Type | Property | Close-Coupled
RS | PMP | Pump | PMP - Pump | 10 | PMMPTYPE | Pump Type | PMMPTYPE - Pump Type | Property | Compression Air Driven
RS | PMP | Pump | PMP - Pump | 10 | PMMPTYPE | Pump Type | PMMPTYPE - Pump Type | Property | Condensate
RS | PMP | Pump | PMP - Pump | 10 | PMMPTYPE | Pump Type | PMMPTYPE - Pump Type | Property | Double Suction
RS | PMP | Pump | PMP - Pump | 10 | PMMPTYPE | Pump Type | PMMPTYPE - Pump Type | Property | End Suction
RS | PMP | Pump | PMP - Pump | 10 | PMMPTYPE | Pump Type | PMMPTYPE - Pump Type | Property | Multi-Stage
RS | PMP | Pump | PMP - Pump | 10 | PMMPTYPE | Pump Type | PMMPTYPE - Pump Type | Property | Peristaltic
RS | PMP | Pump | PMP - Pump | 10 | PMMPTYPE | Pump Type | PMMPTYPE - Pump Type | Property | Pipe Mounted (Inline) Circulator
RS | PMP | Pump | PMP - Pump | 10 | PMMPTYPE | Pump Type | PMMPTYPE - Pump Type | Property | Positive Displacement
RS | PMP | Pump | PMP - Pump | 10 | PMMPTYPE | Pump Type | PMMPTYPE - Pump Type | Property | Positive Progression
RS | PMP | Pump | PMP - Pump | 10 | PMMPTYPE | Pump Type | PMMPTYPE - Pump Type | Property | Rotary Lobe
RS | PMP | Pump | PMP - Pump | 10 | PMMPTYPE | Pump Type | PMMPTYPE - Pump Type | Property | Split-Coupled
RS | PMP | Pump | PMP - Pump | 10 | PMMPTYPE | Pump Type | PMMPTYPE - Pump Type | Property | Vertical Inline
RS | PMP | Pump | PMP - Pump | 10 | PMMPTYPE | Pump Type | PMMPTYPE - Pump Type | Property | Vertical Turbine
RS | PMP | Pump | PMP - Pump | 20 | PMMPMPWR | Motive Power | PMMPMPWR - Motive Power | Property | Compressed Air
RS | PMP | Pump | PMP - Pump | 20 | PMMPMPWR | Motive Power | PMMPMPWR - Motive Power | Property | Diesel Engine
RS | PMP | Pump | PMP - Pump | 20 | PMMPMPWR | Motive Power | PMMPMPWR - Motive Power | Property | Electricity
RS | PMP | Pump | PMP - Pump | 40 | PWRSV | Power Supply Voltage | PWRSV - Power Supply Voltage | None | Freeform Text
RS | PMP | Pump | PMP - Pump | 50 | MOTORKW | Motor kW | MOTORKW - Motor kW | None | Freeform Text
RS | PMP | Pump | PMP - Pump | 60 | PMPH | Head (kPa) | PMPH - Head (kPa) | None | Freeform Text
RS | PMP | Pump | PMP - Pump | 70 | PMPV | VFD(Y/N) | PMPV - VFD(Y/N) | Property | No
RS | PMP | Pump | PMP - Pump | 70 | PMPV | VFD(Y/N) | PMPV - VFD(Y/N) | Property | Yes
RS | PMP | Pump | PMP - Pump | 80 | PMPF | Flow (litre/second) | PMPF - Flow (litre/second) | None | Freeform Text
RS | PORTOFFC | Portable Office | PORTOFFC - Portable Office | 5 | TAG | Tag | TAG - Tag | None | Freeform Text
RS | PORTOFFC | Portable Office | PORTOFFC - Portable Office | 10 | POFCCONS | Portable Office Construct | POFCCONS - Portable Office Construct | Property | In-situ Constructed Unit
RS | PORTOFFC | Portable Office | PORTOFFC - Portable Office | 10 | POFCCONS | Portable Office Construct | POFCCONS - Portable Office Construct | Property | Prefabricated (Pre-engineered) Unit
RS | PORTOFFC | Portable Office | PORTOFFC - Portable Office | 10 | POFCMAT | Portable Office Material | POFCMAT - Portable Office Material | Property | Aluminum
RS | PORTOFFC | Portable Office | PORTOFFC - Portable Office | 11 | POFCMAT | Portable Office Material | POFCMAT - Portable Office Material | Property | Concrete
RS | PORTOFFC | Portable Office | PORTOFFC - Portable Office | 12 | POFCMAT | Portable Office Material | POFCMAT - Portable Office Material | Property | Fibreglass
RS | PORTOFFC | Portable Office | PORTOFFC - Portable Office | 13 | POFCMAT | Portable Office Material | POFCMAT - Portable Office Material | Property | Resin
RS | PORTOFFC | Portable Office | PORTOFFC - Portable Office | 14 | POFCMAT | Portable Office Material | POFCMAT - Portable Office Material | Property | Steel
RS | PORTOFFC | Portable Office | PORTOFFC - Portable Office | 15 | POFCMAT | Portable Office Material | POFCMAT - Portable Office Material | Property | Wood
RS | PORTOFFC | Portable Office | PORTOFFC - Portable Office | 20 | ACCSZL | Size Length (feet) | ACCSZL - Size Length (feet) | None | Freeform Text
RS | PORTOFFC | Portable Office | PORTOFFC - Portable Office | 30 | ACCSZW | Size Width (feet) | ACCSZW - Size Width (feet) | None | Freeform Text
RS | PRPTWLL | Parapet Wall | PRPTWLL - Parapet Wall | 10 | PRLLMAT | Parapet Wall Material | PRLLMAT - Parapet Wall Material | Property | Precast Concrete
RS | PRPTWLL | Parapet Wall | PRPTWLL - Parapet Wall | 10 | PRLLMAT | Parapet Wall Material | PRLLMAT - Parapet Wall Material | Property | Reinforced Concrete
RS | PRPTWLL | Parapet Wall | PRPTWLL - Parapet Wall | 10 | PRLLMAT | Parapet Wall Material | PRLLMAT - Parapet Wall Material | Property | Steel
RS | PRPTWLL | Parapet Wall | PRPTWLL - Parapet Wall | 10 | PRLLMAT | Parapet Wall Material | PRLLMAT - Parapet Wall Material | Property | Wood
RS | PRREDVLV | Pressure Reducing Valve (PRV) | PRREDVLV - Pressure Reducing Valve (PRV) | 5 | TAG | Tag | TAG - Tag | None | Freeform Text
RS | PRREDVLV | Pressure Reducing Valve (PRV) | PRREDVLV - Pressure Reducing Valve (PRV) | 10 | SIZE | Size | SIZE - Size | None | Freeform Text
RS | PRREGVLV | Pressure Regulating Valve (PGV) | PRREGVLV - Pressure Regulating Valve (PGV) | 5 | TAG | Tag | TAG - Tag | None | Freeform Text
RS | PRREGVLV | Pressure Regulating Valve (PGV) | PRREGVLV - Pressure Regulating Valve (PGV) | 10 | PRLVTYPE | Pressure Regulating Valve | PRLVTYPE - Pressure Regulating Valve | Property | DEF
RS | PRREGVLV | Pressure Regulating Valve (PGV) | PRREGVLV - Pressure Regulating Valve (PGV) | 11 | PRLVTYPE | Pressure Regulating Valve | PRLVTYPE - Pressure Regulating Valve | Property | Diesel
RS | PRREGVLV | Pressure Regulating Valve (PGV) | PRREGVLV - Pressure Regulating Valve (PGV) | 12 | PRLVTYPE | Pressure Regulating Valve | PRLVTYPE - Pressure Regulating Valve | Property | Natural Gas
RS | PRREGVLV | Pressure Regulating Valve (PGV) | PRREGVLV - Pressure Regulating Valve (PGV) | 13 | PRLVTYPE | Pressure Regulating Valve | PRLVTYPE - Pressure Regulating Valve | Property | Propane
RS | PRREGVLV | Pressure Regulating Valve (PGV) | PRREGVLV - Pressure Regulating Valve (PGV) | 20 | BFPICS | Inlet Connection Size (Inch) | BFPICS - Inlet Connection Size (Inch) | None | Freeform Text
RS | PRREGVLV | Pressure Regulating Valve (PGV) | PRREGVLV - Pressure Regulating Valve (PGV) | 20 | PRREGIO | Inlet and outlet Size(Inch) | PRREGIO - Inlet and outlet Size(Inch) | None | Freeform Text
RS | PRRELVLV | Pressure Relief Valve (PRFV) | PRRELVLV - Pressure Relief Valve (PRFV) | 5 | TAG | Tag | TAG - Tag | None | Freeform Text
RS | PRRELVLV | Pressure Relief Valve (PRFV) | PRRELVLV - Pressure Relief Valve (PRFV) | 10 | GSDSTMV | Line Size (Inch) | GSDSTMV - Line Size (Inch) | None | Freeform Text
RS | PRTEMRGE | Portable Emergency Eyewash | PRTEMRGE - Portable Emergency Eyewash | 5 | TAG | Tag | TAG - Tag | None | Freeform Text
RS | PRTKARCP | Pressure Tank - Air Compressor | PRTKARCP - Pressure Tank - Air Compressor | 5 | TAG | Tag | TAG - Tag | None | Freeform Text
RS | PRWSPMP | Pressure Wash Pump Skid | PRWSPMP - Pressure Wash Pump Skid | 10 | PRMPTYPE | Pressure Wash Pump Skid T | PRMPTYPE - Pressure Wash Pump Skid T | Property | Dual Pump
RS | PRWSPMP | Pressure Wash Pump Skid | PRWSPMP - Pressure Wash Pump Skid | 10 | PRMPTYPE | Pressure Wash Pump Skid T | PRMPTYPE - Pressure Wash Pump Skid T | Property | Single Pump
RS | PRWSPMP | Pressure Wash Pump Skid | PRWSPMP - Pressure Wash Pump Skid | 20 | PWRSV | Power Supply Voltage | PWRSV - Power Supply Voltage | None | Freeform Text
RS | PRWSPMP | Pressure Wash Pump Skid | PRWSPMP - Pressure Wash Pump Skid | 30 | MOTORKW | Motor kW | MOTORKW - Motor kW | None | Freeform Text
RS | PSTINVLV | Post Indicator Valve | PSTINVLV - Post Indicator Valve | 5 | TAG | Tag | TAG - Tag | None | Freeform Text
RS | PSTINVLV | Post Indicator Valve | PSTINVLV - Post Indicator Valve | 10 | PSLVTYPE | Post Indicator Valve Type | PSLVTYPE - Post Indicator Valve Type | Property | Indicator Post Valve
RS | PSTINVLV | Post Indicator Valve | PSTINVLV - Post Indicator Valve | 10 | PSLVTYPE | Post Indicator Valve Type | PSLVTYPE - Post Indicator Valve Type | Property | Supervised Valve
RS | PWWTS | Process Waste Water Treatment System | PWWTS - Process Waste Water Treatment System | 5 | TAG | Tag | TAG - Tag | None | Freeform Text
RS | RCTFR | Rectifier | RCTFR - Rectifier | 5 | TAG | Tag | TAG - Tag | None | Freeform Text
RS | RDWY | Roadway | RDWY - Roadway | 10 | VOLT | Volt. | VOLT - Volt. | None | Freeform Text
RS | RDWY | Roadway | RDWY - Roadway | 5 | TAG | Tag | TAG - Tag | None | Freeform Text
RS | RDWY | Roadway | RDWY - Roadway | 10 | RDWYMAT | Roadway Material | RDWYMAT - Roadway Material | Property | Asphalt
RS | RDWY | Roadway | RDWY - Roadway | 10 | RDWYMAT | Roadway Material | RDWYMAT - Roadway Material | Property | Block Pavers
RS | RDWY | Roadway | RDWY - Roadway | 10 | RDWYMAT | Roadway Material | RDWYMAT - Roadway Material | Property | Concrete
RS | RDWY | Roadway | RDWY - Roadway | 10 | RDWYMAT | Roadway Material | RDWYMAT - Roadway Material | Property | Gravel
RS | RDWY | Roadway | RDWY - Roadway | 10 | RDWYMAT | Roadway Material | RDWYMAT - Roadway Material | Property | Mastic
RS | RDWY | Roadway | RDWY - Roadway | 10 | RDWYMAT | Roadway Material | RDWYMAT - Roadway Material | Property | Permeable Pavers
RS | RDWY | Roadway | RDWY - Roadway | 10 | RDWYMAT | Roadway Material | RDWYMAT - Roadway Material | Property | Sealer
RS | RDWY | Roadway | RDWY - Roadway | 10 | RDWYMAT | Roadway Material | RDWYMAT - Roadway Material | Property | Thin Membrane Waterproofing System
RS | RDWY | Roadway | RDWY - Roadway | 10 | RDWYMAT | Roadway Material | RDWYMAT - Roadway Material | Property | Unit Pavers
RS | REFBCC | Refrigerant Branch Circuit Controller | REFBCC - Refrigerant Branch Circuit Controller | 10 | VOLT | Volt. | VOLT - Volt. | None | Freeform Text
RS | RLMNACC | Rail Mini Accessibility Platform | RLMNACC - Rail Mini Accessibility Platform | 10 | RLCCPLMT | RLMN Platform Material | RLCCPLMT - RLMN Platform Material | Property | Asphalt
RS | RLMNACC | Rail Mini Accessibility Platform | RLMNACC - Rail Mini Accessibility Platform | 10 | RLCCPLMT | RLMN Platform Material | RLCCPLMT - RLMN Platform Material | Property | Composite
RS | RLMNACC | Rail Mini Accessibility Platform | RLMNACC - Rail Mini Accessibility Platform | 10 | RLCCPLMT | RLMN Platform Material | RLCCPLMT - RLMN Platform Material | Property | Concrete
RS | RLMNACC | Rail Mini Accessibility Platform | RLMNACC - Rail Mini Accessibility Platform | 10 | RLCCPLMT | RLMN Platform Material | RLCCPLMT - RLMN Platform Material | Property | Steel
RS | RLMNACC | Rail Mini Accessibility Platform | RLMNACC - Rail Mini Accessibility Platform | 10 | RLCCPLMT | RLMN Platform Material | RLCCPLMT - RLMN Platform Material | Property | Wood
RS | RLMNACC | Rail Mini Accessibility Platform | RLMNACC - Rail Mini Accessibility Platform | 20 | RLCCRPMT | RLMN Ramp Material | RLCCRPMT - RLMN Ramp Material | Property | Asphalt
RS | RLMNACC | Rail Mini Accessibility Platform | RLMNACC - Rail Mini Accessibility Platform | 20 | RLCCRPMT | RLMN Ramp Material | RLCCRPMT - RLMN Ramp Material | Property | Composite
RS | RLMNACC | Rail Mini Accessibility Platform | RLMNACC - Rail Mini Accessibility Platform | 20 | RLCCRPMT | RLMN Ramp Material | RLCCRPMT - RLMN Ramp Material | Property | Concrete
RS | RLMNACC | Rail Mini Accessibility Platform | RLMNACC - Rail Mini Accessibility Platform | 20 | RLCCRPMT | RLMN Ramp Material | RLCCRPMT - RLMN Ramp Material | Property | Steel
RS | RLMNACC | Rail Mini Accessibility Platform | RLMNACC - Rail Mini Accessibility Platform | 20 | RLCCRPMT | RLMN Ramp Material | RLCCRPMT - RLMN Ramp Material | Property | Wood
RS | RLMNACC | Rail Mini Accessibility Platform | RLMNACC - Rail Mini Accessibility Platform | 30 | ACCSZL | Size Length (feet) | ACCSZL - Size Length (feet) | None | Freeform Text
RS | RLMNACC | Rail Mini Accessibility Platform | RLMNACC - Rail Mini Accessibility Platform | 40 | ACCSZW | Size Width (feet) | ACCSZW - Size Width (feet) | None | Freeform Text
RS | RLPLTF | Rail Platform | RLPLTF - Rail Platform | 5 | TAG | Tag | TAG - Tag | None | Freeform Text
RS | RLPLTF | Rail Platform | RLPLTF - Rail Platform | 10 | RLTFPLMT | Rail Platform Material | RLTFPLMT - Rail Platform Material | Property | Asphalt
RS | RLPLTF | Rail Platform | RLPLTF - Rail Platform | 10 | RLTFPLMT | Rail Platform Material | RLTFPLMT - Rail Platform Material | Property | Composite
RS | RLPLTF | Rail Platform | RLPLTF - Rail Platform | 10 | RLTFPLMT | Rail Platform Material | RLTFPLMT - Rail Platform Material | Property | Concrete
RS | RLPLTF | Rail Platform | RLPLTF - Rail Platform | 10 | RLTFPLMT | Rail Platform Material | RLTFPLMT - Rail Platform Material | Property | Steel
RS | RLPLTF | Rail Platform | RLPLTF - Rail Platform | 10 | RLTFPLMT | Rail Platform Material | RLTFPLMT - Rail Platform Material | Property | Wood
RS | RLPLTF | Rail Platform | RLPLTF - Rail Platform | 10 | RLTFRPMT | Rail Ramp Material | RLTFRPMT - Rail Ramp Material | Property | Asphalt
RS | RLPLTF | Rail Platform | RLPLTF - Rail Platform | 10 | RLTFRPMT | Rail Ramp Material | RLTFRPMT - Rail Ramp Material | Property | Composite
RS | RLPLTF | Rail Platform | RLPLTF - Rail Platform | 10 | RLTFRPMT | Rail Ramp Material | RLTFRPMT - Rail Ramp Material | Property | Concrete
RS | RLPLTF | Rail Platform | RLPLTF - Rail Platform | 10 | RLTFRPMT | Rail Ramp Material | RLTFRPMT - Rail Ramp Material | Property | Not Applicable
RS | RLPLTF | Rail Platform | RLPLTF - Rail Platform | 10 | RLTFRPMT | Rail Ramp Material | RLTFRPMT - Rail Ramp Material | Property | Steel
RS | RLPLTF | Rail Platform | RLPLTF - Rail Platform | 10 | RLTFRPMT | Rail Ramp Material | RLTFRPMT - Rail Ramp Material | Property | Wood
RS | RLPLTF | Rail Platform | RLPLTF - Rail Platform | 20 | ACCSZL | Size Length (feet) | ACCSZL - Size Length (feet) | None | Freeform Text
RS | RLPLTF | Rail Platform | RLPLTF - Rail Platform | 30 | ACCSZW | Size Width (feet) | ACCSZW - Size Width (feet) | None | Freeform Text
RS | RMINT | Room Interior | RMINT - Room Interior | 5 | TAG | Tag | TAG - Tag | None | Freeform Text
RS | RMINT | Room Interior | RMINT - Room Interior | 10 | CEILMATL | Ceiling Material | CEILMATL - Ceiling Material | None | Freeform Text
RS | RMINT | Room Interior | RMINT - Room Interior | 20 | FLRMATL | Floor Material | FLRMATL - Floor Material | None | Freeform Text
RS | RMINT | Room Interior | RMINT - Room Interior | 30 | RMISFRI | Square footage of room interior | RMISFRI - Square footage of room interior | None | Freeform Text
RS | RMINT | Room Interior | RMINT - Room Interior | 40 | WALMATL | Wall Material | WALMATL - Wall Material | None | Freeform Text
RS | RMINT | Room Interior | RMINT - Room Interior | 50 | QTY | Quantity | QTY - Quantity | None | Freeform Text
RS | RTNWLL | Retaining Wall | RTNWLL - Retaining Wall | 5 | TAG | Tag | TAG - Tag | None | Freeform Text
RS | RTNWLL | Retaining Wall | RTNWLL - Retaining Wall | 10 | RTLLMAT | Retaining Wall Material | RTLLMAT - Retaining Wall Material | Property | Berm
RS | RTNWLL | Retaining Wall | RTNWLL - Retaining Wall | 10 | RTLLMAT | Retaining Wall Material | RTLLMAT - Retaining Wall Material | Property | Concrete
RS | RTNWLL | Retaining Wall | RTNWLL - Retaining Wall | 10 | RTLLMAT | Retaining Wall Material | RTLLMAT - Retaining Wall Material | Property | Gabion
RS | RTNWLL | Retaining Wall | RTNWLL - Retaining Wall | 10 | RTLLMAT | Retaining Wall Material | RTLLMAT - Retaining Wall Material | Property | Masonry
RS | RTNWLL | Retaining Wall | RTNWLL - Retaining Wall | 10 | RTLLMAT | Retaining Wall Material | RTLLMAT - Retaining Wall Material | Property | Natural Stone
RS | RTNWLL | Retaining Wall | RTNWLL - Retaining Wall | 10 | RTLLMAT | Retaining Wall Material | RTLLMAT - Retaining Wall Material | Property | Secant
RS | RTNWLL | Retaining Wall | RTNWLL - Retaining Wall | 10 | RTLLMAT | Retaining Wall Material | RTLLMAT - Retaining Wall Material | Property | Sheet Piling
RS | RTNWLL | Retaining Wall | RTNWLL - Retaining Wall | 10 | RTLLMAT | Retaining Wall Material | RTLLMAT - Retaining Wall Material | Property | Soldier Pile and Lagging
RS | RTNWLL | Retaining Wall | RTNWLL - Retaining Wall | 10 | RTLLMAT | Retaining Wall Material | RTLLMAT - Retaining Wall Material | Property | Timber
RS | RTNWLL | Retaining Wall | RTNWLL - Retaining Wall | 10 | RTLLMAT | Retaining Wall Material | RTLLMAT - Retaining Wall Material | Property | Unknown
RS | RTNWLL | Retaining Wall | RTNWLL - Retaining Wall | 20 | MAXGDIFF | Max Grade Difference | MAXGDIFF - Max Grade Difference | None | Freeform Text
RS | RTNWLL | Retaining Wall | RTNWLL - Retaining Wall | 30 | WALLLNTH | Wall Length | WALLLNTH - Wall Length | None | Freeform Text
RS | SANDHOP | Sand Hopper | SANDHOP - Sand Hopper | 5 | TAG | Tag | TAG - Tag | None | Freeform Text
RS | SBSTRUCT | Substructure | SBSTRUCT - Substructure | 5 | TAG | Tag | TAG - Tag | None | Freeform Text
RS | SBSTRUCT | Substructure | SBSTRUCT - Substructure | 10 | SBCTMAT | Substructure (SFG - Below | SBCTMAT - Substructure (SFG - Below | Property | Cast-in-Place Reinforced Concrete
RS | SBSTRUCT | Substructure | SBSTRUCT - Substructure | 10 | SBCTMAT | Substructure (SFG - Below | SBCTMAT - Substructure (SFG - Below | Property | Concrete Block/Masonry Unit (CMU)
RS | SBSTRUCT | Substructure | SBSTRUCT - Substructure | 10 | SBCTMAT | Substructure (SFG - Below | SBCTMAT - Substructure (SFG - Below | Property | Masonry Brick
RS | SBSTRUCT | Substructure | SBSTRUCT - Substructure | 10 | SBCTMAT | Substructure (SFG - Below | SBCTMAT - Substructure (SFG - Below | Property | Missing Cast in Place Concrete
RS | SBSTRUCT | Substructure | SBSTRUCT - Substructure | 10 | SBCTMAT | Substructure (SFG - Below | SBCTMAT - Substructure (SFG - Below | Property | Not Visible
RS | SBSTRUCT | Substructure | SBSTRUCT - Substructure | 10 | SBCTMAT | Substructure (SFG - Below | SBCTMAT - Substructure (SFG - Below | Property | Precast Concrete
RS | SBSTRUCT | Substructure | SBSTRUCT - Substructure | 10 | SBCTMAT | Substructure (SFG - Below | SBCTMAT - Substructure (SFG - Below | Property | Rubble (Stone)
RS | SBSTRUCT | Substructure | SBSTRUCT - Substructure | 10 | SBCTMAT | Substructure (SFG - Below | SBCTMAT - Substructure (SFG - Below | Property | Steel
RS | SBSTRUCT | Substructure | SBSTRUCT - Substructure | 10 | SBCTMAT | Substructure (SFG - Below | SBCTMAT - Substructure (SFG - Below | Property | Timber
RS | SEP | Separator | SEP - Separator | 5 | TAG | Tag | TAG - Tag | None | Freeform Text
RS | SEP | Separator | SEP - Separator | 10 | SEEPITYP | Separator Installation Ty | SEEPITYP - Separator Installation Ty | Property | Above Ground
RS | SEP | Separator | SEP - Separator | 10 | SEEPITYP | Separator Installation Ty | SEEPITYP - Separator Installation Ty | Property | Below Grade
RS | SEP | Separator | SEP - Separator | 10 | SEEPTYPE | Separator Type | SEEPTYPE - Separator Type | Property | Air-Diesel Separator
RS | SEP | Separator | SEP - Separator | 10 | SEEPTYPE | Separator Type | SEEPTYPE - Separator Type | Property | Air/Water Separator
RS | SEP | Separator | SEP - Separator | 10 | SEEPTYPE | Separator Type | SEEPTYPE - Separator Type | Property | Grease-Water Separator
RS | SEP | Separator | SEP - Separator | 10 | SEEPTYPE | Separator Type | SEEPTYPE - Separator Type | Property | Grit-Water Separator
RS | SEP | Separator | SEP - Separator | 10 | SEEPTYPE | Separator Type | SEEPTYPE - Separator Type | Property | Oil-Water Separator
RS | SEP | Separator | SEP - Separator | 10 | SEEPTYPE | Separator Type | SEEPTYPE - Separator Type | Property | Solvent-Water Separator
RS | SEP | Separator | SEP - Separator | 30 | SEEPCLTY | Cleaning Type | SEEPCLTY - Cleaning Type | Property | Manually Cleaned
RS | SEP | Separator | SEP - Separator | 30 | SEEPCLTY | Cleaning Type | SEEPCLTY - Cleaning Type | Property | Mechanically Cleaned
RS | SEP | Separator | SEP - Separator | 40 | TANKVOL | Tank Volume | TANKVOL - Tank Volume | None | Freeform Text
RS | SEPTNK | Septic Tank | SEPTNK - Septic Tank | 5 | TAG | Tag | TAG - Tag | None | Freeform Text
RS | SEPTNK | Septic Tank | SEPTNK - Septic Tank | 10 | PERMIT | Permit | PERMIT - Permit | None | Freeform Text
RS | SEPTNK | Septic Tank | SEPTNK - Septic Tank | 20 | MATERIAL | Material | MATERIAL - Material | Property | Concrete
RS | SEPTNK | Septic Tank | SEPTNK - Septic Tank | 20 | MATERIAL | Material | MATERIAL - Material | Property | Fiberglass
RS | SEPTNK | Septic Tank | SEPTNK - Septic Tank | 20 | MATERIAL | Material | MATERIAL - Material | Property | HPDE
RS | SEPTNK | Septic Tank | SEPTNK - Septic Tank | 30 | SETS | Size (Litre) | SETS - Size (Litre) | None | Freeform Text
RS | SEWCLRST | Sewage Clear Station | SEWCLRST - Sewage Clear Station |  |  |  | -
RS | SGNFACID | Signs - Facility ID | SGNFACID - Signs - Facility ID | 5 | TAG | Tag | TAG - Tag | None | Freeform Text
RS | SGNFACID | Signs - Facility ID | SGNFACID - Signs - Facility ID | 20 | ILLUMNTD | Illuminated? | ILLUMNTD - Illuminated? | Property | No
RS | SGNFACID | Signs - Facility ID | SGNFACID - Signs - Facility ID | 20 | ILLUMNTD | Illuminated? | ILLUMNTD - Illuminated? | Property | Yes
RS | SGNFACID | Signs - Facility ID | SGNFACID - Signs - Facility ID | 40 | FRSHTSLI | Size Length (inch) | FRSHTSLI - Size Length (inch) | None | Freeform Text
RS | SGNFACID | Signs - Facility ID | SGNFACID - Signs - Facility ID | 50 | PEDSWI | Size Width (inch) | PEDSWI - Size Width (inch) | None | Freeform Text
RS | SGNPARK | Signs - Parking | SGNPARK - Signs - Parking | 10 | SGRKMTYP | Signs (Park.) Mounting Ty | SGRKMTYP - Signs (Park.) Mounting Ty | Property | Floor
RS | SGNPARK | Signs - Parking | SGNPARK - Signs - Parking | 10 | SGRKMTYP | Signs (Park.) Mounting Ty | SGRKMTYP - Signs (Park.) Mounting Ty | Property | Wall
RS | SGNPARK | Signs - Parking | SGNPARK - Signs - Parking | 30 | FRSHTSLI | Size Length (inch) | FRSHTSLI - Size Length (inch) | None | Freeform Text
RS | SGNPARK | Signs - Parking | SGNPARK - Signs - Parking | 40 | PEDSWI | Size Width (inch) | PEDSWI - Size Width (inch) | None | Freeform Text
RS | SHD | Shed | SHD - Shed | 5 | TAG | Tag | TAG - Tag | None | Freeform Text
RS | SHD | Shed | SHD - Shed | 10 | SHHDCONS | Shed Construction | SHHDCONS - Shed Construction | Property | In-situ Constructed Unit
RS | SHD | Shed | SHD - Shed | 10 | SHHDCONS | Shed Construction | SHHDCONS - Shed Construction | Property | Prefabricated (Pre-engineered) Unit
RS | SHD | Shed | SHD - Shed | 10 | SHHDMAT | Shed Material | SHHDMAT - Shed Material | Property | Aluminum
RS | SHD | Shed | SHD - Shed | 10 | SHHDMAT | Shed Material | SHHDMAT - Shed Material | Property | Concrete
RS | SHD | Shed | SHD - Shed | 10 | SHHDMAT | Shed Material | SHHDMAT - Shed Material | Property | Fibreglass
RS | SHD | Shed | SHD - Shed | 10 | SHHDMAT | Shed Material | SHHDMAT - Shed Material | Property | Resin
RS | SHD | Shed | SHD - Shed | 10 | SHHDMAT | Shed Material | SHHDMAT - Shed Material | Property | Steel
RS | SHD | Shed | SHD - Shed | 10 | SHHDMAT | Shed Material | SHHDMAT - Shed Material | Property | Wood
RS | SHD | Shed | SHD - Shed | 10 | SHHDTYPE | Shed Type | SHHDTYPE - Shed Type | Property | Compressor Shed
RS | SHD | Shed | SHD - Shed | 10 | SHHDTYPE | Shed Type | SHHDTYPE - Shed Type | Property | Salt Shed
RS | SHD | Shed | SHD - Shed | 10 | SHHDTYPE | Shed Type | SHHDTYPE - Shed Type | Property | Utility/Storage Shed
RS | SHD | Shed | SHD - Shed | 20 | SHDRM | Roof material | SHDRM - Roof material | Property | Metal
RS | SHD | Shed | SHD - Shed | 20 | SHDRM | Roof material | SHDRM - Roof material | Property | Polycarbonate
RS | SHD | Shed | SHD - Shed | 20 | SHDRM | Roof material | SHDRM - Roof material | Property | Wood shingles
RS | SHD | Shed | SHD - Shed | 30 | PEDSWI | Size Width (inch) | PEDSWI - Size Width (inch) | None | Freeform Text
RS | SHD | Shed | SHD - Shed | 40 | SHDWI | Width (inch) | SHDWI - Width (inch) | None | Freeform Text
RS | SHLTR | Shelter | SHLTR - Shelter | 5 | TAG | Tag | TAG - Tag | None | Freeform Text
RS | SHLTR | Shelter | SHLTR - Shelter | 10 | SHTRCONS | Shelter Construction | SHTRCONS - Shelter Construction | Property | In-situ Constructed Unit
RS | SHLTR | Shelter | SHLTR - Shelter | 10 | SHTRCONS | Shelter Construction | SHTRCONS - Shelter Construction | Property | Prefabricated (Pre-engineered) Unit
RS | SHLTR | Shelter | SHLTR - Shelter | 8 | SHTRRMAT | Shelter Roof Material | SHTRRMAT - Shelter Roof Material | Property | Metal
RS | SHLTR | Shelter | SHLTR - Shelter | 9 | SHTRRMAT | Shelter Roof Material | SHTRRMAT - Shelter Roof Material | Property | Polycarbonate
RS | SHLTR | Shelter | SHLTR - Shelter | 10 | SHTRRMAT | Shelter Roof Material | SHTRRMAT - Shelter Roof Material | Property | Wood Shingles
RS | SHLTR | Shelter | SHLTR - Shelter | 10 | SHTRTYPE | Shelter Type | SHTRTYPE - Shelter Type | Property | Bike
RS | SHLTR | Shelter | SHLTR - Shelter | 10 | SHTRTYPE | Shelter Type | SHTRTYPE - Shelter Type | Property | Fare
RS | SHLTR | Shelter | SHLTR - Shelter | 10 | SHTRTYPE | Shelter Type | SHTRTYPE - Shelter Type | Property | Fuel Dispensing
RS | SHLTR | Shelter | SHLTR - Shelter | 10 | SHTRTYPE | Shelter Type | SHTRTYPE - Shelter Type | Property | Passenger
RS | SHLTR | Shelter | SHLTR - Shelter | 10 | SHTRTYPE | Shelter Type | SHTRTYPE - Shelter Type | Property | Ticketing Vending Machine
RS | SHLTR | Shelter | SHLTR - Shelter | 40 | WINDSCRN | Wall glazing or wind screen? | WINDSCRN - Wall glazing or wind screen? | Property | No
RS | SHLTR | Shelter | SHLTR - Shelter | 40 | WINDSCRN | Wall glazing or wind screen? | WINDSCRN - Wall glazing or wind screen? | Property | Yes
RS | SHLTR | Shelter | SHLTR - Shelter | 50 | CNPYRM | Roof material | CNPYRM - Roof material | None | Freeform Text
RS | SHLTR | Shelter | SHLTR - Shelter | 60 | ACCSZL | Size Length (feet) | ACCSZL - Size Length (feet) | None | Freeform Text
RS | SHLTR | Shelter | SHLTR - Shelter | 70 | ACCSZW | Size Width (feet) | ACCSZW - Size Width (feet) | None | Freeform Text
RS | SHRVLV | Shear Valve | SHRVLV - Shear Valve |  |  |  | -
RS | SIGLGHT | Signal Light | SIGLGHT - Signal Light | 5 | TAG | Tag | TAG - Tag | None | Freeform Text
RS | SIGLGHT | Signal Light | SIGLGHT - Signal Light | 10 | SIHTTYPE | Signal Light Type | SIHTTYPE - Signal Light Type | Property | Fixed
RS | SIGLGHT | Signal Light | SIGLGHT - Signal Light | 10 | SIHTTYPE | Signal Light Type | SIHTTYPE - Signal Light Type | Property | Strobe
RS | SIGLGHT | Signal Light | SIGLGHT - Signal Light | 20 | SIHTHMAT | Housing Material | SIHTHMAT - Housing Material | Property | Metal
RS | SIGLGHT | Signal Light | SIGLGHT - Signal Light | 20 | SIHTHMAT | Housing Material | SIHTHMAT - Housing Material | Property | Plastic
RS | SIGLGHT | Signal Light | SIGLGHT - Signal Light | 30 | LENSCNT | Lense Count | LENSCNT - Lense Count | None | Freeform Text
RS | SLPDRF | Sloped Roof | SLPDRF - Sloped Roof | 5 | TAG | Tag | TAG - Tag | None | Freeform Text
RS | SLPDRF | Sloped Roof | SLPDRF - Sloped Roof | 10 | SLRFMAT | Sloped Roof Material | SLRFMAT - Sloped Roof Material | Property | Asphalt Shingle
RS | SLPDRF | Sloped Roof | SLPDRF - Sloped Roof | 10 | SLRFMAT | Sloped Roof Material | SLRFMAT - Sloped Roof Material | Property | Clay Tile
RS | SLPDRF | Sloped Roof | SLPDRF - Sloped Roof | 10 | SLRFMAT | Sloped Roof Material | SLRFMAT - Sloped Roof Material | Property | Composite Tile
RS | SLPDRF | Sloped Roof | SLPDRF - Sloped Roof | 10 | SLRFMAT | Sloped Roof Material | SLRFMAT - Sloped Roof Material | Property | Concrete Tile
RS | SLPDRF | Sloped Roof | SLPDRF - Sloped Roof | 10 | SLRFMAT | Sloped Roof Material | SLRFMAT - Sloped Roof Material | Property | Glass
RS | SLPDRF | Sloped Roof | SLPDRF - Sloped Roof | 10 | SLRFMAT | Sloped Roof Material | SLRFMAT - Sloped Roof Material | Property | Metal
RS | SLPDRF | Sloped Roof | SLPDRF - Sloped Roof | 10 | SLRFMAT | Sloped Roof Material | SLRFMAT - Sloped Roof Material | Property | Polycarbonate
RS | SLPDRF | Sloped Roof | SLPDRF - Sloped Roof | 10 | SLRFMAT | Sloped Roof Material | SLRFMAT - Sloped Roof Material | Property | Precast Concrete
RS | SLPDRF | Sloped Roof | SLPDRF - Sloped Roof | 10 | SLRFMAT | Sloped Roof Material | SLRFMAT - Sloped Roof Material | Property | Wood Shingle
RS | SLPDRF | Sloped Roof | SLPDRF - Sloped Roof | 20 | ROODGURD | Roof snow guard present? | ROODGURD - Roof snow guard present? | Property | No
RS | SLPDRF | Sloped Roof | SLPDRF - Sloped Roof | 20 | ROODGURD | Roof snow guard present? | ROODGURD - Roof snow guard present? | Property | Yes
RS | SMPIT | Sump Pit | SMPIT - Sump Pit | 5 | TAG | Tag | TAG - Tag | None | Freeform Text
RS | SMPIT | Sump Pit | SMPIT - Sump Pit | 10 | SMITLMAT | Liner Material | SMITLMAT - Liner Material | Property | Concrete
RS | SMPIT | Sump Pit | SMPIT - Sump Pit | 10 | SMITLMAT | Liner Material | SMITLMAT - Liner Material | Property | HDPE
RS | SMPIT | Sump Pit | SMPIT - Sump Pit | 10 | SMITLMAT | Liner Material | SMITLMAT - Liner Material | Property | Metallic
RS | SMPIT | Sump Pit | SMPIT - Sump Pit | 10 | SMITLMAT | Liner Material | SMITLMAT - Liner Material | Property | Other
RS | SMPIT | Sump Pit | SMPIT - Sump Pit | 30 | SMPCL | Pit Capicaty (Litre) | SMPCL - Pit Capicaty (Litre) | None | Freeform Text
RS | SNDBLR | Sand Blower | SNDBLR - Sand Blower | 5 | TAG | Tag | TAG - Tag | None | Freeform Text
RS | SNDBLR | Sand Blower | SNDBLR - Sand Blower | 10 | MTRPWR | Motor Power | MTRPWR - Motor Power | None | Freeform Text
RS | SNDBLR | Sand Blower | SNDBLR - Sand Blower | 20 | VOLT | Volt. | VOLT - Volt. | None | Freeform Text
RS | SNDBLR | Sand Blower | SNDBLR - Sand Blower | 30 | AIRFLOW | Airflow (SCFM) | AIRFLOW - Airflow (SCFM) | None | Freeform Text
RS | SNDLDDS | Sand Loading Distribution System | SNDLDDS - Sand Loading Distribution System | 5 | TAG | Tag | TAG - Tag | None | Freeform Text
RS | SNDPMPTR | Sand Pump - Train | SNDPMPTR - Sand Pump - Train | 5 | TAG | Tag | TAG - Tag | None | Freeform Text
RS | SNDPOD | Sand Pod | SNDPOD - Sand Pod | 5 | TAG | Tag | TAG - Tag | None | Freeform Text
RS | SNDPOD | Sand Pod | SNDPOD - Sand Pod | 10 | VOLUME | Volume | VOLUME - Volume | None | Freeform Text
RS | SNDSILO | Sand Silo | SNDSILO - Sand Silo | 5 | TAG | Tag | TAG - Tag | None | Freeform Text
RS | SNDSILO | Sand Silo | SNDSILO - Sand Silo | 10 | VOLUME | Volume | VOLUME - Volume | None | Freeform Text
RS | SOLEVLV | Solenoid Valve | SOLEVLV - Solenoid Valve | 5 | TAG | Tag | TAG - Tag | None | Freeform Text
RS | SOLEVLV | Solenoid Valve | SOLEVLV - Solenoid Valve | 10 | SOLVATYP | Solenoid Valve Actuator T | SOLVATYP - Solenoid Valve Actuator T | Property | Electric
RS | SOLEVLV | Solenoid Valve | SOLEVLV - Solenoid Valve | 10 | SOLVATYP | Solenoid Valve Actuator T | SOLVATYP - Solenoid Valve Actuator T | Property | Electronic
RS | SOLEVLV | Solenoid Valve | SOLEVLV - Solenoid Valve | 10 | SOLVATYP | Solenoid Valve Actuator T | SOLVATYP - Solenoid Valve Actuator T | Property | Pneumatic
RS | SOLEVLV | Solenoid Valve | SOLEVLV - Solenoid Valve | 10 | SOLVTYPE | Solenoid Valve Type | SOLVTYPE - Solenoid Valve Type | Property | Ball
RS | SOLEVLV | Solenoid Valve | SOLEVLV - Solenoid Valve | 10 | SOLVTYPE | Solenoid Valve Type | SOLVTYPE - Solenoid Valve Type | Property | Butterfly
RS | SOLEVLV | Solenoid Valve | SOLEVLV - Solenoid Valve | 10 | SOLVTYPE | Solenoid Valve Type | SOLVTYPE - Solenoid Valve Type | Property | Gate
RS | SOLEVLV | Solenoid Valve | SOLEVLV - Solenoid Valve | 30 | LINESIZE | Line Size | LINESIZE - Line Size | None | Freeform Text
RS | SPLKTSTN | Spill Kits Station | SPLKTSTN - Spill Kits Station | 5 | TAG | Tag | TAG - Tag | None | Freeform Text
RS | SPLKTSTN | Spill Kits Station | SPLKTSTN - Spill Kits Station | 10 | SPTNTYPE | Spill Kits Station Type | SPTNTYPE - Spill Kits Station Type | Property | Absorbal Only
RS | SPLKTSTN | Spill Kits Station | SPLKTSTN - Spill Kits Station | 10 | SPTNTYPE | Spill Kits Station Type | SPTNTYPE - Spill Kits Station Type | Property | Biohazardous
RS | SPLKTSTN | Spill Kits Station | SPLKTSTN - Spill Kits Station | 10 | SPTNTYPE | Spill Kits Station Type | SPTNTYPE - Spill Kits Station Type | Property | Full Kit
RS | SPLKTSTN | Spill Kits Station | SPLKTSTN - Spill Kits Station | 10 | SPTNTYPE | Spill Kits Station Type | SPTNTYPE - Spill Kits Station Type | Property | Unknown
RS | SPRNKSYS | Sprinkler System | SPRNKSYS - Sprinkler System | 10 | SPYSTYPE | Sprinkler System Type | SPYSTYPE - Sprinkler System Type | Property | Deluge Sprinkler System
RS | SPRNKSYS | Sprinkler System | SPRNKSYS - Sprinkler System | 10 | SPYSTYPE | Sprinkler System Type | SPYSTYPE - Sprinkler System Type | Property | Double Preaction Sprinkler System
RS | SPRNKSYS | Sprinkler System | SPRNKSYS - Sprinkler System | 10 | SPYSTYPE | Sprinkler System Type | SPYSTYPE - Sprinkler System Type | Property | Dry Sprinkler Alarm Check Valve Assembly
RS | SPRNKSYS | Sprinkler System | SPRNKSYS - Sprinkler System | 10 | SPYSTYPE | Sprinkler System Type | SPYSTYPE - Sprinkler System Type | Property | Single Preaction Sprinkler System
RS | SPRNKSYS | Sprinkler System | SPRNKSYS - Sprinkler System | 10 | SPYSTYPE | Sprinkler System Type | SPYSTYPE - Sprinkler System Type | Property | Wet Sprinkler Alarm Check Valve Assembly
RS | SPRNKSYS | Sprinkler System | SPRNKSYS - Sprinkler System | 20 | AIRCOMP | Air Compressor? | AIRCOMP - Air Compressor? | Property | No
RS | SPRNKSYS | Sprinkler System | SPRNKSYS - Sprinkler System | 20 | AIRCOMP | Air Compressor? | AIRCOMP - Air Compressor? | Property | Yes
RS | SPRNKSYS | Sprinkler System | SPRNKSYS - Sprinkler System | 30 | INPVLV | Indicator Post Valve? | INPVLV - Indicator Post Valve? | Property | No
RS | SPRNKSYS | Sprinkler System | SPRNKSYS - Sprinkler System | 30 | INPVLV | Indicator Post Valve? | INPVLV - Indicator Post Valve? | Property | Yes
RS | SPRNKSYS | Sprinkler System | SPRNKSYS - Sprinkler System | 40 | SPRYSSH | Number of sprinkler heads (each) | SPRYSSH - Number of sprinkler heads (each) | None | Freeform Text
RS | SPSTRUCT | Superstructure | SPSTRUCT - Superstructure | 5 | TAG | Tag | TAG - Tag | None | Freeform Text
RS | SPSTRUCT | Superstructure | SPSTRUCT - Superstructure | 10 | SPCTMAT | Superstructure (SFG - Abo | SPCTMAT - Superstructure (SFG - Abo | Property | Cast-in-Place Reinforced Concrete
RS | SPSTRUCT | Superstructure | SPSTRUCT - Superstructure | 10 | SPCTMAT | Superstructure (SFG - Abo | SPCTMAT - Superstructure (SFG - Abo | Property | Concrete Block/Masonry Unit (CMU)
RS | SPSTRUCT | Superstructure | SPSTRUCT - Superstructure | 10 | SPCTMAT | Superstructure (SFG - Abo | SPCTMAT - Superstructure (SFG - Abo | Property | Masonry Brick
RS | SPSTRUCT | Superstructure | SPSTRUCT - Superstructure | 10 | SPCTMAT | Superstructure (SFG - Abo | SPCTMAT - Superstructure (SFG - Abo | Property | Not Visible
RS | SPSTRUCT | Superstructure | SPSTRUCT - Superstructure | 10 | SPCTMAT | Superstructure (SFG - Abo | SPCTMAT - Superstructure (SFG - Abo | Property | Precast Concrete
RS | SPSTRUCT | Superstructure | SPSTRUCT - Superstructure | 10 | SPCTMAT | Superstructure (SFG - Abo | SPCTMAT - Superstructure (SFG - Abo | Property | Rubble (Stone)
RS | SPSTRUCT | Superstructure | SPSTRUCT - Superstructure | 10 | SPCTMAT | Superstructure (SFG - Abo | SPCTMAT - Superstructure (SFG - Abo | Property | Steel
RS | SPSTRUCT | Superstructure | SPSTRUCT - Superstructure | 10 | SPCTMAT | Superstructure (SFG - Abo | SPCTMAT - Superstructure (SFG - Abo | Property | Timber
RS | STMDRTOR | Steam Deaerator | STMDRTOR - Steam Deaerator | 5 | TAG | Tag | TAG - Tag | None | Freeform Text
RS | STMDRTOR | Steam Deaerator | STMDRTOR - Steam Deaerator | 10 | STORMAT | Steam Deaerator Material | STORMAT - Steam Deaerator Material | Property | Brass
RS | STMDRTOR | Steam Deaerator | STMDRTOR - Steam Deaerator | 10 | STORMAT | Steam Deaerator Material | STORMAT - Steam Deaerator Material | Property | FRP
RS | STMDRTOR | Steam Deaerator | STMDRTOR - Steam Deaerator | 10 | STORMAT | Steam Deaerator Material | STORMAT - Steam Deaerator Material | Property | Steel
RS | STMFTANK | Steam Flash Tank | STMFTANK - Steam Flash Tank | 5 | TAG | Tag | TAG - Tag | None | Freeform Text
RS | STMFTANK | Steam Flash Tank | STMFTANK - Steam Flash Tank | 10 | STFTMAT | Steam Flash Tank Material | STFTMAT - Steam Flash Tank Material | Property | Brass
RS | STMFTANK | Steam Flash Tank | STMFTANK - Steam Flash Tank | 10 | STFTMAT | Steam Flash Tank Material | STFTMAT - Steam Flash Tank Material | Property | FRP
RS | STMFTANK | Steam Flash Tank | STMFTANK - Steam Flash Tank | 10 | STFTMAT | Steam Flash Tank Material | STFTMAT - Steam Flash Tank Material | Property | Steel
RS | STNDPSYS | Standpipe System | STNDPSYS - Standpipe System | 10 | STYSTYPE | Standpipe System Type | STYSTYPE - Standpipe System Type | Property | Dry Standpipe Alarm Check Valve Assembly
RS | STNDPSYS | Standpipe System | STNDPSYS - Standpipe System | 10 | STYSTYPE | Standpipe System Type | STYSTYPE - Standpipe System Type | Property | Wet Standpipe Alarm Check Valve Assembly
RS | STNDPSYS | Standpipe System | STNDPSYS - Standpipe System | 20 | AIRCOMP | Air Compressor? | AIRCOMP - Air Compressor? | Property | No
RS | STNDPSYS | Standpipe System | STNDPSYS - Standpipe System | 20 | AIRCOMP | Air Compressor? | AIRCOMP - Air Compressor? | Property | Yes
RS | STNDPSYS | Standpipe System | STNDPSYS - Standpipe System | 30 | INPVLV | Indicator Post Valve? | INPVLV - Indicator Post Valve? | Property | No
RS | STNDPSYS | Standpipe System | STNDPSYS - Standpipe System | 30 | INPVLV | Indicator Post Valve? | INPVLV - Indicator Post Valve? | Property | Yes
RS | STORTNK | Storage Tank | STORTNK - Storage Tank | 5 | TAG | Tag | TAG - Tag | None | Freeform Text
RS | STORTNK | Storage Tank | STORTNK - Storage Tank | 10 | STNKCONS | Storage Tank Construction | STNKCONS - Storage Tank Construction | Property | Double Wall
RS | STORTNK | Storage Tank | STORTNK - Storage Tank | 10 | STNKCONS | Storage Tank Construction | STNKCONS - Storage Tank Construction | Property | Single Wall
RS | STORTNK | Storage Tank | STORTNK - Storage Tank | 10 | STNKFLTY | Fluid Type | STNKFLTY - Fluid Type | Property | Chilled Water
RS | STORTNK | Storage Tank | STORTNK - Storage Tank | 10 | STNKFLTY | Fluid Type | STNKFLTY - Fluid Type | Property | Cleaning Fluids
RS | STORTNK | Storage Tank | STORTNK - Storage Tank | 10 | STNKFLTY | Fluid Type | STNKFLTY - Fluid Type | Property | DEF
RS | STORTNK | Storage Tank | STORTNK - Storage Tank | 10 | STNKFLTY | Fluid Type | STNKFLTY - Fluid Type | Property | Diesel
RS | STORTNK | Storage Tank | STORTNK - Storage Tank | 10 | STNKFLTY | Fluid Type | STNKFLTY - Fluid Type | Property | Glycol
RS | STORTNK | Storage Tank | STORTNK - Storage Tank | 10 | STNKFLTY | Fluid Type | STNKFLTY - Fluid Type | Property | Indoor
RS | STORTNK | Storage Tank | STORTNK - Storage Tank | 10 | STNKFLTY | Fluid Type | STNKFLTY - Fluid Type | Property | Non-Potable Water
RS | STORTNK | Storage Tank | STORTNK - Storage Tank | 10 | STNKFLTY | Fluid Type | STNKFLTY - Fluid Type | Property | Oil
RS | STORTNK | Storage Tank | STORTNK - Storage Tank | 10 | STNKFLTY | Fluid Type | STNKFLTY - Fluid Type | Property | Outdoor
RS | STORTNK | Storage Tank | STORTNK - Storage Tank | 10 | STNKFLTY | Fluid Type | STNKFLTY - Fluid Type | Property | Potable Water
RS | STORTNK | Storage Tank | STORTNK - Storage Tank | 10 | STNKFLTY | Fluid Type | STNKFLTY - Fluid Type | Property | Propane
RS | STORTNK | Storage Tank | STORTNK - Storage Tank | 10 | STNKFLTY | Fluid Type | STNKFLTY - Fluid Type | Property | Sewage
RS | STORTNK | Storage Tank | STORTNK - Storage Tank | 10 | STNKFLTY | Fluid Type | STNKFLTY - Fluid Type | Property | Train Anti-Freeze
RS | STORTNK | Storage Tank | STORTNK - Storage Tank | 10 | STNKFLTY | Fluid Type | STNKFLTY - Fluid Type | Property | Waste Oil
RS | STORTNK | Storage Tank | STORTNK - Storage Tank | 10 | STNKMAT | Storage Tank Material | STNKMAT - Storage Tank Material | Property | FRP
RS | STORTNK | Storage Tank | STORTNK - Storage Tank | 10 | STNKMAT | Storage Tank Material | STNKMAT - Storage Tank Material | Property | Plastic
RS | STORTNK | Storage Tank | STORTNK - Storage Tank | 10 | STNKMAT | Storage Tank Material | STNKMAT - Storage Tank Material | Property | Steel
RS | STORTNK | Storage Tank | STORTNK - Storage Tank | 10 | STNKTYPE | Storage Tank Type | STNKTYPE - Storage Tank Type | Property | AST
RS | STORTNK | Storage Tank | STORTNK - Storage Tank | 10 | STNKTYPE | Storage Tank Type | STNKTYPE - Storage Tank Type | Property | UST
RS | STORTNK | Storage Tank | STORTNK - Storage Tank | 50 | TSSANUM | TSSA Number | TSSANUM - TSSA Number | None | Freeform Text
RS | STORTNK | Storage Tank | STORTNK - Storage Tank | 60 | TANKVOL | Tank Volume | TANKVOL - Tank Volume | None | Freeform Text
RS | STORTNK | Storage Tank | STORTNK - Storage Tank | 70 | SECCONT | Secondary Containment? | SECCONT - Secondary Containment? | Property | No
RS | STORTNK | Storage Tank | STORTNK - Storage Tank | 70 | SECCONT | Secondary Containment? | SECCONT - Secondary Containment? | Property | Yes
RS | STORTNK | Storage Tank | STORTNK - Storage Tank | 80 | INDRINST | Indoor Installation? | INDRINST - Indoor Installation? | Property | No
RS | STORTNK | Storage Tank | STORTNK - Storage Tank | 80 | INDRINST | Indoor Installation? | INDRINST - Indoor Installation? | Property | Yes
RS | STRCEPTR | Stormceptor | STRCEPTR - Stormceptor |  |  |  | -
RS | STRMCS | Subsurface Stormwater Controls system (piping) | STRMCS - Subsurface Stormwater Controls system (piping) |  |  |  | -
RS | STRMDT | Stormwater detention tank | STRMDT - Stormwater detention tank | 10 | SEDMNTTH | Allowable Sediment Thickness (cm) | SEDMNTTH - Allowable Sediment Thickness (cm) | None | Freeform Text
RS | STRMDT | Stormwater detention tank | STRMDT - Stormwater detention tank | 20 | SEDMNTHT | Allowable Floating Hydrocarbon Thickness (cm) | SEDMNTHT - Allowable Floating Hydrocarbon Thickness (cm) | None | Freeform Text
RS | STRMDT | Stormwater detention tank | STRMDT - Stormwater detention tank | 30 | TSTRVOL | Total storage volume (L) | TSTRVOL - Total storage volume (L) | None | Freeform Text
RS | STRMDT | Stormwater detention tank | STRMDT - Stormwater detention tank | 40 | IOPIPE | Inlet and outlet pipe invert elevations differences | IOPIPE - Inlet and outlet pipe invert elevations differences | None | Freeform Text
RS | STRMDT | Stormwater detention tank | STRMDT - Stormwater detention tank | 50 | INLETDA | Inlet diameter (mm) | INLETDA - Inlet diameter (mm) | None | Freeform Text
RS | STRMDT | Stormwater detention tank | STRMDT - Stormwater detention tank | 60 | OUTLETD | Outlet diameter (mm) | OUTLETD - Outlet diameter (mm) | None | Freeform Text
RS | STRMDT | Stormwater detention tank | STRMDT - Stormwater detention tank | 70 | INSTTYPE | Installation Type | INSTTYPE - Installation Type | Property | Above
RS | STRMDT | Stormwater detention tank | STRMDT - Stormwater detention tank | 70 | INSTTYPE | Installation Type | INSTTYPE - Installation Type | Property | Below
RS | STRMFIST | Stormwater fuelling island spill tray | STRMFIST - Stormwater fuelling island spill tray | 10 | STLENGTH | Length | STLENGTH - Length | None | Freeform Text
RS | STRMFIST | Stormwater fuelling island spill tray | STRMFIST - Stormwater fuelling island spill tray | 20 | STWIDTH | Width | STWIDTH - Width | None | Freeform Text
RS | STRMFIST | Stormwater fuelling island spill tray | STRMFIST - Stormwater fuelling island spill tray | 30 | OUTLETD | Outlet diameter (mm) | OUTLETD - Outlet diameter (mm) | None | Freeform Text
RS | STRMFIST | Stormwater fuelling island spill tray | STRMFIST - Stormwater fuelling island spill tray | 40 | INSTTYPE | Installation Type | INSTTYPE - Installation Type | Property | Above
RS | STRMFIST | Stormwater fuelling island spill tray | STRMFIST - Stormwater fuelling island spill tray | 40 | INSTTYPE | Installation Type | INSTTYPE - Installation Type | Property | Below
RS | STRMOGS | Stormwater oil grit separator | STRMOGS - Stormwater oil grit separator | 10 | SEDMNTTH | Allowable Sediment Thickness (cm) | SEDMNTTH - Allowable Sediment Thickness (cm) | None | Freeform Text
RS | STRMOGS | Stormwater oil grit separator | STRMOGS - Stormwater oil grit separator | 20 | SEDMNTHT | Allowable Floating Hydrocarbon Thickness (cm) | SEDMNTHT - Allowable Floating Hydrocarbon Thickness (cm) | None | Freeform Text
RS | STRMOGS | Stormwater oil grit separator | STRMOGS - Stormwater oil grit separator | 30 | TSTRVOL | Total storage volume (L) | TSTRVOL - Total storage volume (L) | None | Freeform Text
RS | STRMOGS | Stormwater oil grit separator | STRMOGS - Stormwater oil grit separator | 40 | HCSCAPTY | Hydrocarbon storage capacity (L) | HCSCAPTY - Hydrocarbon storage capacity (L) | None | Freeform Text
RS | STRMOGS | Stormwater oil grit separator | STRMOGS - Stormwater oil grit separator | 50 | SEDCAPTY | Maximum sediment capacity (L) | SEDCAPTY - Maximum sediment capacity (L) | None | Freeform Text
RS | STRMOGS | Stormwater oil grit separator | STRMOGS - Stormwater oil grit separator | 60 | IOPIPE | Inlet and outlet pipe invert elevations differences | IOPIPE - Inlet and outlet pipe invert elevations differences | None | Freeform Text
RS | STRMOGS | Stormwater oil grit separator | STRMOGS - Stormwater oil grit separator | 70 | INLETDA | Inlet diameter (mm) | INLETDA - Inlet diameter (mm) | None | Freeform Text
RS | STRMOGS | Stormwater oil grit separator | STRMOGS - Stormwater oil grit separator | 80 | OUTLETD | Outlet diameter (mm) | OUTLETD - Outlet diameter (mm) | None | Freeform Text
RS | STRMOGS | Stormwater oil grit separator | STRMOGS - Stormwater oil grit separator | 90 | INSTTYPE | Installation Type | INSTTYPE - Installation Type | Property | Above
RS | STRMOGS | Stormwater oil grit separator | STRMOGS - Stormwater oil grit separator | 90 | INSTTYPE | Installation Type | INSTTYPE - Installation Type | Property | Below
RS | STRMOSV | Stormwater oil stop valve | STRMOSV - Stormwater oil stop valve | 10 | TSTRVOL | Total storage volume (L) | TSTRVOL - Total storage volume (L) | None | Freeform Text
RS | STRMOSV | Stormwater oil stop valve | STRMOSV - Stormwater oil stop valve | 20 | IOPIPE | Inlet and outlet pipe invert elevations differences | IOPIPE - Inlet and outlet pipe invert elevations differences | None | Freeform Text
RS | STRMOSV | Stormwater oil stop valve | STRMOSV - Stormwater oil stop valve | 30 | INLETDA | Inlet diameter (mm) | INLETDA - Inlet diameter (mm) | None | Freeform Text
RS | STRMOSV | Stormwater oil stop valve | STRMOSV - Stormwater oil stop valve | 40 | OUTLETD | Outlet diameter (mm) | OUTLETD - Outlet diameter (mm) | None | Freeform Text
RS | STRMOSV | Stormwater oil stop valve | STRMOSV - Stormwater oil stop valve | 50 | INSTTYPE | Installation Type | INSTTYPE - Installation Type | Property | Above
RS | STRMOSV | Stormwater oil stop valve | STRMOSV - Stormwater oil stop valve | 50 | INSTTYPE | Installation Type | INSTTYPE - Installation Type | Property | Below
RS | STRMOUTF | Stormwater outflow | STRMOUTF - Stormwater outflow | 10 | CONNTYPE | Connection type to municipality or region | CONNTYPE - Connection type to municipality or region | Property | Outflow to ditch
RS | STRMOUTF | Stormwater outflow | STRMOUTF - Stormwater outflow | 10 | CONNTYPE | Connection type to municipality or region | CONNTYPE - Connection type to municipality or region | Property | Pipe Connection
RS | STRMOUTF | Stormwater outflow | STRMOUTF - Stormwater outflow | 20 | OUTLETD | Outlet diameter (mm) | OUTLETD - Outlet diameter (mm) | None | Freeform Text
RS | STRMOUTF | Stormwater outflow | STRMOUTF - Stormwater outflow | 30 | INSTTYPE | Installation Type | INSTTYPE - Installation Type | Property | Above
RS | STRMOUTF | Stormwater outflow | STRMOUTF - Stormwater outflow | 30 | INSTTYPE | Installation Type | INSTTYPE - Installation Type | Property | Below
RS | STRMOWS | Stormwater oil water separator | STRMOWS - Stormwater oil water separator | 10 | SEDMNTTH | Allowable Sediment Thickness (cm) | SEDMNTTH - Allowable Sediment Thickness (cm) | None | Freeform Text
RS | STRMOWS | Stormwater oil water separator | STRMOWS - Stormwater oil water separator | 20 | SEDMNTHT | Allowable Floating Hydrocarbon Thickness (cm) | SEDMNTHT - Allowable Floating Hydrocarbon Thickness (cm) | None | Freeform Text
RS | STRMOWS | Stormwater oil water separator | STRMOWS - Stormwater oil water separator | 30 | IOPIPE | Inlet and outlet pipe invert elevations differences | IOPIPE - Inlet and outlet pipe invert elevations differences | None | Freeform Text
RS | STRMOWS | Stormwater oil water separator | STRMOWS - Stormwater oil water separator | 40 | INLETDA | Inlet diameter (mm) | INLETDA - Inlet diameter (mm) | None | Freeform Text
RS | STRMOWS | Stormwater oil water separator | STRMOWS - Stormwater oil water separator | 50 | OUTLETD | Outlet diameter (mm) | OUTLETD - Outlet diameter (mm) | None | Freeform Text
RS | STRMOWS | Stormwater oil water separator | STRMOWS - Stormwater oil water separator | 60 | INSTTYPE | Installation Type | INSTTYPE - Installation Type | Property | Above
RS | STRMOWS | Stormwater oil water separator | STRMOWS - Stormwater oil water separator | 60 | INSTTYPE | Installation Type | INSTTYPE - Installation Type | Property | Below
RS | STRMSV | Stormwater shutoff valve | STRMSV - Stormwater shutoff valve | 10 | TYPOPER | Type of operation | TYPOPER - Type of operation | Property | Manual
RS | STRMSV | Stormwater shutoff valve | STRMSV - Stormwater shutoff valve | 10 | TYPOPER | Type of operation | TYPOPER - Type of operation | Property | Mechanical
RS | STRMSV | Stormwater shutoff valve | STRMSV - Stormwater shutoff valve | 20 | IOPIPE | Inlet and outlet pipe invert elevations differences | IOPIPE - Inlet and outlet pipe invert elevations differences | None | Freeform Text
RS | STRMSV | Stormwater shutoff valve | STRMSV - Stormwater shutoff valve | 30 | INLETDA | Inlet diameter (mm) | INLETDA - Inlet diameter (mm) | None | Freeform Text
RS | STRMSV | Stormwater shutoff valve | STRMSV - Stormwater shutoff valve | 40 | OUTLETD | Outlet diameter (mm) | OUTLETD - Outlet diameter (mm) | None | Freeform Text
RS | STRMSV | Stormwater shutoff valve | STRMSV - Stormwater shutoff valve | 50 | INSTTYPE | Installation Type | INSTTYPE - Installation Type | Property | Above
RS | STRMSV | Stormwater shutoff valve | STRMSV - Stormwater shutoff valve | 50 | INSTTYPE | Installation Type | INSTTYPE - Installation Type | Property | Below
RS | STRN | Strainer | STRN - Strainer | 5 | TAG | Tag | TAG - Tag | None | Freeform Text
RS | STRN | Strainer | STRN - Strainer | 10 | STRNTYPE | Strainer (>75mm) Type | STRNTYPE - Strainer (>75mm) Type | Property | Basket
RS | STRN | Strainer | STRN - Strainer | 10 | STRNTYPE | Strainer (>75mm) Type | STRNTYPE - Strainer (>75mm) Type | Property | Cartridge
RS | STRN | Strainer | STRN - Strainer | 10 | STRNTYPE | Strainer (>75mm) Type | STRNTYPE - Strainer (>75mm) Type | Property | Inline
RS | STRN | Strainer | STRN - Strainer | 20 | GSDSTMV | Line Size (Inch) | GSDSTMV - Line Size (Inch) | None | Freeform Text
RS | STRN | Strainer | STRN - Strainer | 30 | STRNFS | Frame Size (mm) | STRNFS - Frame Size (mm) | None | Freeform Text
RS | STRWY | Stairway | STRWY - Stairway | 5 | TAG | Tag | TAG - Tag | None | Freeform Text
RS | STRWY | Stairway | STRWY - Stairway | 10 | STWYMAT | Stairway Material | STWYMAT - Stairway Material | Property | Concrete
RS | STRWY | Stairway | STRWY - Stairway | 10 | STWYMAT | Stairway Material | STWYMAT - Stairway Material | Property | Concrete with Nosing Tile
RS | STRWY | Stairway | STRWY - Stairway | 10 | STWYMAT | Stairway Material | STWYMAT - Stairway Material | Property | Concrete with Tread & Riser Tile
RS | STRWY | Stairway | STRWY - Stairway | 10 | STWYMAT | Stairway Material | STWYMAT - Stairway Material | Property | Concrete with Tread Tile
RS | STRWY | Stairway | STRWY - Stairway | 10 | STWYMAT | Stairway Material | STWYMAT - Stairway Material | Property | Fibreglass Reinforced Plastic
RS | STRWY | Stairway | STRWY - Stairway | 10 | STWYMAT | Stairway Material | STWYMAT - Stairway Material | Property | Metal Stair with Concrete Filled Treads
RS | STRWY | Stairway | STRWY - Stairway | 10 | STWYMAT | Stairway Material | STWYMAT - Stairway Material | Property | Metal Stair with Grating Treads
RS | STRWY | Stairway | STRWY - Stairway | 10 | STWYMAT | Stairway Material | STWYMAT - Stairway Material | Property | Wood
RS | STRWY | Stairway | STRWY - Stairway | 20 | STRWNS | Number of steps (each) | STRWNS - Number of steps (each) | None | Freeform Text
RS | STRWY | Stairway | STRWY - Stairway | 30 | ACCSZW | Size Width (feet) | ACCSZW - Size Width (feet) | None | Freeform Text
RS | STRWY | Stairway | STRWY - Stairway | 40 | QTY | Quantity | QTY - Quantity | None | Freeform Text
RS | SUBSRFCS | Subsurface Stormwater Control System | SUBSRFCS - Subsurface Stormwater Control System |  |  |  | -
RS | SURFSCS | Surface Stormwater Control | SURFSCS - Surface Stormwater Control | 5 | TAG | Tag | TAG - Tag | None | Freeform Text
RS | SURFSCS | Surface Stormwater Control | SURFSCS - Surface Stormwater Control | 10 | SUCSTYPE | Surface Stormwater Contro | SUCSTYPE - Surface Stormwater Contro | None | Freeform Text
RS | SURFSCS | Surface Stormwater Control | SURFSCS - Surface Stormwater Control | 20 | VEGETATN | Vegetation? | VEGETATN - Vegetation? | Property | No
RS | SURFSCS | Surface Stormwater Control | SURFSCS - Surface Stormwater Control | 20 | VEGETATN | Vegetation? | VEGETATN - Vegetation? | Property | Yes
RS | SURFSCS | Surface Stormwater Control | SURFSCS - Surface Stormwater Control | 30 | LINER | Liner? | LINER - Liner? | Property | No
RS | SURFSCS | Surface Stormwater Control | SURFSCS - Surface Stormwater Control | 30 | LINER | Liner? | LINER - Liner? | Property | Yes
RS | SUSPUTIL | Suspended Utilities | SUSPUTIL - Suspended Utilities | 10 | SUILTYPE | Suspended Utilities Type | SUILTYPE - Suspended Utilities Type | Property | Electrical Power
RS | SUSPUTIL | Suspended Utilities | SUSPUTIL - Suspended Utilities | 10 | SUILTYPE | Suspended Utilities Type | SUILTYPE - Suspended Utilities Type | Property | Natural Gas
RS | SUSPUTIL | Suspended Utilities | SUSPUTIL - Suspended Utilities | 10 | SUILTYPE | Suspended Utilities Type | SUILTYPE - Suspended Utilities Type | Property | Signals
RS | SUSPUTIL | Suspended Utilities | SUSPUTIL - Suspended Utilities | 10 | SUILTYPE | Suspended Utilities Type | SUILTYPE - Suspended Utilities Type | Property | Signals
RS | SWTBRD | Switchboard | SWTBRD - Switchboard | 5 | TAG | Tag | TAG - Tag | None | Freeform Text
RS | SWTBRD | Switchboard | SWTBRD - Switchboard | 10 | SWRDNITB | Switchboard Number of Inc | SWRDNITB - Switchboard Number of Inc | Property | 1
RS | SWTBRD | Switchboard | SWTBRD - Switchboard | 10 | SWRDNITB | Switchboard Number of Inc | SWRDNITB - Switchboard Number of Inc | Property | 16
RS | SWTBRD | Switchboard | SWTBRD - Switchboard | 10 | SWRDNITB | Switchboard Number of Inc | SWRDNITB - Switchboard Number of Inc | Property | 2
RS | SWTBRD | Switchboard | SWTBRD - Switchboard | 10 | SWRDNITB | Switchboard Number of Inc | SWRDNITB - Switchboard Number of Inc | Property | 3
RS | SWTBRD | Switchboard | SWTBRD - Switchboard | 10 | SWRDTBRK | Switchboard Tie Breaker | SWRDTBRK - Switchboard Tie Breaker | Property | Automatic
RS | SWTBRD | Switchboard | SWTBRD - Switchboard | 10 | SWRDTBRK | Switchboard Tie Breaker | SWRDTBRK - Switchboard Tie Breaker | Property | Manual
RS | SWTBRD | Switchboard | SWTBRD - Switchboard | 10 | SWRDTBRK | Switchboard Tie Breaker | SWRDTBRK - Switchboard Tie Breaker | Property | None
RS | SWTBRD | Switchboard | SWTBRD - Switchboard | 30 | VOLT | Volt. | VOLT - Volt. | None | Freeform Text
RS | SWTGR | Switchgear | SWTGR - Switchgear | 5 | TAG | Tag | TAG - Tag | None | Freeform Text
RS | SWTGR | Switchgear | SWTGR - Switchgear | 10 | SWGRNITB | Switchgear Number of Inco | SWGRNITB - Switchgear Number of Inco | Property | 1
RS | SWTGR | Switchgear | SWTGR - Switchgear | 10 | SWGRNITB | Switchgear Number of Inco | SWGRNITB - Switchgear Number of Inco | Property | 2
RS | SWTGR | Switchgear | SWTGR - Switchgear | 10 | SWGRNITB | Switchgear Number of Inco | SWGRNITB - Switchgear Number of Inco | Property | 3
RS | SWTGR | Switchgear | SWTGR - Switchgear | 20 | SWGRTBRK | Switchgear Tie Breaker | SWGRTBRK - Switchgear Tie Breaker | Property | Automatic
RS | SWTGR | Switchgear | SWTGR - Switchgear | 20 | SWGRTBRK | Switchgear Tie Breaker | SWGRTBRK - Switchgear Tie Breaker | Property | Manual
RS | SWTGR | Switchgear | SWTGR - Switchgear | 20 | SWGRTBRK | Switchgear Tie Breaker | SWGRTBRK - Switchgear Tie Breaker | Property | None
RS | SWTGR | Switchgear | SWTGR - Switchgear | 30 | VOLT | Volt. | VOLT - Volt. | None | Freeform Text
RS | SWTYDSE | Switchyard Service Entrance | SWTYDSE - Switchyard Service Entrance | 10 | SWSEITYP | SWTYD Serv. Entra. Instal | SWSEITYP - SWTYD Serv. Entra. Instal | Property | Bus Duct
RS | SWTYDSE | Switchyard Service Entrance | SWTYDSE - Switchyard Service Entrance | 10 | SWSEITYP | SWTYD Serv. Entra. Instal | SWSEITYP - SWTYD Serv. Entra. Instal | Property | Overhead (Pole Mounted)
RS | SWTYDSE | Switchyard Service Entrance | SWTYDSE - Switchyard Service Entrance | 10 | SWSEITYP | SWTYD Serv. Entra. Instal | SWSEITYP - SWTYD Serv. Entra. Instal | Property | Underground (Ductbank)
RS | SWTYDSE | Switchyard Service Entrance | SWTYDSE - Switchyard Service Entrance | 20 | VOLT | Volt. | VOLT - Volt. | None | Freeform Text
RS | SWTYDSE | Switchyard Service Entrance | SWTYDSE - Switchyard Service Entrance | 30 | AMPERAGE | Amperage | AMPERAGE - Amperage | None | Freeform Text
RS | SWTYDTRS | Switchyard Transformation | SWTYDTRS - Switchyard Transformation | 5 | TAG | Tag | TAG - Tag | None | Freeform Text
RS | SWTYDTRS | Switchyard Transformation | SWTYDTRS - Switchyard Transformation | 10 | SWRSTYPE | Switchyard Transformation | SWRSTYPE - Switchyard Transformation | Property | Delta-Delta
RS | SWTYDTRS | Switchyard Transformation | SWTYDTRS - Switchyard Transformation | 10 | SWRSTYPE | Switchyard Transformation | SWRSTYPE - Switchyard Transformation | Property | Delta-Wye
RS | SWTYDTRS | Switchyard Transformation | SWTYDTRS - Switchyard Transformation | 10 | SWRSTYPE | Switchyard Transformation | SWRSTYPE - Switchyard Transformation | Property | Oil Filled
RS | SWTYDTRS | Switchyard Transformation | SWTYDTRS - Switchyard Transformation | 10 | SWRSTYPE | Switchyard Transformation | SWRSTYPE - Switchyard Transformation | Property | Wye-Delta
RS | SWTYDTRS | Switchyard Transformation | SWTYDTRS - Switchyard Transformation | 10 | SWRSTYPE | Switchyard Transformation | SWRSTYPE - Switchyard Transformation | Property | Wye-Wye
RS | SWTYDTRS | Switchyard Transformation | SWTYDTRS - Switchyard Transformation | 20 | INCMVOLT | Incoming Voltage | INCMVOLT - Incoming Voltage | None | Freeform Text
RS | SWTYDTRS | Switchyard Transformation | SWTYDTRS - Switchyard Transformation | 30 | KVARAT | KVA Rating | KVARAT - KVA Rating | None | Freeform Text
RS | SWTYDTRS | Switchyard Transformation | SWTYDTRS - Switchyard Transformation | 40 | OUTVOLT | Outgoing Voltage | OUTVOLT - Outgoing Voltage | None | Freeform Text
RS | TANKHTR | Tank Heater | TANKHTR - Tank Heater | 10 | TATRESRC | Tank Heater Energy Source | TATRESRC - Tank Heater Energy Source | Property | Electric
RS | TANKHTR | Tank Heater | TANKHTR - Tank Heater | 10 | TATRESRC | Tank Heater Energy Source | TATRESRC - Tank Heater Energy Source | Property | Hotwater
RS | TANKHTR | Tank Heater | TANKHTR - Tank Heater | 10 | TATRESRC | Tank Heater Energy Source | TATRESRC - Tank Heater Energy Source | Property | Natural Gas
RS | TANKHTR | Tank Heater | TANKHTR - Tank Heater | 10 | TATRESRC | Tank Heater Energy Source | TATRESRC - Tank Heater Energy Source | Property | Oil
RS | TANKHTR | Tank Heater | TANKHTR - Tank Heater | 10 | TATRESRC | Tank Heater Energy Source | TATRESRC - Tank Heater Energy Source | Property | Propane Gas
RS | TANKHTR | Tank Heater | TANKHTR - Tank Heater | 10 | TATRESRC | Tank Heater Energy Source | TATRESRC - Tank Heater Energy Source | Property | Steam
RS | TANKHTR | Tank Heater | TANKHTR - Tank Heater | 10 | TATRTYPE | Tank Heater Type | TATRTYPE - Tank Heater Type | Property | External Heat Exchanger
RS | TANKHTR | Tank Heater | TANKHTR - Tank Heater | 10 | TATRTYPE | Tank Heater Type | TATRTYPE - Tank Heater Type | Property | In Tank
RS | TANKHTR | Tank Heater | TANKHTR - Tank Heater | 30 | PWRSV | Power Supply Voltage | PWRSV - Power Supply Voltage | None | Freeform Text
RS | TANKHTR | Tank Heater | TANKHTR - Tank Heater | 40 | HEATCAPK | Heating Capacity (kW) | HEATCAPK - Heating Capacity (kW) | None | Freeform Text
RS | TRFCBARR | Traffic Barrier | TRFCBARR - Traffic Barrier | 5 | TAG | Tag | TAG - Tag | None | Freeform Text
RS | TRFCBARR | Traffic Barrier | TRFCBARR - Traffic Barrier | 10 | TRRRMAT | Traffic Barrier Material | TRRRMAT - Traffic Barrier Material | Property | Cast-In-Place Concrete
RS | TRFCBARR | Traffic Barrier | TRFCBARR - Traffic Barrier | 10 | TRRRMAT | Traffic Barrier Material | TRRRMAT - Traffic Barrier Material | Property | Galvanized steel guide rail with rubber bumper
RS | TRFCBARR | Traffic Barrier | TRFCBARR - Traffic Barrier | 10 | TRRRMAT | Traffic Barrier Material | TRRRMAT - Traffic Barrier Material | Property | Galvanized steel guide rail with steel post
RS | TRFCBARR | Traffic Barrier | TRFCBARR - Traffic Barrier | 10 | TRRRMAT | Traffic Barrier Material | TRRRMAT - Traffic Barrier Material | Property | Galvanized steel guide rail with wood post
RS | TRFCBARR | Traffic Barrier | TRFCBARR - Traffic Barrier | 10 | TRRRMAT | Traffic Barrier Material | TRRRMAT - Traffic Barrier Material | Property | Precast concrete
RS | TRFCBARR | Traffic Barrier | TRFCBARR - Traffic Barrier | 10 | TRRRMAT | Traffic Barrier Material | TRRRMAT - Traffic Barrier Material | Property | Precast concrete with chain link fence
RS | TRFCBARR | Traffic Barrier | TRFCBARR - Traffic Barrier | 10 | TRRRMAT | Traffic Barrier Material | TRRRMAT - Traffic Barrier Material | Property | Water filled barrier
RS | TRFCBARR | Traffic Barrier | TRFCBARR - Traffic Barrier | 10 | TRRRTYPE | Traffic Barrier Type | TRRRTYPE - Traffic Barrier Type | Property | Guide Rail System
RS | TRFCBARR | Traffic Barrier | TRFCBARR - Traffic Barrier | 10 | TRRRTYPE | Traffic Barrier Type | TRRRTYPE - Traffic Barrier Type | Property | Jersey barrier
RS | TRFCBARR | Traffic Barrier | TRFCBARR - Traffic Barrier | 10 | TRRRTYPE | Traffic Barrier Type | TRRRTYPE - Traffic Barrier Type | Property | Parapet Wall
RS | TRMHTR | Terminal Heater | TRMHTR - Terminal Heater | 5 | TAG | Tag | TAG - Tag | None | Freeform Text
RS | TRMHTR | Terminal Heater | TRMHTR - Terminal Heater | 10 | TRTRESRC | Terminal Heater Energy So | TRTRESRC - Terminal Heater Energy So | Property | Electric Heated
RS | TRMHTR | Terminal Heater | TRMHTR - Terminal Heater | 10 | TRTRESRC | Terminal Heater Energy So | TRTRESRC - Terminal Heater Energy So | Property | Fuel Oil Heated
RS | TRMHTR | Terminal Heater | TRMHTR - Terminal Heater | 10 | TRTRESRC | Terminal Heater Energy So | TRTRESRC - Terminal Heater Energy So | Property | Gas (Unknown Type)
RS | TRMHTR | Terminal Heater | TRMHTR - Terminal Heater | 10 | TRTRESRC | Terminal Heater Energy So | TRTRESRC - Terminal Heater Energy So | Property | Geothermal Heated
RS | TRMHTR | Terminal Heater | TRMHTR - Terminal Heater | 10 | TRTRESRC | Terminal Heater Energy So | TRTRESRC - Terminal Heater Energy So | Property | Hot Water/Glycol Heated
RS | TRMHTR | Terminal Heater | TRMHTR - Terminal Heater | 10 | TRTRESRC | Terminal Heater Energy So | TRTRESRC - Terminal Heater Energy So | Property | Natural Gas (NG) Heated
RS | TRMHTR | Terminal Heater | TRMHTR - Terminal Heater | 10 | TRTRESRC | Terminal Heater Energy So | TRTRESRC - Terminal Heater Energy So | Property | Propane Gas (LPG) Heated
RS | TRMHTR | Terminal Heater | TRMHTR - Terminal Heater | 10 | TRTRESRC | Terminal Heater Energy So | TRTRESRC - Terminal Heater Energy So | Property | Steam Heated
RS | TRMHTR | Terminal Heater | TRMHTR - Terminal Heater | 10 | TRTRTYPE | Terminal Heater Type | TRTRTYPE - Terminal Heater Type | Property | Baseboard
RS | TRMHTR | Terminal Heater | TRMHTR - Terminal Heater | 10 | TRTRTYPE | Terminal Heater Type | TRTRTYPE - Terminal Heater Type | Property | Cabinet Forced Flow Heater
RS | TRMHTR | Terminal Heater | TRMHTR - Terminal Heater | 10 | TRTRTYPE | Terminal Heater Type | TRTRTYPE - Terminal Heater Type | Property | Convector
RS | TRMHTR | Terminal Heater | TRMHTR - Terminal Heater | 10 | TRTRTYPE | Terminal Heater Type | TRTRTYPE - Terminal Heater Type | Property | Infrared
RS | TRMHTR | Terminal Heater | TRMHTR - Terminal Heater | 10 | TRTRTYPE | Terminal Heater Type | TRTRTYPE - Terminal Heater Type | Property | Radiant Panel
RS | TRMHTR | Terminal Heater | TRMHTR - Terminal Heater | 10 | TRTRTYPE | Terminal Heater Type | TRTRTYPE - Terminal Heater Type | Property | Radiator
RS | TRMHTR | Terminal Heater | TRMHTR - Terminal Heater | 10 | TRTRTYPE | Terminal Heater Type | TRTRTYPE - Terminal Heater Type | Property | Unit Heater - Horizontal
RS | TRMHTR | Terminal Heater | TRMHTR - Terminal Heater | 10 | TRTRTYPE | Terminal Heater Type | TRTRTYPE - Terminal Heater Type | Property | Unit Heater - Vertical
RS | TRMHTR | Terminal Heater | TRMHTR - Terminal Heater | 10 | TRTRTYPE | Terminal Heater Type | TRTRTYPE - Terminal Heater Type | Property | Wall Fin
RS | TRMHTR | Terminal Heater | TRMHTR - Terminal Heater | 30 | PWRSV | Power Supply Voltage | PWRSV - Power Supply Voltage | None | Freeform Text
RS | TRMHTR | Terminal Heater | TRMHTR - Terminal Heater | 40 | HEATCAPK | Heating Capacity (kW) | HEATCAPK - Heating Capacity (kW) | None | Freeform Text
RS | TRMHTR | Terminal Heater | TRMHTR - Terminal Heater | 50 | QTY | Quantity | QTY - Quantity | None | Freeform Text
RS | TRNFLDNS | Train Fluids Dispensing Station | TRNFLDNS - Train Fluids Dispensing Station | 5 | TAG | Tag | TAG - Tag | None | Freeform Text
RS | TRNFLDNS | Train Fluids Dispensing Station | TRNFLDNS - Train Fluids Dispensing Station | 10 | PWRSV | Power Supply Voltage | PWRSV - Power Supply Voltage | None | Freeform Text
RS | TRNFLDS | Train Fluids Distribution System | TRNFLDS - Train Fluids Distribution System | 5 | TAG | Tag | TAG - Tag | None | Freeform Text
RS | TRNFLDS | Train Fluids Distribution System | TRNFLDS - Train Fluids Distribution System | 10 | MTRDRVN | Motor Driven? | MTRDRVN - Motor Driven? | Property | No
RS | TRNFLDS | Train Fluids Distribution System | TRNFLDS - Train Fluids Distribution System | 10 | MTRDRVN | Motor Driven? | MTRDRVN - Motor Driven? | Property | Yes
RS | TRNSFRSW | Transfer Switch | TRNSFRSW - Transfer Switch | 5 | TAG | Tag | TAG - Tag | None | Freeform Text
RS | TRNSFRSW | Transfer Switch | TRNSFRSW - Transfer Switch | 10 | TRSWTYPE | Transfer Switch Type | TRSWTYPE - Transfer Switch Type | Property | Auto
RS | TRNSFRSW | Transfer Switch | TRNSFRSW - Transfer Switch | 10 | TRSWTYPE | Transfer Switch Type | TRSWTYPE - Transfer Switch Type | Property | Manual
RS | TRNSFRSW | Transfer Switch | TRNSFRSW - Transfer Switch | 20 | TRSWTTYP | Transition Type | TRSWTTYP - Transition Type | Property | Closed
RS | TRNSFRSW | Transfer Switch | TRNSFRSW - Transfer Switch | 20 | TRSWTTYP | Transition Type | TRSWTTYP - Transition Type | Property | Open
RS | TRNSFRSW | Transfer Switch | TRNSFRSW - Transfer Switch | 30 | SERVBYPS | Service Bypass? | SERVBYPS - Service Bypass? | Property | No
RS | TRNSFRSW | Transfer Switch | TRNSFRSW - Transfer Switch | 30 | SERVBYPS | Service Bypass? | SERVBYPS - Service Bypass? | Property | Yes
RS | TRNSLVL | Transmitter - Level | TRNSLVL - Transmitter - Level |  |  |  | -
RS | TRNSPR | Transmitter - Pressure | TRNSPR - Transmitter - Pressure |  |  |  | -
RS | TRNSTEMP | Transmitter - Temperature | TRNSTEMP - Transmitter - Temperature |  |  |  | -
RS | TRNWHTS | Train Wheel Truing System | TRNWHTS - Train Wheel Truing System | 5 | TAG | Tag | TAG - Tag | None | Freeform Text
RS | TRNWORS | Train Waste Oil Recovery System | TRNWORS - Train Waste Oil Recovery System | 5 | TAG | Tag | TAG - Tag | None | Freeform Text
RS | TUNSTRUC | Tunnel Structure | TUNSTRUC - Tunnel Structure | 10 | TUUCMAT | Tunnel Structure Material | TUUCMAT - Tunnel Structure Material | Property | Precast Concrete
RS | TUNSTRUC | Tunnel Structure | TUNSTRUC - Tunnel Structure | 10 | TUUCMAT | Tunnel Structure Material | TUUCMAT - Tunnel Structure Material | Property | Reinforced Concrete
RS | TUNSTRUC | Tunnel Structure | TUNSTRUC - Tunnel Structure | 10 | TUUCMAT | Tunnel Structure Material | TUUCMAT - Tunnel Structure Material | Property | Steel
RS | TUNSTRUC | Tunnel Structure | TUNSTRUC - Tunnel Structure | 10 | TUUCMAT | Tunnel Structure Material | TUUCMAT - Tunnel Structure Material | Property | Wood
RS | TUNSTRUC | Tunnel Structure | TUNSTRUC - Tunnel Structure | 20 | ACCSZH | Size Height (feet) | ACCSZH - Size Height (feet) | None | Freeform Text
RS | TUNSTRUC | Tunnel Structure | TUNSTRUC - Tunnel Structure | 30 | ACCSZL | Size Length (feet) | ACCSZL - Size Length (feet) | None | Freeform Text
RS | TUNSTRUC | Tunnel Structure | TUNSTRUC - Tunnel Structure | 40 | ACCSZW | Size Width (feet) | ACCSZW - Size Width (feet) | None | Freeform Text
RS | UTLMTR | Utility Meters | UTLMTR - Utility Meters | 5 | TAG | Tag | TAG - Tag | None | Freeform Text
RS | UTLMTR | Utility Meters | UTLMTR - Utility Meters | 10 | UTTRTYPE | Utility Meters Type | UTTRTYPE - Utility Meters Type | Property | Gas
RS | UTLMTR | Utility Meters | UTLMTR - Utility Meters | 10 | UTTRTYPE | Utility Meters Type | UTTRTYPE - Utility Meters Type | Property | Hydro One Sealed Unit
RS | UTLMTR | Utility Meters | UTLMTR - Utility Meters | 10 | UTTRTYPE | Utility Meters Type | UTTRTYPE - Utility Meters Type | Property | Power
RS | UTLMTR | Utility Meters | UTLMTR - Utility Meters | 10 | UTTRTYPE | Utility Meters Type | UTTRTYPE - Utility Meters Type | Property | Water
RS | UTLPOLE | Utility Pole | UTLPOLE - Utility Pole | 5 | TAG | Tag | TAG - Tag | None | Freeform Text
RS | UTLPOLE | Utility Pole | UTLPOLE - Utility Pole | 10 | UTLEBMAT | Utility Pole Base (Found. | UTLEBMAT - Utility Pole Base (Found. | Property | Bare
RS | UTLPOLE | Utility Pole | UTLPOLE - Utility Pole | 10 | UTLEBMAT | Utility Pole Base (Found. | UTLEBMAT - Utility Pole Base (Found. | Property | Concrete
RS | UTLPOLE | Utility Pole | UTLPOLE - Utility Pole | 10 | UTLEBMAT | Utility Pole Base (Found. | UTLEBMAT - Utility Pole Base (Found. | Property | Sleeve Concrete
RS | UTLPOLE | Utility Pole | UTLPOLE - Utility Pole | 10 | UTLEPMAT | Utility Pole Pole Shaft M | UTLEPMAT - Utility Pole Pole Shaft M | Property | Aluminum
RS | UTLPOLE | Utility Pole | UTLPOLE - Utility Pole | 10 | UTLEPMAT | Utility Pole Pole Shaft M | UTLEPMAT - Utility Pole Pole Shaft M | Property | Concrete
RS | UTLPOLE | Utility Pole | UTLPOLE - Utility Pole | 10 | UTLEPMAT | Utility Pole Pole Shaft M | UTLEPMAT - Utility Pole Pole Shaft M | Property | Steel
RS | UTLPOLE | Utility Pole | UTLPOLE - Utility Pole | 10 | UTLEPMAT | Utility Pole Pole Shaft M | UTLEPMAT - Utility Pole Pole Shaft M | Property | Wood
RS | UTLPOLE | Utility Pole | UTLPOLE - Utility Pole | 20 | UTLP | Height (meter) | UTLP - Height (meter) | None | Freeform Text
RS | UTPWRSUP | Uninterruptable Power Supply | UTPWRSUP - Uninterruptable Power Supply | 5 | TAG | Tag | TAG - Tag | None | Freeform Text
RS | UTPWRSUP | Uninterruptable Power Supply | UTPWRSUP - Uninterruptable Power Supply | 10 | UTUPTYPE | Uninterruptable Power Sup | UTUPTYPE - Uninterruptable Power Sup | Property | 1 Phase
RS | UTPWRSUP | Uninterruptable Power Supply | UTPWRSUP - Uninterruptable Power Supply | 10 | UTUPTYPE | Uninterruptable Power Sup | UTUPTYPE - Uninterruptable Power Sup | Property | 3 Phase
RS | UTPWRSUP | Uninterruptable Power Supply | UTPWRSUP - Uninterruptable Power Supply | 20 | KVARAT | KVA Rating | KVARAT - KVA Rating | None | Freeform Text
RS | UVWTRSTR | UV Water Sterilization | UVWTRSTR - UV Water Sterilization |  |  |  | -
RS | VARARVU | Variable Air Volume Unit | VARARVU - Variable Air Volume Unit | 5 | TAG | Tag | TAG - Tag | None | Freeform Text
RS | VARARVU | Variable Air Volume Unit | VARARVU - Variable Air Volume Unit | 10 | VAVUTYPE | Variable Air Volume Unit | VAVUTYPE - Variable Air Volume Unit | Property | Dual Duct
RS | VARARVU | Variable Air Volume Unit | VARARVU - Variable Air Volume Unit | 10 | VAVUTYPE | Variable Air Volume Unit | VAVUTYPE - Variable Air Volume Unit | Property | Single Duct
RS | VARARVU | Variable Air Volume Unit | VARARVU - Variable Air Volume Unit | 20 | VAVURCTY | Reheat Coil Type | VAVURCTY - Reheat Coil Type | Property | Electric Heating
RS | VARARVU | Variable Air Volume Unit | VARARVU - Variable Air Volume Unit | 20 | VAVURCTY | Reheat Coil Type | VAVURCTY - Reheat Coil Type | Property | Hot Water/Glycol Heating
RS | VARARVU | Variable Air Volume Unit | VARARVU - Variable Air Volume Unit | 20 | VAVURCTY | Reheat Coil Type | VAVURCTY - Reheat Coil Type | Property | None
RS | VARARVU | Variable Air Volume Unit | VARARVU - Variable Air Volume Unit | 20 | VAVURCTY | Reheat Coil Type | VAVURCTY - Reheat Coil Type | Property | Steam Heating
RS | VARARVU | Variable Air Volume Unit | VARARVU - Variable Air Volume Unit | 30 | VAVUCNTY | Control Type | VAVUCNTY - Control Type | Property | Electric
RS | VARARVU | Variable Air Volume Unit | VARARVU - Variable Air Volume Unit | 30 | VAVUCNTY | Control Type | VAVUCNTY - Control Type | Property | Electronic
RS | VARARVU | Variable Air Volume Unit | VARARVU - Variable Air Volume Unit | 30 | VAVUCNTY | Control Type | VAVUCNTY - Control Type | Property | Pneumatic
RS | VARARVU | Variable Air Volume Unit | VARARVU - Variable Air Volume Unit | 40 | SILINCER | Siliencer? | SILINCER - Siliencer? | Property | No
RS | VARARVU | Variable Air Volume Unit | VARARVU - Variable Air Volume Unit | 40 | SILINCER | Siliencer? | SILINCER - Siliencer? | Property | Yes
RS | VARARVU | Variable Air Volume Unit | VARARVU - Variable Air Volume Unit | 50 | FANASS | Fan Assist? | FANASS - Fan Assist? | Property | No
RS | VARARVU | Variable Air Volume Unit | VARARVU - Variable Air Volume Unit | 50 | FANASS | Fan Assist? | FANASS - Fan Assist? | Property | Yes
RS | VHCLECU | Vehicle Charging Unit | VHCLECU - Vehicle Charging Unit | 5 | TAG | Tag | TAG - Tag | None | Freeform Text
RS | VHCLECU | Vehicle Charging Unit | VHCLECU - Vehicle Charging Unit | 10 | VHCLVCU | Vehicle Charging Type | VHCLVCU - Vehicle Charging Type | Property | Level 2
RS | VHCLECU | Vehicle Charging Unit | VHCLECU - Vehicle Charging Unit | 10 | VHCLVCU | Vehicle Charging Type | VHCLVCU - Vehicle Charging Type | Property | Level 3
RS | VHCLECU | Vehicle Charging Unit | VHCLECU - Vehicle Charging Unit | 60 | OUTRATEV | Output Rate (VA/hr) | OUTRATEV - Output Rate (VA/hr) | None | Freeform Text
RS | WHLLATH | Wheel Lathe | WHLLATH - Wheel Lathe | 5 | TAG | Tag | TAG - Tag | None | Freeform Text
RS | WINDSYS | Window System | WINDSYS - Window System | 5 | TAG | Tag | TAG - Tag | None | Freeform Text
RS | WINDSYS | Window System | WINDSYS - Window System | 10 | WINDNOW | Number of Windows | WINDNOW - Number of Windows | None | Freeform Text
RS | WSTARPMP | Waste Antifreeze Recovery Pump Station | WSTARPMP - Waste Antifreeze Recovery Pump Station | 5 | TAG | Tag | TAG - Tag | None | Freeform Text
RS | WSTARSYS | Waste Antifreeze Recovery System | WSTARSYS - Waste Antifreeze Recovery System | 5 | TAG | Tag | TAG - Tag | None | Freeform Text
RS | WSTWCOLS | Waste Water Collection System | WSTWCOLS - Waste Water Collection System | 5 | TAG | Tag | TAG - Tag | None | Freeform Text
RS | WSTWCOLS | Waste Water Collection System | WSTWCOLS - Waste Water Collection System | 10 | WSCSTYPE | Waste Water Collection Sy | WSCSTYPE - Waste Water Collection Sy | Property | Effluent
RS | WSTWCOLS | Waste Water Collection System | WSTWCOLS - Waste Water Collection System | 10 | WSCSTYPE | Waste Water Collection Sy | WSCSTYPE - Waste Water Collection Sy | Property | Force Main
RS | WSTWCOLS | Waste Water Collection System | WSTWCOLS - Waste Water Collection System | 10 | WSCSTYPE | Waste Water Collection Sy | WSCSTYPE - Waste Water Collection Sy | Property | Gravity Sewer
RS | WSTWCOLS | Waste Water Collection System | WSTWCOLS - Waste Water Collection System | 10 | WSCSTYPE | Waste Water Collection Sy | WSCSTYPE - Waste Water Collection Sy | Property | Level Meter
RS | WSTWCOLS | Waste Water Collection System | WSTWCOLS - Waste Water Collection System | 10 | WSCSTYPE | Waste Water Collection Sy | WSCSTYPE - Waste Water Collection Sy | Property | Vaccuum
RS | WSTWLS | Waste Water Lift Station | WSTWLS - Waste Water Lift Station | 5 | TAG | Tag | TAG - Tag | None | Freeform Text
RS | WSTWLS | Waste Water Lift Station | WSTWLS - Waste Water Lift Station | 10 | WSLSTYPE | Waste Water Lift Station | WSLSTYPE - Waste Water Lift Station | Property | Grade Mounted Vertical Turbine
RS | WSTWLS | Waste Water Lift Station | WSTWLS - Waste Water Lift Station | 10 | WSLSTYPE | Waste Water Lift Station | WSLSTYPE - Waste Water Lift Station | Property | Submerged
RS | WSTWLS | Waste Water Lift Station | WSTWLS - Waste Water Lift Station | 20 | WSLSQUAT | Quantity | WSLSQUAT - Quantity | Property | Dual
RS | WSTWLS | Waste Water Lift Station | WSTWLS - Waste Water Lift Station | 20 | WSLSQUAT | Quantity | WSLSQUAT - Quantity | Property | Single
RS | WSTWLS | Waste Water Lift Station | WSTWLS - Waste Water Lift Station | 20 | WSLSQUAT | Quantity | WSLSQUAT - Quantity | Property | Unknown
RS | WSTWLS | Waste Water Lift Station | WSTWLS - Waste Water Lift Station | 30 | PWRSV | Power Supply Voltage | PWRSV - Power Supply Voltage | None | Freeform Text
RS | WSTWLS | Waste Water Lift Station | WSTWLS - Waste Water Lift Station | 40 | MOTORKW | Motor kW | MOTORKW - Motor kW | None | Freeform Text
RS | WTRSFNR | Water Softener | WTRSFNR - Water Softener | 5 | TAG | Tag | TAG - Tag | None | Freeform Text
RS | WTRSFNR | Water Softener | WTRSFNR - Water Softener | 10 | WTNRTYPE | Water Softener Type | WTNRTYPE - Water Softener Type | Property | Dual-Tank Water Softener System
RS | WTRSFNR | Water Softener | WTRSFNR - Water Softener | 10 | WTNRTYPE | Water Softener Type | WTNRTYPE - Water Softener Type | Property | Ion Exchange Water Softener System
RS | WTRSFNR | Water Softener | WTRSFNR - Water Softener | 10 | WTNRTYPE | Water Softener Type | WTNRTYPE - Water Softener Type | Property | Magnetic Water Softener System
RS | WTRSFNR | Water Softener | WTRSFNR - Water Softener | 10 | WTNRTYPE | Water Softener Type | WTNRTYPE - Water Softener Type | Property | Reverse-Osmosis System
RS | WTRSFNR | Water Softener | WTRSFNR - Water Softener | 10 | WTNRTYPE | Water Softener Type | WTNRTYPE - Water Softener Type | Property | Water Filtering
RS | WTRSFNR | Water Softener | WTRSFNR - Water Softener | 10 | WTNRTYPE | Water Softener Type | WTNRTYPE - Water Softener Type | Property | Water Sterilization System
RS | WTRSFNR | Water Softener | WTRSFNR - Water Softener | 20 | WSEC | Exchange Capacity | WSEC - Exchange Capacity | None | Freeform Text
RS | WTRSFNR | Water Softener | WTRSFNR - Water Softener | 30 | WSFR | Max. Flow rate (GPM) | WSFR - Max. Flow rate (GPM) | None | Freeform Text
RS | WTRSFNR | Water Softener | WTRSFNR - Water Softener | 40 | EMRNTS | Tank Size (Litre) | EMRNTS - Tank Size (Litre) | None | Freeform Text
RS | WWELL | Water Well | WWELL - Water Well | 5 | TAG | Tag | TAG - Tag | None | Freeform Text
RS | WYCMPARO | Wayside Compressed Air Outlet | WYCMPARO - Wayside Compressed Air Outlet | 5 | TAG | Tag | TAG - Tag | None | Freeform Text
RS | WYPOUTCB | Wayside Power Outlets & Cables | WYPOUTCB - Wayside Power Outlets & Cables | 5 | TAG | Tag | TAG - Tag | None | Freeform Text
RS | WYPWDSTP | Wayside Power Distribution Panel | WYPWDSTP - Wayside Power Distribution Panel | 5 | TAG | Tag | TAG - Tag | None | Freeform Text
RS | WYPWMCC | Wayside Power MCC | WYPWMCC - Wayside Power MCC | 5 | TAG | Tag | TAG - Tag | None | Freeform Text
RS | WYPWMCC | Wayside Power MCC | WYPWMCC - Wayside Power MCC | 10 | FRAMSIZE | Frame Size | FRAMSIZE - Frame Size | None | Freeform Text
RS | WYPWMCC | Wayside Power MCC | WYPWMCC - Wayside Power MCC | 20 | NUMCELLS | Motor Control Centers (MC | NUMCELLS - Motor Control Centers (MC | None | Freeform Text

## 7.0 Parts
Parts tracked by Assets | [9 empty] | INDEX
part
store
bin
lot
Serial Number
Asset Class
Asset ID | Asset Class | OEM | OEM Part No. | Part Description | Part UOM | Part Price | Preferred Supplier | Expected Obsolescence | Recommended Critical Spare Qty
Context & Considerations
- Metrolinx defines a Part (or “Item”) to be a component, assembly or material that does not meet the criteria for being an asset, but is required to maintain assets
-Parts functionality that is expected to be deployed to Metrolinx Asset Information Systems in 2020. Until detailed design and system rollout of this functionality is complete the values related to this functionality should be considered high level.

## 8.0 Work Order Closing Codes
Work Order Closing Codes |  |  | INDEX
Asset Class + Description | Closing Code Type | Closing Code + Description
Abutment - ABTMT
Problem
Abnormal Temprature - ABNTEMP
Corrosion - CORROS
Excessive Noise - EXNOISE
Excessive Vibration - EXVIBRTN
Jammed Equipment - JAMMEDEQ
Leaking - LEAKING
Low Performance - LOWPERF
Non-Operational - NONOPER
Physical Damage - PHYDMGE
Unusual Smell - UNSMELL
Unusual Smoke - UNSMOKE
Failure
Concrete abutment deteriorated - CONADET
Cause
Accelerated Wear - ACCWEAR
Accident - ACCIDENT
Contamination - CONTAM
Defective Asset - DEFASSET
Defective/ Worn Component - WORNCMPT
Excessive Load - EXLOAD
Improper Maintenance - IMPRMNT
Insufficient Lubrication - INSLUBR
Lack of/ Inadequate Training - LACKTRN
Loose/ Missing Component - MISSCMP
Normal Wear - NRMWEAR
Other (specify) - OTHER
Poor Installation - PRINSTAL
Procedure Issue - PROCISSU
Utility Failure - UTLFAIL
Vandalism - VNDLSM
Weather condition/Forces of nature or Act of God - ACTGOD
Action
Adjusted - ADJUSTD
Decommission - DECOMM
Decontaminate - DECONTME
Do Nothing - DONOTHIN
Lubricate - LUBRCTE
Other (specify) - OTHER
Recalibrate - RECALBRT
Remove Obstruction - REMVOBT
Repair Asset - REPRASS
Repair Component - REPCMPT
Replace Asset - REPLASS
Replace Component - REPLCMPT
Upgrade - UPGRADES
Access Ladder - ACCLDR
Problem
Abnormal Temprature - ABNTEMP
Corrosion - CORROS
Excessive Vibration - EXVIBRTN
Jammed Equipment - JAMMEDEQ
Leaking - LEAKING
Low Performance - LOWPERF
Non-Operational - NONOPER
Physical Damage - PHYDMGE
Unusual Smell - UNSMELL
Unusual Smoke - UNSMOKE
Failure
Ladder Deteriorated - ACCLDET
Cause
Accelerated Wear - ACCWEAR
Accident - ACCIDENT
Contamination - CONTAM
Defective Asset - DEFASSET
Defective/ Worn Component - WORNCMPT
Excessive Load - EXLOAD
Improper Maintenance - IMPRMNT
Insufficient Lubrication - INSLUBR
Lack of/ Inadequate Training - LACKTRN
Loose/ Missing Component - MISSCMP
Normal Wear - NRMWEAR
Other (specify) - OTHER
Poor Installation - PRINSTAL
Procedure Issue - PROCISSU
Utility Failure - UTLFAIL
Vandalism - VNDLSM
Weather condition/Forces of nature or Act of God - ACTGOD
Action
Adjusted - ADJUSTD
Decommission - DECOMM
Decontaminate - DECONTME
Do Nothing - DONOTHIN
Lubricate - LUBRCTE
Other (specify) - OTHER
Recalibrate - RECALBRT
Remove Obstruction - REMVOBT
Repair Asset - REPRASS
Repair Component - REPCMPT
Replace Asset - REPLASS
Replace Component - REPLCMPT
Upgrade - UPGRADES
Access Platform - ACCPLTF
Problem
Abnormal Temprature - ABNTEMP
Corrosion - CORROS
Excessive Noise - EXNOISE
Excessive Vibration - EXVIBRTN
Jammed Equipment - JAMMEDEQ
Leaking - LEAKING
Low Performance - LOWPERF
Non-Operational - NONOPER
Physical Damage - PHYDMGE
Unusual Smell - UNSMELL
Unusual Smoke - UNSMOKE
Failure
Access Platform Structure Deteriorated - ACCLSDET
Cause
Accelerated Wear - ACCWEAR
Accident - ACCIDENT
Contamination - CONTAM
Defective Asset - DEFASSET
Defective/ Worn Component - WORNCMPT
Excessive Load - EXLOAD
Improper Maintenance - IMPRMNT
Insufficient Lubrication - INSLUBR
Lack of/ Inadequate Training - LACKTRN
Loose/ Missing Component - MISSCMP
Normal Wear - NRMWEAR
Other (specify) - OTHER
Poor Installation - PRINSTAL
Procedure Issue - PROCISSU
Utility Failure - UTLFAIL
Vandalism - VNDLSM
Weather condition/Forces of nature or Act of God - ACTGOD
Action
Adjusted - ADJUSTD
Decommission - DECOMM
Decontaminate - DECONTME
Do Nothing - DONOTHIN
Lubricate - LUBRCTE
Other (specify) - OTHER
Recalibrate - RECALBRT
Remove Obstruction - REMVOBT
Repair Asset - REPRASS
Repair Component - REPCMPT
Replace Asset - REPLASS
Replace Component - REPLCMPT
Upgrade - UPGRADES
Air Compressor - ARCMPRS
Problem
Compressor Not Working - CMPNWRK2
Excessive Vibration - EXVIBRTN
Leaking Fluid - LEAKF2
Loss Of Pressure - LOSPRES2
Loss Of Pressure/Air Leak - LSSPR5
Non-Operational - NONOPER7
Failure
Air compressor components deterioration - ACMCDET
Air compressor condensate accumulation - ACMCACC
Air compressor intake filter contaminated - ACMIFCON
Air compressor oil depleted - ACMODEP
Air compressor pressure tank deteriorated - ACMPTDET
Air compressor pressure tank pressure relief valve failed - ACMPVFL
Broken Seal - BROKSEL8
Broken Seal - BROKSEL9
Clogged Drain Valve - CLOGDRV1
Clogged Filter - CLOGFI10
Clogged Filter - CLOGFI9
Clogged Hose - CLOGHO1
Damaged Hose - DAMAHO2
Damaged Hose - DAMAHO3
Defected Drain Valve - DEFEDRV1
Defected Drain Valve - DEFEDRV2
Defected Gearbox - DEFEGE1
Defected Gearbox - DEFEGE2
Defected Motor - DEFEMO10
Defected Motor - DEFEMO9
Defected Safety Valve - DEFESAV1
Defected Safety Valve - DEFESAV2
Defected Sensor - DEFESE5
Defective Pressure Sensor - DEFPRSE2
Defective Pressure Sensor - DEFPRSE3
Defective Pressure Switch - DEFPRW2
Loose Elec. Connections - LOOSELC6
Loose Elec. Connections - LOOSELC7
Loose Filter - LOOSFI1
Loose Seal - LOOSSE3
Loose Seal - LOOSSE4
No Power - NOPOWER3
Worn Belt - WORNBL4
Worn Belt - WORNBL5
Worn Seal - WORNSE16
Cause
Accelerated Wear - ACCWEAR
Accident - ACCIDENT
Aging - AGING111
Aging - AGING143
Aging - AGING65
Belt Material - BELTMA1
Belt Material - BELTMA2
Circuit Breaker Trip - CRBRTR2
Contamination - CONTAM
Contamination - CONTAM12
Contamination - CONTAM16
Contamination - CONTAM23
Contamination - CONTAM30
Contamination - CONTAM4
Defective Asset - DEFASSET
Defective/ Worn Component - WORNCMPT
Dirty Oil - DIRTOI1
Dirty Oil - DIRTOI2
Electrical Fault - ELECF105
Excessive Load - EXLOAD
Improper Installation - IMPRIN12
Improper Installation - IMPRIN13
Improper Installation - IMPRIN14
Improper Installation - IMPRIN15
Improper Installation - IMPRIN17
Improper Installation - IMPRIN19
Improper Installation - IMPRIN20
Improper Installation - IMPRIN22
Improper Installation - IMPRIN23
Improper Installation - IMPRIN24
Improper Installation - IMPRIN26
Improper Maintenance - IMPRM27
Improper Maintenance - IMPRM31
Improper Maintenance - IMPRM36
Improper Maintenance - IMPRM57
Improper Maintenance - IMPRM67
Improper Maintenance - IMPRMNT
Insufficient Lubrication - INSLUBR
Lack of/ Inadequate Training - LACKTRN
Loose/ Missing Component - MISSCMP
Normal Wear - NORMW14
Normal Wear - NORMW22
Normal Wear - NORMW36
Normal Wear - NORMW41
Normal Wear - NORMW46
Normal Wear - NORMW47
Normal Wear - NORMW48
Normal Wear - NORMW49
Normal Wear - NORMW53
Normal Wear - NORMW54
Normal Wear - NORMW56
Normal Wear - NORMW57
Normal Wear - NORMW63
Normal Wear - NRMWEAR
Other (specify) - OTHER
Poor Installation - PRINSTAL
Procedure Issue - PROCISSU
Utility Failure - UTLFAIL
Vandalism - VNDLSM
Weather condition/Forces of nature or Act of God - ACTGOD
Action
Adjusted - ADJUSTD
Decommission - DECOMM
Decontaminate - DECONTME
Do Nothing - DONOTHIN
Lubricate - LUBRCTE
Other (specify) - OTHER
Recalibrate - RECALBRT
Remove Obstruction - REMVOBT
Repair - REPAIR
Repair Asset - REPRASS
Repair Component - REPCMPT
Replace - REPLACE
Replace Asset - REPLASS
Replace Component - REPLCMPT
Replace Oil - REPOIL
Report To Supervisor - REPRSUP
Reset - RESET
Upgrade - UPGRADES
Air Eliminator - AIRELIM
Problem
Abnormal Temprature - ABNTEMP
Corrosion - CORROS
Electrical Trip Out - ELECTRIP
Excessive Noise - EXNOISE
Excessive Vibration - EXVIBRTN
Jammed Equipment - JAMMEDEQ
Leaking - LEAKING
Low Performance - LOWPERF
Non-Operational - NONOPER
Physical Damage - PHYDMGE
Unusual Smell - UNSMELL
Unusual Smoke - UNSMOKE
Failure
Air eliminator components deteriorated - AELCDET
Cause
Accelerated Wear - ACCWEAR
Accident - ACCIDENT
Contamination - CONTAM
Defective Asset - DEFASSET
Defective/ Worn Component - WORNCMPT
Excessive Load - EXLOAD
Improper Maintenance - IMPRMNT
Insufficient Lubrication - INSLUBR
Lack of/ Inadequate Training - LACKTRN
Loose/ Missing Component - MISSCMP
Normal Wear - NRMWEAR
Other (specify) - OTHER
Poor Installation - PRINSTAL
Procedure Issue - PROCISSU
Utility Failure - UTLFAIL
Vandalism - VNDLSM
Weather condition/Forces of nature or Act of God - ACTGOD
Action
Adjusted - ADJUSTD
Decommission - DECOMM
Decontaminate - DECONTME
Do Nothing - DONOTHIN
Lubricate - LUBRCTE
Other (specify) - OTHER
Recalibrate - RECALBRT
Remove Obstruction - REMVOBT
Repair Asset - REPRASS
Repair Component - REPCMPT
Replace Asset - REPLASS
Replace Component - REPLCMPT
Upgrade - UPGRADES
Air Handling Unit - ARHU
Problem
Abnormal Temprature - ABNTEMP
Corrosion - CORROS
Electrical Trip Out - ELECTRIP
Excessive Noise - EXNOISE
Excessive Vibration - EXVIBRTN
Jammed Equipment - JAMMEDEQ
Leaking - LEAKING
Leaking - LEAKING9
Low Performance - LOWPERF
Non-Operational - NONOPER
Not Operational - NONATI5
Operational Fault - OPONALT2
Physical Damage - PHYDMGE
Restricted Air Flow - RSTAFOW3
Restricted Drainage - RSTDRGE4
Unusual Smell - UNSMELL
Unusual Smoke - UNSMOKE
Failure
AHU filters contaminated - AHUFILTR
Air Handling Unit (AHU) coils/fins contaminated - AHUCOIL
Air Handling Unit (AHU) deteriorated - AHUDET
Air Handling Unit fan variable drive failed - AHUFAN
Broken Pipe - BROKPIP5
Clogged Drain - CLOGDR5
Clogged Filter - CLOGFI2
Damaged Fin - DAMAFI3
Damper Stuck - DAMPST2
Motor/blower bearing insufficiently lubricated - AHUMTR
Seized Motor - SEIZMO4
Sensor Failure - SENSFA2
Worn Belt - WORNBL3
Worn Pullies - WORNPU2
Worn Seal - WORNSE8
Cause
Accelerated Wear - ACCWEAR
Accident - ACCIDENT
Aging - AGING115
Aging - AGING29
Aging - AGING31
Aging - AGING46
Aging - AGING94
Contamination - CONTAM
Contamination - CONTAM13
Contamination - CONTAM28
Corrosion - CORRS1
Corrosion - CORRS14
Corrosion - CORRS22
Defective Asset - DEFASSET
Defective/ Worn Component - WORNCMPT
Electrical Fault - ELECFA39
Electrical Fault - ELECFA94
Excessive Load - EXLOAD
Improper Maintenance - IMPRM25
Improper Maintenance - IMPRMNT
Improper Operation - IMPROP5
Insufficient Lubrication - INSLUBR
Lack of/ Inadequate Training - LACKTRN
Loose - LOOSE2
Loose Wire - LOOSWI2
Loose Wire - LOOSWI3
Loose/ Missing Component - MISSCMP
Misalignment - MISALIN4
Misalignment - MISALIN9
Normal Wear - NRMWEAR
Obstruction - OBSTR1
Obstruction - OBSTR3
Other (specify) - OTHER
Poor Installation - PRINSTAL
Procedure Issue - PROCISSU
Utility Failure - UTLFAIL
Vandalism - VANDL10
Vandalism - VNDLSM
Weather condition/Forces of nature or Act of God - ACTGOD
Action
Adjusted - ADJUSTD
Decommission - DECOMM
Decontaminate - DECONTME
Do Nothing - DONOTHIN
Lubricate - LUBRCTE
Other (specify) - OTHER
Recalibrate - RECALBRT
Remove Obstruction - REMVOBT
Repair - REPAIR
Repair Asset - REPRASS
Repair Component - REPCMPT
Replace - REPLACE
Replace Asset - REPLASS
Replace Component - REPLCMPT
Upgrade - UPGRADES
Air Handling Unit - Steam Heating - ARHUSH
Problem
Abnormal Temprature - ABNTEMP
Corrosion - CORROS
Electrical Trip Out - ELECTRIP
Excessive Noise - EXNOISE
Excessive Vibration - EXVIBRTN
Jammed Equipment - JAMMEDEQ
Leaking - LEAKING
Leaking - LEAKING8
Low Performance - LOWPERF
Non-Operational - NONOPER
Not Operational - NONATI4
Operational Fault - OPONALT1
Physical Damage - PHYDMGE
Restricted Air Flow - RSTAFOW2
Restricted Drainage - RSTDRGE3
Unusual Smell - UNSMELL
Unusual Smoke - UNSMOKE
Failure
AHU filters contaminated - AHUSFLTR
Air Handling Unit (AHU) deteriorated - AHUSDET
Air Handling Unit (AHU) steam coils/fins contaminated - AHUSCOIL
Air Handling Unit fan variable drive failed - AHUSFAN
Broken Pipe - BROKPIP4
Broken Valve - BROKVAL4
Clogged Drain - CLOGDR4
Clogged Filter - CLOGFI1
Damaged Fin - DAMAFI2
Damaged Insulation - DAMAIN1
Damaged Seal - DAMASE1
Damper Stuck - DAMPST1
Defective Coil - DEFECO4
Motor/blower bearing insufficiently lubricated - AHUSMTR
Seized Motor - SEIZMO3
Sensor Failure - SENSFA1
Steam coil piping and coils deteriorated - AHUSPDET
Worn Belt - WORNBL2
Worn Pullies - WORNPU1
Worn Seal - WORNSE7
Cause
Accelerated Wear - ACCWEAR
Accident - ACCIDENT
Aging - AGING102
Aging - AGING121
Aging - AGING163
Aging - AGING30
Aging - AGING33
Aging - AGING41
Aging - AGING67
Aging - AGING99
Contamination - CONTAM
Contamination - CONTAM7
Contamination - CONTAM9
Corrosion - CORRS16
Corrosion - CORRS20
Corrosion - CORRS21
Corrosion - CORRS26
Corrosion - CORRS29
Corrosion - CORRS4
Corrosion - CORRS9
Defective Asset - DEFASSET
Defective/ Worn Component - WORNCMPT
Electrical Fault - ELECFA84
Electrical Fault - ELECFA90
Excessive Load - EXLOAD
Improper Maintenance - IMPRM68
Improper Maintenance - IMPRMNT
Improper Operation - IMPROP3
Insufficient Lubrication - INSLUBR
Lack of/ Inadequate Training - LACKTRN
Loose - LOOSE1
Loose Wire - LOOSWI1
Loose Wire - LOOSWI4
Loose/ Missing Component - MISSCMP
Misalignment - MISAL13
Misalignment - MISALIN7
Normal Wear - NRMWEAR
Obstruction - OBSTR2
Obstruction - OBSTR5
Other (specify) - OTHER
Poor Installation - PRINSTAL
Procedure Issue - PROCISSU
Utility Failure - UTLFAIL
Vandalism - VANDL5
Vandalism - VNDLSM
Weather condition/Forces of nature or Act of God - ACTGOD
Action
Adjusted - ADJUSTD
Decommission - DECOMM
Decontaminate - DECONTME
Do Nothing - DONOTHIN
Lubricate - LUBRCTE
Other (specify) - OTHER
Recalibrate - RECALBRT
Remove Obstruction - REMVOBT
Repair - REPAIR
Repair Asset - REPRASS
Repair Component - REPCMPT
Replace - REPLACE
Replace Asset - REPLASS
Replace Component - REPLCMPT
Upgrade - UPGRADES
Air Handling Unit, Steam Heating - ARHUSH
Problem
Abnormal Temprature - ABNTEMP
Corrosion - CORROS
Electrical Trip Out - ELECTRIP
Excessive Noise - EXNOISE
Excessive Vibration - EXVIBRTN
Jammed Equipment - JAMMEDEQ
Leaking - LEAKING
Leaking - LEAKING8
Low Performance - LOWPERF
Non-Operational - NONOPER
Not Operational - NONATI4
Operational Fault - OPONALT1
Physical Damage - PHYDMGE
Restricted Air Flow - RSTAFOW2
Restricted Drainage - RSTDRGE3
Unusual Smell - UNSMELL
Unusual Smoke - UNSMOKE
Failure
AHU filters contaminated - AHUSFLTR
Air Handling Unit (AHU) deteriorated - AHUSDET
Air Handling Unit (AHU) steam coils/fins contaminated - AHUSCOIL
Air Handling Unit fan variable drive failed - AHUSFAN
Broken Pipe - BROKPIP4
Broken Valve - BROKVAL4
Clogged Drain - CLOGDR4
Clogged Filter - CLOGFI1
Damaged Fin - DAMAFI2
Damaged Insulation - DAMAIN1
Damaged Seal - DAMASE1
Damper Stuck - DAMPST1
Defective Coil - DEFECO4
Motor/blower bearing insufficiently lubricated - AHUSMTR
Seized Motor - SEIZMO3
Sensor Failure - SENSFA1
Steam coil piping and coils deteriorated - AHUSPDET
Worn Belt - WORNBL2
Worn Pullies - WORNPU1
Worn Seal - WORNSE7
Cause
Accelerated Wear - ACCWEAR
Accident - ACCIDENT
Aging - AGING102
Aging - AGING121
Aging - AGING163
Aging - AGING30
Aging - AGING33
Aging - AGING41
Aging - AGING67
Aging - AGING99
Contamination - CONTAM
Contamination - CONTAM7
Contamination - CONTAM9
Corrosion - CORRS16
Corrosion - CORRS20
Corrosion - CORRS21
Corrosion - CORRS26
Corrosion - CORRS29
Corrosion - CORRS4
Corrosion - CORRS9
Defective Asset - DEFASSET
Defective/ Worn Component - WORNCMPT
Electrical Fault - ELECFA84
Electrical Fault - ELECFA90
Excessive Load - EXLOAD
Improper Maintenance - IMPRM68
Improper Maintenance - IMPRMNT
Improper Operation - IMPROP3
Insufficient Lubrication - INSLUBR
Lack of/ Inadequate Training - LACKTRN
Loose - LOOSE1
Loose Wire - LOOSWI1
Loose Wire - LOOSWI4
Loose/ Missing Component - MISSCMP
Misalignment - MISAL13
Misalignment - MISALIN7
Normal Wear - NRMWEAR
Obstruction - OBSTR2
Obstruction - OBSTR5
Other (specify) - OTHER
Poor Installation - PRINSTAL
Procedure Issue - PROCISSU
Utility Failure - UTLFAIL
Vandalism - VANDL5
Vandalism - VNDLSM
Weather condition/Forces of nature or Act of God - ACTGOD
Action
Adjusted - ADJUSTD
Decommission - DECOMM
Decontaminate - DECONTME
Do Nothing - DONOTHIN
Lubricate - LUBRCTE
Other (specify) - OTHER
Recalibrate - RECALBRT
Remove Obstruction - REMVOBT
Repair - REPAIR
Repair Asset - REPRASS
Repair Component - REPCMPT
Replace - REPLACE
Replace Asset - REPLASS
Replace Component - REPLCMPT
Upgrade - UPGRADES
Air-Conditioning - Condenser - ARCONC
Problem
Abnormal Temprature - ABNTEMP
Condenser Not Operational - CNDSNOP3
Corrosion - CORROS
Excessive Noise - EXNOISE
Excessive Vibration - EXVIBRTN
Leaking - LEAKI11
Leaking - LEAKING
Low Performance - LOWPERF
Non-Operational - NONOPER
Physical Damage - PHYDMGE
Restricted Air Flow - RSTAFOW5
Unusual Smell - UNSMELL
Unusual Smoke - UNSMOKE
Failure
Broken Pipe - BROKPIP7
Component Failure - COMPFAIL
Condenser vents, coil/fins contaminated - CONDCONT
Condenser vents, coil/fins deteriorated - CONDDET
Cooling Fan/Motor Assembly Insufficient Lubrication - CONDLUB
Damaged Fin - DAMAFI5
Defective Coil - DEFECO6
Fan/motor assembly worn - FANWORN
Seized Fan - SEIZFA3
Seized Motor - SEIZMO6
Worn Seal - WORNSE10
Cause
Accelerated Wear - ACCWEAR
Accident - ACCIDENT
Aging - AGING37
Aging - AGING83
Contamination - CONTAM
Contamination - CONTAM6
Corrosion - CORRS12
Corrosion - CORRS5
Defective Asset - DEFASSET
Defective/ Worn Component - WORNCMPT
Excessive Load - EXLOAD
Improper Maintenance - IMPRM49
Improper Maintenance - IMPRMNT
Insufficient Lubrication - INSLUBR
Lack of/ Inadequate Training - LACKTRN
Loose/ Missing Component - MISSCMP
Normal Wear - NRMWEAR
Other (specify) - OTHER
Poor Installation - PRINSTAL
Procedure Issue - PROCISSU
Utility Failure - UTLFAIL
Vandalism - VANDL3
Vandalism - VNDLSM
Weather condition/Forces of nature or Act of God - ACTGOD
Action
Adjusted - ADJUSTD
Decommission - DECOMM
Decontaminate - DECONTME
Do Nothing - DONOTHIN
Lubricate - LUBRCTE
Other (specify) - OTHER
Recalibrate - RECALBRT
Remove Obstruction - REMVOBT
Repair - REPAIR
Repair Asset - REPRASS
Repair Component - REPCMPT
Replace - REPLACE
Replace Asset - REPLASS
Replace Component - REPLCMPT
Upgrade - UPGRADES
Air-Conditioning - Indoor Evaporator - ARCONIE
Problem
Abnormal Temprature - ABNTEMP
Condenser Not Operational - CNDSNOP2
Corrosion - CORROS
Electrical Trip Out - ELECTRIP
Excessive Noise - EXNOISE
Excessive Vibration - EXVIBRTN
Leaking - LEAKI10
Leaking - LEAKING
Low Performance - LOWPERF
Non-Operational - NONOPER
Physical Damage - PHYDMGE
Restricted Air Flow - RSTAFOW4
Restricted Drainage - RSTDRGE5
Unusual Smell - UNSMELL
Unusual Smoke - UNSMOKE
Failure
Broken Pipe - BROKPIP6
Clogged Drain - CLOGDR6
Damaged Fin - DAMAFI4
Defective Coil - DEFECO5
Driver belt deteriorated - DBELTDET
Evaporator coil / evaporator structure deteriorated - ECOILDET
Filter deterioration - FILTDET
Seized Fan - SEIZFA2
Seized Motor - SEIZMO5
Worn Seal - WORNSE9
Cause
Accelerated Wear - ACCWEAR
Accident - ACCIDENT
Aging - AGING147
Aging - AGING15
Contamination - CONTAM
Contamination - CONTAM29
Corrosion - CORRS15
Corrosion - CORRS28
Defective Asset - DEFASSET
Defective/ Worn Component - WORNCMPT
Excessive Load - EXLOAD
Improper Maintenance - IMPRM19
Improper Maintenance - IMPRM34
Improper Maintenance - IMPRMNT
Insufficient Lubrication - INSLUBR
Lack of/ Inadequate Training - LACKTRN
Loose/ Missing Component - MISSCMP
Normal Wear - NRMWEAR
Other (specify) - OTHER
Poor Installation - PRINSTAL
Procedure Issue - PROCISSU
Utility Failure - UTLFAIL
Vandalism - VANDL4
Vandalism - VANDL6
Vandalism - VNDLSM
Weather condition/Forces of nature or Act of God - ACTGOD
Action
Adjusted - ADJUSTD
Decommission - DECOMM
Decontaminate - DECONTME
Do Nothing - DONOTHIN
Lubricate - LUBRCTE
Other (specify) - OTHER
Recalibrate - RECALBRT
Remove Obstruction - REMVOBT
Repair - REPAIR
Repair Asset - REPRASS
Repair Component - REPCMPT
Replace - REPLACE
Replace Asset - REPLASS
Replace Component - REPLCMPT
Upgrade - UPGRADES
Automated Wheel and Brake Inspection System (AWBIS) - AWBIS
Problem
Abnormal Temprature - ABNTEMP
Corrosion - CORROS
Electrical Trip Out - ELECTRIP
Excessive Noise - EXNOISE
Excessive Vibration - EXVIBRTN
Jammed Equipment - JAMMEDEQ
Leaking - LEAKING
Low Performance - LOWPERF
Non-Operational - NONOPER
Physical Damage - PHYDMGE
Unusual Smell - UNSMELL
Unusual Smoke - UNSMOKE
Failure
Automated wheel and brake lens contaminated - AWBWLCON
AWBIS blower and/or equipment bungalow structure deteriorated - AWBBSDET
AWBIS blowers deteriorated - AWBBDET
AWBIS bungalow equipment contaminated - AWBBECON
AWBIS bungalow equipment failed - AWBBEFL
AWBIS calibration drifted - AWBCDRF
AWBIS systems deteriorated - AWBSDET
Cause
Accelerated Wear - ACCWEAR
Accident - ACCIDENT
Contamination - CONTAM
Defective Asset - DEFASSET
Defective/ Worn Component - WORNCMPT
Excessive Load - EXLOAD
Improper Maintenance - IMPRMNT
Insufficient Lubrication - INSLUBR
Lack of/ Inadequate Training - LACKTRN
Loose/ Missing Component - MISSCMP
Normal Wear - NRMWEAR
Other (specify) - OTHER
Poor Installation - PRINSTAL
Procedure Issue - PROCISSU
Utility Failure - UTLFAIL
Vandalism - VNDLSM
Weather condition/Forces of nature or Act of God - ACTGOD
Action
Adjusted - ADJUSTD
Decommission - DECOMM
Decontaminate - DECONTME
Do Nothing - DONOTHIN
Lubricate - LUBRCTE
Other (specify) - OTHER
Recalibrate - RECALBRT
Remove Obstruction - REMVOBT
Repair Asset - REPRASS
Repair Component - REPCMPT
Replace Asset - REPLASS
Replace Component - REPLCMPT
Upgrade - UPGRADES
Backflow Prevention - BFP
Problem
Abnormal Temprature - ABNTEMP
Corrosion - CORROS
Electrical Trip Out - ELECTRIP
Excessive Noise - EXNOISE
Excessive Vibration - EXVIBRTN
Jammed Equipment - JAMMEDEQ
Leaking - LEAKING
Low Performance - LOWPERF
Non-Operational - NONOPER
Physical Damage - PHYDMGE
Unusual Smell - UNSMELL
Unusual Smoke - UNSMOKE
Failure
Backflow Preventer Deteriorated - BFPDET
Cause
Accelerated Wear - ACCWEAR
Accident - ACCIDENT
Contamination - CONTAM
Defective Asset - DEFASSET
Defective/ Worn Component - WORNCMPT
Excessive Load - EXLOAD
Improper Maintenance - IMPRMNT
Insufficient Lubrication - INSLUBR
Lack of/ Inadequate Training - LACKTRN
Loose/ Missing Component - MISSCMP
Normal Wear - NRMWEAR
Other (specify) - OTHER
Poor Installation - PRINSTAL
Procedure Issue - PROCISSU
Utility Failure - UTLFAIL
Vandalism - VNDLSM
Weather condition/Forces of nature or Act of God - ACTGOD
Action
Adjusted - ADJUSTD
Decommission - DECOMM
Decontaminate - DECONTME
Do Nothing - DONOTHIN
Lubricate - LUBRCTE
Other (specify) - OTHER
Recalibrate - RECALBRT
Remove Obstruction - REMVOBT
Repair Asset - REPRASS
Repair Component - REPCMPT
Replace Asset - REPLASS
Replace Component - REPLCMPT
Upgrade - UPGRADES
Balancing Valve - BALVLV
Problem
Abnormal Temprature - ABNTEMP
Corrosion - CORROS
Electrical Trip Out - ELECTRIP
Excessive Noise - EXNOISE
Excessive Vibration - EXVIBRTN
Jammed Equipment - JAMMEDEQ
Leaking - LEAKING
Low Performance - LOWPERF
Non-Operational - NONOPER
Physical Damage - PHYDMGE
Unusual Smell - UNSMELL
Unusual Smoke - UNSMOKE
Failure
Valve failed - VLVFAIL
Cause
Accelerated Wear - ACCWEAR
Accident - ACCIDENT
Contamination - CONTAM
Defective Asset - DEFASSET
Defective/ Worn Component - WORNCMPT
Excessive Load - EXLOAD
Improper Maintenance - IMPRMNT
Insufficient Lubrication - INSLUBR
Lack of/ Inadequate Training - LACKTRN
Loose/ Missing Component - MISSCMP
Normal Wear - NRMWEAR
Other (specify) - OTHER
Poor Installation - PRINSTAL
Procedure Issue - PROCISSU
Utility Failure - UTLFAIL
Vandalism - VNDLSM
Weather condition/Forces of nature or Act of God - ACTGOD
Action
Adjusted - ADJUSTD
Decommission - DECOMM
Decontaminate - DECONTME
Do Nothing - DONOTHIN
Lubricate - LUBRCTE
Other (specify) - OTHER
Recalibrate - RECALBRT
Remove Obstruction - REMVOBT
Repair Asset - REPRASS
Repair Component - REPCMPT
Replace Asset - REPLASS
Replace Component - REPLCMPT
Upgrade - UPGRADES
Batteries - BATTERY
Problem
Battery Not Charging - BATRYNC
Other(Specify) - OTHER
Failure
Damaged Battery - DAMBATRY
Defective Batteries - DEFBAT
No Power - NOPOWER
Other(Specify) - OTHER
Cause
Aging - AGING
Loose Wire - LOSEWIRE
Other (specify) - OTHER
Physical Damage - PHYDAMGE
Action
Other (specify) - OTHER
Repair - REPAIR
Replace - REPLACE
Battery - BATTERY
Problem
Battery Not Charging - BATRYNC
Other(Specify) - OTHER
Failure
Damaged Battery - DAMBATRY
Defective Batteries - DEFBAT
No Power - NOPOWER
Other(Specify) - OTHER
Cause
Aging - AGING
Loose Wire - LOSEWIRE
Other (specify) - OTHER
Physical Damage - PHYDAMGE
Action
Other (specify) - OTHER
Repair - REPAIR
Replace - REPLACE
Battery Powered Emergency Lighting And Exit Lighting - BPEMERGL
Problem
Abnormal Temprature - ABNTEMP
Corrosion - CORROS
Electrical Trip Out - ELECTRIP
Excessive Noise - EXNOISE
Excessive Vibration - EXVIBRTN
Jammed Equipment - JAMMEDEQ
Leaking - LEAKING
Low Performance - LOWPERF
Non-Operational - NONOPER
Physical Damage - PHYDMGE
Unusual Smell - UNSMELL
Unusual Smoke - UNSMOKE
Failure
Battery Powered Emergency lighting and Exit Lighting Deteriorated - EMLDET
Battery Powered Emergency Lighting Failed - EMLFAIL
Emergency Exit lighting Failed - EELFAIL
Cause
Accelerated Wear - ACCWEAR
Accident - ACCIDENT
Contamination - CONTAM
Defective Asset - DEFASSET
Defective/ Worn Component - WORNCMPT
Excessive Load - EXLOAD
Improper Maintenance - IMPRMNT
Insufficient Lubrication - INSLUBR
Lack of/ Inadequate Training - LACKTRN
Loose/ Missing Component - MISSCMP
Normal Wear - NRMWEAR
Other (specify) - OTHER
Poor Installation - PRINSTAL
Procedure Issue - PROCISSU
Utility Failure - UTLFAIL
Vandalism - VNDLSM
Weather condition/Forces of nature or Act of God - ACTGOD
Action
Adjusted - ADJUSTD
Decommission - DECOMM
Decontaminate - DECONTME
Do Nothing - DONOTHIN
Lubricate - LUBRCTE
Other (specify) - OTHER
Recalibrate - RECALBRT
Remove Obstruction - REMVOBT
Repair Asset - REPRASS
Repair Component - REPCMPT
Replace Asset - REPLASS
Replace Component - REPLCMPT
Upgrade - UPGRADES
Bent/ Pier - BENTPIER
Problem
Abnormal Temprature - ABNTEMP
Corrosion - CORROS
Electrical Trip Out - ELECTRIP
Excessive Noise - EXNOISE
Excessive Vibration - EXVIBRTN
Jammed Equipment - JAMMEDEQ
Leaking - LEAKING
Low Performance - LOWPERF
Non-Operational - NONOPER
Physical Damage - PHYDMGE
Unusual Smell - UNSMELL
Unusual Smoke - UNSMOKE
Failure
Concrete pier deteriorated - CONPDET
Steel pier concrete base settled - STLPSET
Steel substructure corroded - STLCORR
Steel substructure settled - STLSET
Cause
Accelerated Wear - ACCWEAR
Accident - ACCIDENT
Contamination - CONTAM
Defective Asset - DEFASSET
Defective/ Worn Component - WORNCMPT
Excessive Load - EXLOAD
Improper Maintenance - IMPRMNT
Insufficient Lubrication - INSLUBR
Lack of/ Inadequate Training - LACKTRN
Loose/ Missing Component - MISSCMP
Normal Wear - NRMWEAR
Other (specify) - OTHER
Poor Installation - PRINSTAL
Procedure Issue - PROCISSU
Utility Failure - UTLFAIL
Vandalism - VNDLSM
Weather condition/Forces of nature or Act of God - ACTGOD
Action
Adjusted - ADJUSTD
Decommission - DECOMM
Decontaminate - DECONTME
Do Nothing - DONOTHIN
Lubricate - LUBRCTE
Other (specify) - OTHER
Recalibrate - RECALBRT
Remove Obstruction - REMVOBT
Repair Asset - REPRASS
Repair Component - REPCMPT
Replace Asset - REPLASS
Replace Component - REPLCMPT
Upgrade - UPGRADES
Bent/Pier - BENTPIER
Problem
Abnormal Temprature - ABNTEMP
Corrosion - CORROS
Electrical Trip Out - ELECTRIP
Excessive Noise - EXNOISE
Excessive Vibration - EXVIBRTN
Jammed Equipment - JAMMEDEQ
Leaking - LEAKING
Low Performance - LOWPERF
Non-Operational - NONOPER
Physical Damage - PHYDMGE
Unusual Smell - UNSMELL
Unusual Smoke - UNSMOKE
Failure
Concrete pier deteriorated - CONPDET
Steel pier concrete base settled - STLPSET
Steel substructure corroded - STLCORR
Steel substructure settled - STLSET
Cause
Accelerated Wear - ACCWEAR
Accident - ACCIDENT
Contamination - CONTAM
Defective Asset - DEFASSET
Defective/ Worn Component - WORNCMPT
Excessive Load - EXLOAD
Improper Maintenance - IMPRMNT
Insufficient Lubrication - INSLUBR
Lack of/ Inadequate Training - LACKTRN
Loose/ Missing Component - MISSCMP
Normal Wear - NRMWEAR
Other (specify) - OTHER
Poor Installation - PRINSTAL
Procedure Issue - PROCISSU
Utility Failure - UTLFAIL
Vandalism - VNDLSM
Weather condition/Forces of nature or Act of God - ACTGOD
Action
Adjusted - ADJUSTD
Decommission - DECOMM
Decontaminate - DECONTME
Do Nothing - DONOTHIN
Lubricate - LUBRCTE
Other (specify) - OTHER
Recalibrate - RECALBRT
Remove Obstruction - REMVOBT
Repair Asset - REPRASS
Repair Component - REPCMPT
Replace Asset - REPLASS
Replace Component - REPLCMPT
Upgrade - UPGRADES
Blowdown Tank - BLOWTANK
Problem
Abnormal Temprature - ABNTEMP
Corrosion - CORROS
Electrical Trip Out - ELECTRIP
Excessive Noise - EXNOISE
Excessive Vibration - EXVIBRTN
Jammed Equipment - JAMMEDEQ
Leaking - LEAKING
Leaking - LEAKING7
Low Performance - LOWPERF
Non-Operational - NONOPER
Physical Damage - PHYDMGE
Structural Damage - STRUC2
Unusual Smell - UNSMELL
Unusual Smoke - UNSMOKE
Failure
Blowdown tank failed - BLTKFAIL
Broken Valve - BROKVAL3
Damaged Enclosure - DAMAEN2
Damaged Structure - DAMAST3
Inlet Seal Worn - INLESEW2
Outlet Seal Worn - OUTLSEW2
Worn Valve - WORNVA3
Cause
Accelerated Wear - ACCWEAR
Accident - ACCIDENT
Aging - AGING104
Aging - AGING76
Aging - AGING86
Aging - AGING98
Contamination - CONTAM
Corrosion - CORRS3
Defective Asset - DEFASSET
Defective/ Worn Component - WORNCMPT
Excessive Load - EXLOAD
Improper Maintenance - IMPRMNT
Improper Operation - IMPROP6
Insufficient Lubrication - INSLUBR
Lack of/ Inadequate Training - LACKTRN
Loose/ Missing Component - MISSCMP
Normal Wear - NRMWEAR
Other (specify) - OTHER
Poor Installation - PRINSTAL
Procedure Issue - PROCISSU
Utility Failure - UTLFAIL
Vandalism - VNDLSM
Weather condition/Forces of nature or Act of God - ACTGOD
Action
Adjusted - ADJUSTD
Decommission - DECOMM
Decontaminate - DECONTME
Do Nothing - DONOTHIN
Lubricate - LUBRCTE
Other (specify) - OTHER
Recalibrate - RECALBRT
Remove Obstruction - REMVOBT
Repair - REPAIR
Repair Asset - REPRASS
Repair Component - REPCMPT
Replace - REPLACE
Replace Asset - REPLASS
Replace Component - REPLCMPT
Upgrade - UPGRADES
Boiler - BOILR
Problem
Abnormal Temprature - ABNTEMP
Corrosion - CORROS
Electrical Trip Out - ELECTRIP
Excessive Noise - EXNOISE
Excessive Vibration - EXVIBRTN
Jammed Equipment - JAMMEDEQ
Leaking - LEAKING
Leaking - LEAKING6
Low Performance - LOWPERF
Non-Operational - NONOPER
Not Operational - NONATI3
Physical Damage - PHYDMGE
Restricted Drainage - RSTDRGE2
Unusual Smell - UNSMELL
Unusual Smoke - UNSMOKE
Failure
Blocked Inlet/Outlet - BLOCINL2
Boiler components contaminated - BLRCCON
Boiler components deteriorated - BLRCDET
Boiler electronic controls failed - BLRECFL
Boiler incomplete combustion - BLRINCOM
Boiler structure deteriorated - BLRSDET
Broken Pipe - BROKPIP3
Broken Valve - BROKVAL2
Clogged Drain - CLOGDR3
Defective Burner - DEFEBR1
Pressure relief valve failed - BLRRVFL
Seized Motor - SEIZMO2
Worn Seal - WORNSE5
Worn Seal - WORNSE6
Worn Valve - WORNVA2
Cause
Accelerated Wear - ACCWEAR
Accident - ACCIDENT
Aging - AGING122
Aging - AGING138
Aging - AGING164
Aging - AGING23
Aging - AGING75
Contamination - CONTAM
Corrosion - CORRS25
Defective Asset - DEFASSET
Defective/ Worn Component - WORNCMPT
Electrical Fault - ELECFA13
Excessive Load - EXLOAD
Improper Installation - IMPRIN3
Improper Maintenance - IMPRM61
Improper Maintenance - IMPRMNT
Improper Operation - IMPROP2
Insufficient Lubrication - INSLUBR
Lack of/ Inadequate Training - LACKTRN
Loose/ Missing Component - MISSCMP
Misalignment - MISALIN6
Normal Wear - NRMWEAR
Obstruction - OBSTR4
Other (specify) - OTHER
Poor Installation - PRINSTAL
Procedure Issue - PROCISSU
Utility Failure - UTLFAIL
Vandalism - VANDL7
Vandalism - VNDLSM
Weather condition/Forces of nature or Act of God - ACTGOD
Action
Adjusted - ADJUSTD
Decommission - DECOMM
Decontaminate - DECONTME
Do Nothing - DONOTHIN
Lubricate - LUBRCTE
Other (specify) - OTHER
Recalibrate - RECALBRT
Remove Obstruction - REMVOBT
Repair - REPAIR
Repair Asset - REPRASS
Repair Component - REPCMPT
Replace - REPLACE
Replace Asset - REPLASS
Replace Component - REPLCMPT
Upgrade - UPGRADES
Bollard - BOLRD
Problem
Abnormal Temprature - ABNTEMP
Corrosion - CORROS
Electrical Trip Out - ELECTRIP
Excessive Noise - EXNOISE
Excessive Vibration - EXVIBRTN
Jammed Equipment - JAMMEDEQ
Leaking - LEAKING
Low Performance - LOWPERF
Non-Operational - NONOPER
Physical Damage - PHYDMGE
Unusual Smell - UNSMELL
Unusual Smoke - UNSMOKE
Failure
Bollard Deteriorated - BOLLDET
Cause
Accelerated Wear - ACCWEAR
Accident - ACCIDENT
Contamination - CONTAM
Defective Asset - DEFASSET
Defective/ Worn Component - WORNCMPT
Excessive Load - EXLOAD
Improper Maintenance - IMPRMNT
Insufficient Lubrication - INSLUBR
Lack of/ Inadequate Training - LACKTRN
Loose/ Missing Component - MISSCMP
Normal Wear - NRMWEAR
Other (specify) - OTHER
Poor Installation - PRINSTAL
Procedure Issue - PROCISSU
Utility Failure - UTLFAIL
Vandalism - VNDLSM
Weather condition/Forces of nature or Act of God - ACTGOD
Action
Adjusted - ADJUSTD
Decommission - DECOMM
Decontaminate - DECONTME
Do Nothing - DONOTHIN
Lubricate - LUBRCTE
Other (specify) - OTHER
Recalibrate - RECALBRT
Remove Obstruction - REMVOBT
Repair Asset - REPRASS
Repair Component - REPCMPT
Replace Asset - REPLASS
Replace Component - REPLCMPT
Upgrade - UPGRADES
Bridge - BRDG
Problem
Abnormal Temprature - ABNTEMP
Corrosion - CORROS
Electrical Trip Out - ELECTRIP
Excessive Noise - EXNOISE
Excessive Vibration - EXVIBRTN
Jammed Equipment - JAMMEDEQ
Leaking - LEAKING
Low Performance - LOWPERF
Non-Operational - NONOPER
Physical Damage - PHYDMGE
Unusual Smell - UNSMELL
Unusual Smoke - UNSMOKE
Cause
Accelerated Wear - ACCWEAR
Accident - ACCIDENT
Contamination - CONTAM
Defective Asset - DEFASSET
Defective/ Worn Component - WORNCMPT
Excessive Load - EXLOAD
Improper Maintenance - IMPRMNT
Insufficient Lubrication - INSLUBR
Lack of/ Inadequate Training - LACKTRN
Loose/ Missing Component - MISSCMP
Normal Wear - NRMWEAR
Other (specify) - OTHER
Poor Installation - PRINSTAL
Procedure Issue - PROCISSU
Utility Failure - UTLFAIL
Vandalism - VNDLSM
Weather condition/Forces of nature or Act of God - ACTGOD
Action
Adjusted - ADJUSTD
Decommission - DECOMM
Decontaminate - DECONTME
Do Nothing - DONOTHIN
Lubricate - LUBRCTE
Other (specify) - OTHER
Recalibrate - RECALBRT
Remove Obstruction - REMVOBT
Repair Asset - REPRASS
Repair Component - REPCMPT
Replace Asset - REPLASS
Replace Component - REPLCMPT
Upgrade - UPGRADES
Bridge Bearing - BRDGBR
Problem
Abnormal Temprature - ABNTEMP
Corrosion - CORROS
Electrical Trip Out - ELECTRIP
Excessive Noise - EXNOISE
Excessive Vibration - EXVIBRTN
Jammed Equipment - JAMMEDEQ
Leaking - LEAKING
Low Performance - LOWPERF
Non-Operational - NONOPER
Physical Damage - PHYDMGE
Unusual Smell - UNSMELL
Unusual Smoke - UNSMOKE
Failure
Bearing seat deteriorated - SEATDET
Bridge bearing deteriorated - BEARDET
Cause
Accelerated Wear - ACCWEAR
Accident - ACCIDENT
Contamination - CONTAM
Defective Asset - DEFASSET
Defective/ Worn Component - WORNCMPT
Excessive Load - EXLOAD
Improper Maintenance - IMPRMNT
Insufficient Lubrication - INSLUBR
Lack of/ Inadequate Training - LACKTRN
Loose/ Missing Component - MISSCMP
Normal Wear - NRMWEAR
Other (specify) - OTHER
Poor Installation - PRINSTAL
Procedure Issue - PROCISSU
Utility Failure - UTLFAIL
Vandalism - VNDLSM
Weather condition/Forces of nature or Act of God - ACTGOD
Action
Adjusted - ADJUSTD
Decommission - DECOMM
Decontaminate - DECONTME
Do Nothing - DONOTHIN
Lubricate - LUBRCTE
Other (specify) - OTHER
Recalibrate - RECALBRT
Remove Obstruction - REMVOBT
Repair Asset - REPRASS
Repair Component - REPCMPT
Replace Asset - REPLASS
Replace Component - REPLCMPT
Upgrade - UPGRADES
Bridge Deck Structure - BRDGDS
Problem
Abnormal Temprature - ABNTEMP
Corrosion - CORROS
Electrical Trip Out - ELECTRIP
Excessive Noise - EXNOISE
Excessive Vibration - EXVIBRTN
Jammed Equipment - JAMMEDEQ
Leaking - LEAKING
Low Performance - LOWPERF
Non-Operational - NONOPER
Physical Damage - PHYDMGE
Unusual Smell - UNSMELL
Unusual Smoke - UNSMOKE
Failure
Concrete deck joint compound deteriorated - CONDJDET
Concrete deck slab deteriorated - CONDSDET
Steel deck deteriorated - STDKDET
Steel deck joint deteriorated - STDKJDET
Cause
Accelerated Wear - ACCWEAR
Accident - ACCIDENT
Contamination - CONTAM
Defective Asset - DEFASSET
Defective/ Worn Component - WORNCMPT
Excessive Load - EXLOAD
Improper Maintenance - IMPRMNT
Insufficient Lubrication - INSLUBR
Lack of/ Inadequate Training - LACKTRN
Loose/ Missing Component - MISSCMP
Normal Wear - NRMWEAR
Other (specify) - OTHER
Poor Installation - PRINSTAL
Procedure Issue - PROCISSU
Utility Failure - UTLFAIL
Vandalism - VNDLSM
Weather condition/Forces of nature or Act of God - ACTGOD
Action
Adjusted - ADJUSTD
Decommission - DECOMM
Decontaminate - DECONTME
Do Nothing - DONOTHIN
Lubricate - LUBRCTE
Other (specify) - OTHER
Recalibrate - RECALBRT
Remove Obstruction - REMVOBT
Repair Asset - REPRASS
Repair Component - REPCMPT
Replace Asset - REPLASS
Replace Component - REPLCMPT
Upgrade - UPGRADES
Bridge Deck Surface Protection System - BRDGDSPS
Problem
Abnormal Temprature - ABNTEMP
Corrosion - CORROS
Electrical Trip Out - ELECTRIP
Excessive Noise - EXNOISE
Excessive Vibration - EXVIBRTN
Jammed Equipment - JAMMEDEQ
Leaking - LEAKING
Low Performance - LOWPERF
Non-Operational - NONOPER
Physical Damage - PHYDMGE
Unusual Smell - UNSMELL
Unusual Smoke - UNSMOKE
Failure
Asphalt deck waterproofing membrane deteriorated - ASHWMDET
Concrete deck waterproofing membrane deteriorated - CONDWDET
Wood deck waterproofing membrane deteriorated - WDWMDET
Cause
Accelerated Wear - ACCWEAR
Accident - ACCIDENT
Contamination - CONTAM
Defective Asset - DEFASSET
Defective/ Worn Component - WORNCMPT
Excessive Load - EXLOAD
Improper Maintenance - IMPRMNT
Insufficient Lubrication - INSLUBR
Lack of/ Inadequate Training - LACKTRN
Loose/ Missing Component - MISSCMP
Normal Wear - NRMWEAR
Other (specify) - OTHER
Poor Installation - PRINSTAL
Procedure Issue - PROCISSU
Utility Failure - UTLFAIL
Vandalism - VNDLSM
Weather condition/Forces of nature or Act of God - ACTGOD
Action
Adjusted - ADJUSTD
Decommission - DECOMM
Decontaminate - DECONTME
Do Nothing - DONOTHIN
Lubricate - LUBRCTE
Other (specify) - OTHER
Recalibrate - RECALBRT
Remove Obstruction - REMVOBT
Repair Asset - REPRASS
Repair Component - REPCMPT
Replace Asset - REPLASS
Replace Component - REPLCMPT
Upgrade - UPGRADES
Bridge Earth Retention System - BRDGERS
Problem
Abnormal Temprature - ABNTEMP
Corrosion - CORROS
Electrical Trip Out - ELECTRIP
Excessive Noise - EXNOISE
Excessive Vibration - EXVIBRTN
Jammed Equipment - JAMMEDEQ
Leaking - LEAKING
Low Performance - LOWPERF
Non-Operational - NONOPER
Physical Damage - PHYDMGE
Unusual Smell - UNSMELL
Unusual Smoke - UNSMOKE
Failure
Concrete earth retention system deteriorated - CERSDET
Concrete earth retention system settled - CERSSET
Gabion earth retention system settled - GERSSET
Gabion wall cage earth retention system corroded - GWCERSET
RECO earth retention system deteriorated - RECODET
Retained soil system settled - RTSSSET
Steel earth retention system corroded - SERSSET
Steel earth retention system settled - SLERSSET
Steel earth retention system timber post rotted - SLERSTRT
Stone earth retention system deteriorated - STERSDET
Stone earth retention system settled - STERSSET
Stone slope protection deteriorated - STNSPDET
Timber earth retention system settled - TMERSSET
Timber retaining wall rotted - TIMRWROT
Cause
Accelerated Wear - ACCWEAR
Accident - ACCIDENT
Contamination - CONTAM
Defective Asset - DEFASSET
Defective/ Worn Component - WORNCMPT
Excessive Load - EXLOAD
Improper Maintenance - IMPRMNT
Insufficient Lubrication - INSLUBR
Lack of/ Inadequate Training - LACKTRN
Loose/ Missing Component - MISSCMP
Normal Wear - NRMWEAR
Other (specify) - OTHER
Poor Installation - PRINSTAL
Procedure Issue - PROCISSU
Utility Failure - UTLFAIL
Vandalism - VNDLSM
Weather condition/Forces of nature or Act of God - ACTGOD
Action
Adjusted - ADJUSTD
Decommission - DECOMM
Decontaminate - DECONTME
Do Nothing - DONOTHIN
Lubricate - LUBRCTE
Other (specify) - OTHER
Recalibrate - RECALBRT
Remove Obstruction - REMVOBT
Repair Asset - REPRASS
Repair Component - REPCMPT
Replace Asset - REPLASS
Replace Component - REPLCMPT
Upgrade - UPGRADES
Bridge Span - BRDGSPAN
Problem
Abnormal Temprature - ABNTEMP
Corrosion - CORROS
Electrical Trip Out - ELECTRIP
Excessive Noise - EXNOISE
Excessive Vibration - EXVIBRTN
Jammed Equipment - JAMMEDEQ
Leaking - LEAKING
Low Performance - LOWPERF
Non-Operational - NONOPER
Physical Damage - PHYDMGE
Unusual Smell - UNSMELL
Unusual Smoke - UNSMOKE
Failure
Pre-Stressed concrete girder (PCG) deteriorated - PCGDET
Pre-stressed concrete superstructure deteriorated - PSCSUDET
Reinforced concrete superstructure deteriorated - RCONSDET
Reinforced concrete superstructure joint deteriorated - RCONJDET
Steel superstructure corroded - STLSCORR
Steel superstructure fasteners loose or missing - STLSLOSE
Steel superstructure fatigued - STLSFAT
Suspended utility support bracket fasteners loose or missing - UTLMISS
Cause
Accelerated Wear - ACCWEAR
Accident - ACCIDENT
Contamination - CONTAM
Defective Asset - DEFASSET
Defective/ Worn Component - WORNCMPT
Excessive Load - EXLOAD
Improper Maintenance - IMPRMNT
Insufficient Lubrication - INSLUBR
Lack of/ Inadequate Training - LACKTRN
Loose/ Missing Component - MISSCMP
Normal Wear - NRMWEAR
Other (specify) - OTHER
Poor Installation - PRINSTAL
Procedure Issue - PROCISSU
Utility Failure - UTLFAIL
Vandalism - VNDLSM
Weather condition/Forces of nature or Act of God - ACTGOD
Action
Adjusted - ADJUSTD
Decommission - DECOMM
Decontaminate - DECONTME
Do Nothing - DONOTHIN
Lubricate - LUBRCTE
Other (specify) - OTHER
Recalibrate - RECALBRT
Remove Obstruction - REMVOBT
Repair Asset - REPRASS
Repair Component - REPCMPT
Replace Asset - REPLASS
Replace Component - REPLCMPT
Upgrade - UPGRADES
Building Automation Controls - BLDGAC
Problem
Abnormal Temprature - ABNTEMP
Corrosion - CORROS
Electrical Trip Out - ELECTRIP
Excessive Noise - EXNOISE
Excessive Vibration - EXVIBRTN
Jammed Equipment - JAMMEDEQ
Leaking - LEAKING
Low Performance - LOWPERF
Non-Operational - NONOPER
Physical Damage - PHYDMGE
Unusual Smell - UNSMELL
Unusual Smoke - UNSMOKE
Failure
Building automatic controls failed - BACFAIL
Cause
Accelerated Wear - ACCWEAR
Accident - ACCIDENT
Contamination - CONTAM
Defective Asset - DEFASSET
Defective/ Worn Component - WORNCMPT
Excessive Load - EXLOAD
Improper Maintenance - IMPRMNT
Insufficient Lubrication - INSLUBR
Lack of/ Inadequate Training - LACKTRN
Loose/ Missing Component - MISSCMP
Normal Wear - NRMWEAR
Other (specify) - OTHER
Poor Installation - PRINSTAL
Procedure Issue - PROCISSU
Utility Failure - UTLFAIL
Vandalism - VNDLSM
Weather condition/Forces of nature or Act of God - ACTGOD
Action
Adjusted - ADJUSTD
Decommission - DECOMM
Decontaminate - DECONTME
Do Nothing - DONOTHIN
Lubricate - LUBRCTE
Other (specify) - OTHER
Recalibrate - RECALBRT
Remove Obstruction - REMVOBT
Repair Asset - REPRASS
Repair Component - REPCMPT
Replace Asset - REPLASS
Replace Component - REPLCMPT
Upgrade - UPGRADES
Canopy - CNPY
Problem
Abnormal Temprature - ABNTEMP
Corrosion - CORROS
Electrical Trip Out - ELECTRIP
Excessive Noise - EXNOISE
Excessive Vibration - EXVIBRTN
Jammed Equipment - JAMMEDEQ
Leaking - LEAKING
Low Performance - LOWPERF
Non-Operational - NONOPER
Physical Damage - PHYDMGE
Unusual Smell - UNSMELL
Unusual Smoke - UNSMOKE
Failure
Canopy cover deteriorated - CNPYCDET
Canopy support structure deteriorated - CNPYSDET
Cause
Accelerated Wear - ACCWEAR
Accident - ACCIDENT
Contamination - CONTAM
Defective Asset - DEFASSET
Defective/ Worn Component - WORNCMPT
Excessive Load - EXLOAD
Improper Maintenance - IMPRMNT
Insufficient Lubrication - INSLUBR
Lack of/ Inadequate Training - LACKTRN
Loose/ Missing Component - MISSCMP
Normal Wear - NRMWEAR
Other (specify) - OTHER
Poor Installation - PRINSTAL
Procedure Issue - PROCISSU
Utility Failure - UTLFAIL
Vandalism - VNDLSM
Weather condition/Forces of nature or Act of God - ACTGOD
Action
Adjusted - ADJUSTD
Decommission - DECOMM
Decontaminate - DECONTME
Do Nothing - DONOTHIN
Lubricate - LUBRCTE
Other (specify) - OTHER
Recalibrate - RECALBRT
Remove Obstruction - REMVOBT
Repair Asset - REPRASS
Repair Component - REPCMPT
Replace Asset - REPLASS
Replace Component - REPLCMPT
Upgrade - UPGRADES
Capacitor - CPCTR
Problem
Abnormal Temprature - ABNTEMP
Corrosion - CORROS
Electrical Trip Out - ELECTRIP
Excessive Noise - EXNOISE
Excessive Vibration - EXVIBRTN
Jammed Equipment - JAMMEDEQ
Leaking - LEAKING
Low Performance - LOWPERF
Non-Operational - NONOPER
Physical Damage - PHYDMGE
Unusual Smell - UNSMELL
Unusual Smoke - UNSMOKE
Failure
600V Power Factor Correction Capacitor Bank Contaminated - CAPBCONT
600V Power Factor Correction Capacitor Bank Cooling Fan Deteriorated - CAPBFDET
600V Power Factor Correction Capacitor Bank Electrical Connections Deteriorated - CAPCNDET
600V Power Factor Correction Capacitor Bank Failed - CAPBFAIL
Cause
Accelerated Wear - ACCWEAR
Accident - ACCIDENT
Contamination - CONTAM
Defective Asset - DEFASSET
Defective/ Worn Component - WORNCMPT
Excessive Load - EXLOAD
Improper Maintenance - IMPRMNT
Insufficient Lubrication - INSLUBR
Lack of/ Inadequate Training - LACKTRN
Loose/ Missing Component - MISSCMP
Normal Wear - NRMWEAR
Other (specify) - OTHER
Poor Installation - PRINSTAL
Procedure Issue - PROCISSU
Utility Failure - UTLFAIL
Vandalism - VNDLSM
Weather condition/Forces of nature or Act of God - ACTGOD
Action
Adjusted - ADJUSTD
Decommission - DECOMM
Decontaminate - DECONTME
Do Nothing - DONOTHIN
Lubricate - LUBRCTE
Other (specify) - OTHER
Recalibrate - RECALBRT
Remove Obstruction - REMVOBT
Repair Asset - REPRASS
Repair Component - REPCMPT
Replace Asset - REPLASS
Replace Component - REPLCMPT
Upgrade - UPGRADES
Car Puller System - CARPSYS
Problem
Abnormal Temprature - ABNTEMP
Corrosion - CORROS
Electrical Trip Out - ELECTRIP
Excessive Noise - EXNOISE
Excessive Vibration - EXVIBRTN
Jammed Equipment - JAMMEDEQ
Leaking - LEAKING
Low Performance - LOWPERF
Non-Operational - NONOPER
Physical Damage - PHYDMGE
Unusual Smell - UNSMELL
Unusual Smoke - UNSMOKE
Failure
Car puller mechanical/drive components deteriorated - MECHDET
Car puller safety brake worn - SAFEWORN
Casing / Mount deteriorated and/or loosened - CASEDET
Gear reduction oil seals deteriorated - GROILDET
Gear reduction system oil deteriorated - GRSYSDET
Cause
Accelerated Wear - ACCWEAR
Accident - ACCIDENT
Contamination - CONTAM
Defective Asset - DEFASSET
Defective/ Worn Component - WORNCMPT
Excessive Load - EXLOAD
Improper Maintenance - IMPRMNT
Insufficient Lubrication - INSLUBR
Lack of/ Inadequate Training - LACKTRN
Loose/ Missing Component - MISSCMP
Normal Wear - NRMWEAR
Other (specify) - OTHER
Poor Installation - PRINSTAL
Procedure Issue - PROCISSU
Utility Failure - UTLFAIL
Vandalism - VNDLSM
Weather condition/Forces of nature or Act of God - ACTGOD
Action
Adjusted - ADJUSTD
Decommission - DECOMM
Decontaminate - DECONTME
Do Nothing - DONOTHIN
Lubricate - LUBRCTE
Other (specify) - OTHER
Recalibrate - RECALBRT
Remove Obstruction - REMVOBT
Repair Asset - REPRASS
Repair Component - REPCMPT
Replace Asset - REPLASS
Replace Component - REPLCMPT
Upgrade - UPGRADES
Check Valve (>100mm) - CHCKVLV
Problem
Abnormal Temprature - ABNTEMP
Corrosion - CORROS
Electrical Trip Out - ELECTRIP
Excessive Noise - EXNOISE
Excessive Vibration - EXVIBRTN
Expired Life - EXPLIFE1
Jammed Equipment - JAMMEDEQ
Leaking - LEAKING
Leaking - LEAKING5
Low Performance - LOWPERF
Non-Operational - NONOPER
Not Operational - NONATI2
Physical Damage - PHYDMGE
Unusual Smell - UNSMELL
Unusual Smoke - UNSMOKE
Failure
Blocked Inlet/Outlet - BLOCINL1
Broken Seal - BROKSEL1
Check Valve components worn - CVALWORN
Check Valve contaminated - CVALCON
Check valve failed - CVALFAIL
Expired Life - EXPILI1
Worn Seal - WORNSE4
Cause
Accelerated Wear - ACCWEAR
Accident - ACCIDENT
Aging - AGING120
Aging - AGING56
Contamination - CONTAM
Contamination - CONTAM22
Defective Asset - DEFASSET
Defective/ Worn Component - WORNCMPT
Excessive Load - EXLOAD
Improper Maintenance - IMPRMNT
Improper Operation - IMPROP1
Insufficient Lubrication - INSLUBR
Lack of/ Inadequate Training - LACKTRN
Loose/ Missing Component - MISSCMP
Normal Wear - NRMWEAR
Other (specify) - OTHER
Poor Installation - PRINSTAL
Procedure Issue - PROCISSU
Utility Failure - UTLFAIL
Vandalism - VNDLSM
Weather condition/Forces of nature or Act of God - ACTGOD
Action
Adjusted - ADJUSTD
Decommission - DECOMM
Decontaminate - DECONTME
Do Nothing - DONOTHIN
Lubricate - LUBRCTE
Other (specify) - OTHER
Recalibrate - RECALBRT
Remove Obstruction - REMVOBT
Repair - REPAIR
Repair Asset - REPRASS
Repair Component - REPCMPT
Replace - REPLACE
Replace Asset - REPLASS
Replace Component - REPLCMPT
Upgrade - UPGRADES
Chemical Feed Tank - CHMFTANK
Problem
Abnormal Temprature - ABNTEMP
Corrosion - CORROS
Electrical Trip Out - ELECTRIP
Excessive Noise - EXNOISE
Excessive Vibration - EXVIBRTN
Jammed Equipment - JAMMEDEQ
Leaking - LEAKING
Low Performance - LOWPERF
Non-Operational - NONOPER
Physical Damage - PHYDMGE
Unusual Smell - UNSMELL
Unusual Smoke - UNSMOKE
Cause
Accelerated Wear - ACCWEAR
Accident - ACCIDENT
Contamination - CONTAM
Defective Asset - DEFASSET
Defective/ Worn Component - WORNCMPT
Excessive Load - EXLOAD
Improper Maintenance - IMPRMNT
Insufficient Lubrication - INSLUBR
Lack of/ Inadequate Training - LACKTRN
Loose/ Missing Component - MISSCMP
Normal Wear - NRMWEAR
Other (specify) - OTHER
Poor Installation - PRINSTAL
Procedure Issue - PROCISSU
Utility Failure - UTLFAIL
Vandalism - VNDLSM
Weather condition/Forces of nature or Act of God - ACTGOD
Action
Adjusted - ADJUSTD
Decommission - DECOMM
Decontaminate - DECONTME
Do Nothing - DONOTHIN
Lubricate - LUBRCTE
Other (specify) - OTHER
Recalibrate - RECALBRT
Remove Obstruction - REMVOBT
Repair Asset - REPRASS
Repair Component - REPCMPT
Replace Asset - REPLASS
Replace Component - REPLCMPT
Upgrade - UPGRADES
Chiller - CHLR
Problem
Abnormal Temprature - ABNTEMP
Compressor Not Working - CMPNWRK1
Condenser Not Operational - CNDSNOP1
Corrosion - CORROS
Electrical Trip Out - ELECTRIP
Excessive Noise - EXNOISE
Excessive Vibration - EXVIBRTN
Jammed Equipment - JAMMEDEQ
Leaking - LEAKING
Leaking - LEAKING3
Low Performance - LOWPERF
Non-Operational - NONOPER
Non-Operational - NONOPER4
Physical Damage - PHYDMGE
Restricted Air Flow - RSTAFOW1
Restricted Drainage - RSTDRGE1
Unusual Smell - UNSMELL
Unusual Smoke - UNSMOKE
Failure
Broken Pipe - BROKPIP1
Chiller coil water tubes internally contaminated and/or deteriorated - CWTRCONT
Chiller compressor oil contaminated - COILCONT
Chiller/evaporator water lines/connections deteriorated - CWTRDET
Chiller/evaporator refrigerant lines/connections deteriorated - CLINEDET
Clogged Drain - CLOGDR2
Damaged Fins - DAMAFI1
Defected Motor - DEFEMO3
Defected Sensor - DEFESE1
Defective Coil - DEFECO1
Defective Pressure Sensor - DEFPRSE1
Defective Pressure Switch - DEFPRW1
HVAC chiller compressor motor failed - CMTRFAIL
HVAC Chiller Control System failed - CCTLFAIL
HVAC chiller pump/motor insufficiently lubricated - CMTRLUB
HVAC chiller unit compressor failed. - CCOMFAIL
HVAC chiller unit deteriorated - CUNITDET
Loose Elec. Connections - LOOSELC1
No Power - NOPOWER1
Seized Fan - SEIZFA1
Seized Motor - SEIZMO1
Worn Belt - WORNBL1
Worn Seal - WORNSE2
Cause
Accelerated Wear - ACCWEAR
Accident - ACCIDENT
Aging - AGING10
Aging - AGING107
Aging - AGING7
Aging - AGING72
Belt Material - BELTMA3
Circuit Breaker Trip - CRBRTR1
Contamination - CONTAM
Contamination - CONTAM21
Contamination - CONTAM27
Corrosion - CORRS2
Corrosion - CORRS7
Defective Asset - DEFASSET
Defective/ Worn Component - WORNCMPT
Electrical Fault - ELECFA66
Excessive Load - EXLOAD
Improper Installation - IMPRIN18
Improper Installation - IMPRIN21
Improper Maintenance - IMPRM39
Improper Maintenance - IMPRM43
Improper Maintenance - IMPRM44
Improper Maintenance - IMPRM50
Improper Maintenance - IMPRM58
Improper Maintenance - IMPRMNT
Insufficient Lubrication - INSLUBR
Lack of/ Inadequate Training - LACKTRN
Loose/ Missing Component - MISSCMP
Normal Wear - NORMW2
Normal Wear - NORMW34
Normal Wear - NORMW6
Normal Wear - NRMWEAR
Other (specify) - OTHER
Poor Installation - PRINSTAL
Procedure Issue - PROCISSU
Utility Failure - UTLFAIL
Vandalism - VANDL1
Vandalism - VANDL8
Vandalism - VNDLSM
Weather condition/Forces of nature or Act of God - ACTGOD
Action
Adjusted - ADJUSTD
Decommission - DECOMM
Decontaminate - DECONTME
Do Nothing - DONOTHIN
Lubricate - LUBRCTE
Other (specify) - OTHER
Recalibrate - RECALBRT
Remove Obstruction - REMVOBT
Repair - REPAIR
Repair Asset - REPRASS
Repair Component - REPCMPT
Replace - REPLACE
Replace Asset - REPLASS
Replace Component - REPLCMPT
Report To Supervisor - REPRSUP
Reset - RESET
Upgrade - UPGRADES
Chiller - Condenser - CHLRCOND
Problem
Abnormal Temprature - ABNTEMP
Corrosion - CORROS
Electrical Trip Out - ELECTRIP
Excessive Noise - EXNOISE
Excessive Vibration - EXVIBRTN
Jammed Equipment - JAMMEDEQ
Leaking - LEAKING
Low Performance - LOWPERF
Non-Operational - NONOPER
Physical Damage - PHYDMGE
Unusual Smell - UNSMELL
Unusual Smoke - UNSMOKE
Failure
Chiller exterior condenser contaminated - CCONCONT
Chiller external condenser deteriorated - CCONDET
Chiller-condenser fan motor failed - CFANFAIL
External chiller condenser tube deterioration - CCTUBDET
HVAC external chiller condenser fan motor bearings insufficiently lubricated - CCMTRLUB
Cause
Accelerated Wear - ACCWEAR
Accident - ACCIDENT
Contamination - CONTAM
Defective Asset - DEFASSET
Defective/ Worn Component - WORNCMPT
Excessive Load - EXLOAD
Improper Maintenance - IMPRMNT
Insufficient Lubrication - INSLUBR
Lack of/ Inadequate Training - LACKTRN
Loose/ Missing Component - MISSCMP
Normal Wear - NRMWEAR
Other (specify) - OTHER
Poor Installation - PRINSTAL
Procedure Issue - PROCISSU
Utility Failure - UTLFAIL
Vandalism - VNDLSM
Weather condition/Forces of nature or Act of God - ACTGOD
Action
Adjusted - ADJUSTD
Decommission - DECOMM
Decontaminate - DECONTME
Do Nothing - DONOTHIN
Lubricate - LUBRCTE
Other (specify) - OTHER
Recalibrate - RECALBRT
Remove Obstruction - REMVOBT
Repair Asset - REPRASS
Repair Component - REPCMPT
Replace Asset - REPLASS
Replace Component - REPLCMPT
Upgrade - UPGRADES
Chiller - Cooling Tower - CHLRCOOL
Problem
Abnormal Temprature - ABNTEMP
Corrosion - CORROS
Electrical Trip Out - ELECTRIP
Excessive Noise - EXNOISE
Excessive Vibration - EXVIBRTN
Jammed Equipment - JAMMEDEQ
Leaking - LEAKING
Leaking - LEAKING2
Low Performance - LOWPERF
Non-Operational - NONOPER
Physical Damage - PHYDMGE
Structural Damage - STRUC1
Unusual Smell - UNSMELL
Unusual Smoke - UNSMOKE
Failure
Broken Valve - BROKVAL1
Chiller-Cooling tower coils/spray nozzles contaminated - CCTCONT
Chiller-Cooling tower deteriorated - CCTDET
Chiller-Cooling tower recirculation pump coolant filter plugged - CCTPPLUG
Cooling tower fan motor failed - CTFAIL
Cooling tower water lines/connections deteriorated - CCTLNDET
Damaged Enclosure - DAMAEN1
Damaged Structure - DAMAST2
HVAC chiller-cooling tower fan motor insufficiently lubricated - CCTLUB
HVAC chiller-cooling tower recirculating motor/pump worn - CCTPWORN
HVAC Chiller-Cooling Tower Recirculation Pump Insufficiently Lubricated - CCTPLUB
Inlet Seal Worn - INLESEW1
Outlet Seal Worn - OUTLSEW1
Worn Valve - WORNVA1
Cause
Accelerated Wear - ACCWEAR
Accident - ACCIDENT
Aging - AGING124
Aging - AGING129
Aging - AGING162
Aging - AGING19
Contamination - CONTAM
Corrosion - CORRS27
Defective Asset - DEFASSET
Defective/ Worn Component - WORNCMPT
Excessive Load - EXLOAD
Improper Maintenance - IMPRMNT
Improper Operation - IMPROP4
Insufficient Lubrication - INSLUBR
Lack of/ Inadequate Training - LACKTRN
Loose/ Missing Component - MISSCMP
Normal Wear - NRMWEAR
Other (specify) - OTHER
Poor Installation - PRINSTAL
Procedure Issue - PROCISSU
Utility Failure - UTLFAIL
Vandalism - VNDLSM
Weather condition/Forces of nature or Act of God - ACTGOD
Action
Adjusted - ADJUSTD
Decommission - DECOMM
Decontaminate - DECONTME
Do Nothing - DONOTHIN
Lubricate - LUBRCTE
Other (specify) - OTHER
Recalibrate - RECALBRT
Remove Obstruction - REMVOBT
Repair - REPAIR
Repair Asset - REPRASS
Repair Component - REPCMPT
Replace - REPLACE
Replace Asset - REPLASS
Replace Component - REPLCMPT
Upgrade - UPGRADES
Chip Conveyor - CHPCONV
Problem
Abnormal Temprature - ABNTEMP
Corrosion - CORROS
Electrical Trip Out - ELECTRIP
Excessive Noise - EXNOISE
Excessive Vibration - EXVIBRTN
Jammed Equipment - JAMMEDEQ
Leaking - LEAKING
Low Performance - LOWPERF
Non-Operational - NONOPER
Not Operational/Jammed - NONOPRJ1
Physical Damage - PHYDMGE
Unusual Smell - UNSMELL
Unusual Smoke - UNSMOKE
Failure
Chip conveyor components deteriorated - CHCCDET
Chip conveyor drive chain insufficiently lubricated - CHCDCLUB
Chip conveyor electric motor failed - CHCMFAIL
Chip conveyor main drive components insufficiently lubricated - CHCMDLUB
Conveyor Steel Belt And Links - Damage - CSBALD1
Conveyor Steel Belt And Links - Wear - CSBALW1
Conveyor Steel Belt And Links - Wear - CSBALW2
Drive Belt - Cracking - DRIBCR1
Drive Belt - Looseness - DRIBLO1
Drive Belt - Proper Tension - DRIBPRT1
Gear Sprockets - Damage - GESPDA1
Gear Sprockets - Wear - GESPWE1
Motor - MOTOR1
Pulleys/Wear - PULL1
Worn Bearings - WORNBE3
Cause
Accelerated Wear - ACCWEAR
Accident - ACCIDENT
Contamination - CONTAM
Debris - DEBRIS1
Debris - DEBRIS3
Debris - DEBRIS4
Debris - DEBRIS6
Defective Asset - DEFASSET
Defective/ Worn Component - WORNCMPT
Electrical Fault - ELECFA70
Excessive Load - EXLOAD
Improper Maintenance - IMPRMNT
Improper Maintenance - IMPRMNT1
Insufficient Lubrication - INSLUBR
Lack of/ Inadequate Training - LACKTRN
Loose/ Missing Component - MISSCMP
Lubrication - LUBRICA1
Lubrication - LUBRICA4
Lubrication - LUBRICA5
Misalignment - MISALIN5
Normal Wear - NORMW15
Normal Wear - NORMW17
Normal Wear - NORMW33
Normal Wear - NORMW42
Normal Wear - NORMW58
Normal Wear - NORMW7
Normal Wear - NRMWEAR
Other (specify) - OTHER
Poor Installation - PRINSTAL
Procedure Issue - PROCISSU
Utility Failure - UTLFAIL
Vandalism - VNDLSM
Weather condition/Forces of nature or Act of God - ACTGOD
Action
Adjusted - ADJUSTD
Decommission - DECOMM
Decontaminate - DECONTME
Do Nothing - DONOTHIN
Lubricate - LUBRCTE
Other (specify) - OTHER
Recalibrate - RECALBRT
Remove Obstruction - REMVOBT
Repair - REPAIR
Repair Asset - REPRASS
Repair Component - REPCMPT
Replace - REPLACE
Replace Asset - REPLASS
Replace Component - REPLCMPT
Reset - RESET
Upgrade - UPGRADES
Circuit Breaker Enclosure - CIRCBENC
Problem
Abnormal Temprature - ABNTEMP
Corrosion - CORROS
Electrical Trip Out - ELECTRIP
Excessive Noise - EXNOISE
Excessive Vibration - EXVIBRTN
Jammed Equipment - JAMMEDEQ
Leaking - LEAKING
Low Performance - LOWPERF
Non-Operational - NONOPER
Physical Damage - PHYDMGE
Unusual Smell - UNSMELL
Unusual Smoke - UNSMOKE
Failure
Circuit Breaker Enclosure Deteriorated and/or Contaminated - CBEDET
Cause
Accelerated Wear - ACCWEAR
Accident - ACCIDENT
Contamination - CONTAM
Defective Asset - DEFASSET
Defective/ Worn Component - WORNCMPT
Excessive Load - EXLOAD
Improper Maintenance - IMPRMNT
Insufficient Lubrication - INSLUBR
Lack of/ Inadequate Training - LACKTRN
Loose/ Missing Component - MISSCMP
Normal Wear - NRMWEAR
Other (specify) - OTHER
Poor Installation - PRINSTAL
Procedure Issue - PROCISSU
Utility Failure - UTLFAIL
Vandalism - VNDLSM
Weather condition/Forces of nature or Act of God - ACTGOD
Action
Adjusted - ADJUSTD
Decommission - DECOMM
Decontaminate - DECONTME
Do Nothing - DONOTHIN
Lubricate - LUBRCTE
Other (specify) - OTHER
Recalibrate - RECALBRT
Remove Obstruction - REMVOBT
Repair Asset - REPRASS
Repair Component - REPCMPT
Replace Asset - REPLASS
Replace Component - REPLCMPT
Upgrade - UPGRADES
Cleaning Solution Dispenser - CLNSOLD
Problem
Abnormal Temprature - ABNTEMP
Corrosion - CORROS
Electrical Trip Out - ELECTRIP
Excessive Noise - EXNOISE
Excessive Vibration - EXVIBRTN
Jammed Equipment - JAMMEDEQ
Leaking - LEAKING
Low Performance - LOWPERF
Non-Operational - NONOPER
Physical Damage - PHYDMGE
Unusual Smell - UNSMELL
Unusual Smoke - UNSMOKE
Failure
Dispensing Mechanism Fails to Dispense - DISPFAIL
Cause
Accelerated Wear - ACCWEAR
Accident - ACCIDENT
Contamination - CONTAM
Defective Asset - DEFASSET
Defective/ Worn Component - WORNCMPT
Excessive Load - EXLOAD
Improper Maintenance - IMPRMNT
Insufficient Lubrication - INSLUBR
Lack of/ Inadequate Training - LACKTRN
Loose/ Missing Component - MISSCMP
Normal Wear - NRMWEAR
Other (specify) - OTHER
Poor Installation - PRINSTAL
Procedure Issue - PROCISSU
Utility Failure - UTLFAIL
Vandalism - VNDLSM
Weather condition/Forces of nature or Act of God - ACTGOD
Action
Adjusted - ADJUSTD
Decommission - DECOMM
Decontaminate - DECONTME
Do Nothing - DONOTHIN
Lubricate - LUBRCTE
Other (specify) - OTHER
Recalibrate - RECALBRT
Remove Obstruction - REMVOBT
Repair Asset - REPRASS
Repair Component - REPCMPT
Replace Asset - REPLASS
Replace Component - REPLCMPT
Upgrade - UPGRADES
Compressed Air Distribution System - CMPADS
Problem
Abnormal Temprature - ABNTEMP
Corrosion - CORROS
Electrical Trip Out - ELECTRIP
Excessive Noise - EXNOISE
Excessive Vibration - EXVIB1
Excessive Vibration - EXVIBRTN
Jammed Equipment - JAMMEDEQ
Leaking - LEAKING
Leaking Fluid - LEAKF1
Loss Of Pressure/Air Leak - LSSPR4
Low Performance - LOWPERF
Non-Operational - NONOPER
Physical Damage - PHYDMGE
Unusual Smell - UNSMELL
Unusual Smoke - UNSMOKE
Failure
Broken Seal - BROKSEL6
Broken Seal - BROKSEL7
Clogged Flex Hose - CLOGFLH1
Clogged Pipe - CLOGPI2
Damaged Flex Hose - DAMAFLH1
Damaged Pipe - DAMAPI1
Damaged Pipe - DAMAPI2
Deteriorated Fittings - DETEFI1
Deteriorated Pipe - DETEPI3
Frozen Flex Hose - FROZFLH1
Frozen Pipe - FROZPI2
Loose Joints - LOOSJO1
Loose Seal - LOOSSE1
Loose Seal - LOOSSE2
Piping/tubing/fittings deteriorated - PIPFDET
Cause
Accelerated Wear - ACCWEAR
Accident - ACCDENT2
Accident - ACCIDENT
Contamination - CONTAM
Contamination - CONTAM26
Contamination - CONTAM3
Corrosion - CORRS13
Defective Asset - DEFASSET
Defective/ Worn Component - WORNCMPT
Excess Moisture In Line - EXMIL1
Excess Moisture In Line - EXMIL2
Excessive Load - EXLOAD
Improper Installation - IMPRIN1
Improper Installation - IMPRIN11
Improper Installation - IMPRIN2
Improper Installation - IMPRIN5
Improper Installation - IMPRIN7
Improper Maintenance - IMPRMNT
Improper Storage - IMPRST1
Insufficient Lubrication - INSLUBR
Lack of/ Inadequate Training - LACKTRN
Loose/ Missing Component - MISSCMP
Normal Wear - NORMW11
Normal Wear - NORMW38
Normal Wear - NORMW44
Normal Wear - NORMW50
Normal Wear - NORMW52
Normal Wear - NRMWEAR
Other (specify) - OTHER
Poor Installation - PRINSTAL
Procedure Issue - PROCISSU
Utility Failure - UTLFAIL
Vandalism - VNDLSM
Weather condition/Forces of nature or Act of God - ACTGOD
Action
Adjusted - ADJUSTD
Decommission - DECOMM
Decontaminate - DECONTME
Do Nothing - DONOTHIN
Lubricate - LUBRCTE
Other (specify) - OTHER
Recalibrate - RECALBRT
Remove Obstruction - REMVOBT
Repair - REPAIR
Repair Asset - REPRASS
Repair Component - REPCMPT
Replace - REPLACE
Replace Asset - REPLASS
Replace Component - REPLCMPT
Upgrade - UPGRADES
Condensate Tank - CNDSTANK
Problem
Abnormal Temprature - ABNTEMP
Corrosion - CORROS
Electrical Trip Out - ELECTRIP
Excessive Noise - EXNOISE
Excessive Vibration - EXVIBRTN
Jammed Equipment - JAMMEDEQ
Leaking - LEAKING
Low Performance - LOWPERF
Non-Operational - NONOPER
Physical Damage - PHYDMGE
Unusual Smell - UNSMELL
Unusual Smoke - UNSMOKE
Failure
Condensate tank internally deteriorated - CNTKIDET
Cause
Accelerated Wear - ACCWEAR
Accident - ACCIDENT
Contamination - CONTAM
Defective Asset - DEFASSET
Defective/ Worn Component - WORNCMPT
Excessive Load - EXLOAD
Improper Maintenance - IMPRMNT
Insufficient Lubrication - INSLUBR
Lack of/ Inadequate Training - LACKTRN
Loose/ Missing Component - MISSCMP
Normal Wear - NRMWEAR
Other (specify) - OTHER
Poor Installation - PRINSTAL
Procedure Issue - PROCISSU
Utility Failure - UTLFAIL
Vandalism - VNDLSM
Weather condition/Forces of nature or Act of God - ACTGOD
Action
Adjusted - ADJUSTD
Decommission - DECOMM
Decontaminate - DECONTME
Do Nothing - DONOTHIN
Lubricate - LUBRCTE
Other (specify) - OTHER
Recalibrate - RECALBRT
Remove Obstruction - REMVOBT
Repair Asset - REPRASS
Repair Component - REPCMPT
Replace Asset - REPLASS
Replace Component - REPLCMPT
Upgrade - UPGRADES
Consist Wash Arches - CNSWSA
Problem
Abnormal Temprature - ABNTEMP
Chemical Not Spray - CHMNTSP1
Corrosion - CORROS
Electrical Trip Out - ELECTRIP
Excessive Noise - EXNOISE
Excessive Vibration - EXVIBRTN
Incomplete Wash - INCMPWS1
Jammed Equipment - JAMMEDEQ
Leaking - LEAKING
Low Performance - LOWPERF
Non-Operational - NONOPER
Physical Damage - PHYDMGE
Unusual Smell - UNSMELL
Unusual Smoke - UNSMOKE
Failure
Broken Brush - BROKBR1
Broken Brush Mount - BROKBRM1
Consist wash arch pneumatic filter deteriorated - CWAPFDET
Consist Wash Arches Deteriorated - CWADET
Consist Wash Blower System deteriorated - CWBSDET
Consist Wash Sensors/Controls deteriorated - CWASDET
Consist Wash Sensors/Controls Failed - CWSCFAIL
Control Panel - CONTPA3
Dryer Fan Not Working - DRYNW1
Emergency Stop Failed - EMGSFAIL
Insufficient Chemical Levels - INSUCHL1
Insufficient Pneumatic Oil Lubricator Level - INPOLUB
Jammed Brush Actuators - JAMMBRA1
Mechanical components insufficiently lubricated - MCOMILUB
Motor Not Working - MOTONOW1
Nozzle Clogged - NOZZCL1
Photocell Sensor Contaminated - PHOTSEC1
Photocell Sensor Failed - PHOTSEF1
Pneumatic Hose Leak - PNUMHOL1
Seized Pump - SIEZPU1
Worn Brush - WORNBR1
Worn Brush Bearings - WORNBRB1
Worn Gasket - WORNGA1
Cause
Accelerated Wear - ACCWEAR
Accident - ACCIDENT
Aging - AGING118
Aging - AGING150
Aging - AGING158
Aging - AGING174
Contamination - CONTAM
Contamination - CONTAM1
Contamination - CONTAM15
Contamination - CONTAM19
Debris - DEBRIS8
Defective Asset - DEFASSET
Defective/ Worn Component - WORNCMPT
Electrical Fault - ELECFA30
Electrical Fault - ELECFA31
Electrical Fault - ELECFA36
Electrical Fault - ELECFA54
Electrical Fault - ELECFA81
Excessive Load - EXLOAD
Improper Maintenance - IMPRM24
Improper Maintenance - IMPRM40
Improper Maintenance - IMPRMNT
Insufficient Lubrication - INSLUBR
Lack of/ Inadequate Training - LACKTRN
Loose/ Missing Component - MISSCMP
Lubrication - LUBRICA3
Normal Wear - NRMWEAR
Other (specify) - OTHER
Poor Installation - PRINSTAL
Procedure Issue - PROCISSU
Utility Failure - UTLFAIL
Vandalism - VNDLSM
Vibrations - VIBRA13
Weather condition/Forces of nature or Act of God - ACTGOD
Action
Adjusted - ADJUSTD
Decommission - DECOMM
Decontaminate - DECONTME
Do Nothing - DONOTHIN
Lubricate - LUBRCTE
Other (specify) - OTHER
Recalibrate - RECALBRT
Remove Obstruction - REMVOBT
Repair - REPAIR
Repair Asset - REPRASS
Repair Component - REPCMPT
Replace - REPLACE
Replace Asset - REPLASS
Replace Component - REPLCMPT
Upgrade - UPGRADES
Consist Wash Chemical Feed - CNSWSC
Problem
Abnormal Temprature - ABNTEMP
Corrosion - CORROS
Electrical Trip Out - ELECTRIP
Excessive Noise - EXNOISE
Excessive Vibration - EXVIBRTN
Jammed Equipment - JAMMEDEQ
Leaking - LEAKING
Low Performance - LOWPERF
Non-Operational - NONOPER
Physical Damage - PHYDMGE
Unusual Smell - UNSMELL
Unusual Smoke - UNSMOKE
Failure
Air Compressor motor bearings lubrication depleted - ACMBLUBD
Air compressor oil deteriorated - ACMODET
Air Compressor System Deteriorated - ACSDET
Chemicals Insufficient Levels - CHINLEV
Consist Wash Chemical Feed Deteriorated - CWCFDET
Water Overuse - WTROVUS
Cause
Accelerated Wear - ACCWEAR
Accident - ACCIDENT
Contamination - CONTAM
Defective Asset - DEFASSET
Defective/ Worn Component - WORNCMPT
Excessive Load - EXLOAD
Improper Maintenance - IMPRMNT
Insufficient Lubrication - INSLUBR
Lack of/ Inadequate Training - LACKTRN
Loose/ Missing Component - MISSCMP
Normal Wear - NRMWEAR
Other (specify) - OTHER
Poor Installation - PRINSTAL
Procedure Issue - PROCISSU
Utility Failure - UTLFAIL
Vandalism - VNDLSM
Weather condition/Forces of nature or Act of God - ACTGOD
Action
Adjusted - ADJUSTD
Decommission - DECOMM
Decontaminate - DECONTME
Do Nothing - DONOTHIN
Lubricate - LUBRCTE
Other (specify) - OTHER
Recalibrate - RECALBRT
Remove Obstruction - REMVOBT
Repair Asset - REPRASS
Repair Component - REPCMPT
Replace Asset - REPLASS
Replace Component - REPLCMPT
Upgrade - UPGRADES
Consist Wash Wastewater Treatment System - CNSWSWTS
Problem
Abnormal Temprature - ABNTEMP
Corrosion - CORROS
Electrical Trip Out - ELECTRIP
Excess Foaming In The Discharge - EXFMDIS1
Excessive Noise - EXNOISE
Excessive Vibration - EXVIBRTN
Jammed Equipment - JAMMEDEQ
Leaking - LEAKING
Low Performance - LOWPERF
Non-Operational - NONOPER
Ph. Out Of Range - PHRRRO1
Physical Damage - PHYDMGE
Unusual Smell - UNSMELL
Unusual Smoke - UNSMOKE
Failure
Chemical Tanks Insufficient Levels - CHTKILEV
Damaged Hose - DAMAHO1
Depleted Defoamer - DEPLDE1
Dosing Pump Not Working - DOSPNW1
Dosing Pump Worn Seal - DOSPWS1
High level float switch failed - HLFSFAIL
Sump Pit Contaminated - SMPTCONT
Wash Waste Water Treatment Mechanical Components Deteriorated - WWTMCDET
Water pH out of specification - WTRPHOS
Water treatment system filtration system insufficient capacity - WWTSINSC
Cause
Accelerated Wear - ACCWEAR
Accident - ACCIDENT
Aging - AGING82
Contamination - CONTAM
Defective Asset - DEFASSET
Defective/ Worn Component - WORNCMPT
Depleted Ph. Chemicals - DPPHCH1
Electrical Fault - ELECFA56
Excessive Load - EXLOAD
Improper Maintenance - IMPRM20
Improper Maintenance - IMPRMNT
Insufficient Lubrication - INSLUBR
Lack of/ Inadequate Training - LACKTRN
Loose/ Missing Component - MISSCMP
Normal Wear - NORMW3
Normal Wear - NORMW43
Normal Wear - NRMWEAR
Other (specify) - OTHER
Physical Damage - DAMAGE7
Poor Installation - PRINSTAL
Procedure Issue - PROCISSU
Utility Failure - UTLFAIL
Vandalism - VNDLSM
Weather condition/Forces of nature or Act of God - ACTGOD
Action
Adjusted - ADJUSTD
Decommission - DECOMM
Decontaminate - DECONTME
Do Nothing - DONOTHIN
Lubricate - LUBRCTE
Other (specify) - OTHER
Recalibrate - RECALBRT
Remove Obstruction - REMVOBT
Repair - REPAIR
Repair Asset - REPRASS
Repair Component - REPCMPT
Replace - REPLACE
Replace Asset - REPLASS
Replace Component - REPLCMPT
Top Up Chemicals - TOPUCH
Top Up Defoamer - TPUDEF
Upgrade - UPGRADES
Consist Wash Water Distribution - CNSWSWD
Problem
Abnormal Temprature - ABNTEMP
Corrosion - CORROS
Electrical Trip Out - ELECTRIP
Excessive Noise - EXNOISE
Excessive Vibration - EXVIBRTN
Insufficient Pressure - INSFPRS1
Jammed Equipment - JAMMEDEQ
Leaking - LEAKI12
Leaking - LEAKING
Low Performance - LOWPERF
No Flow - NOFLOW1
Non-Operational - NONOPER
Physical Damage - PHYDMGE
Unusual Smell - UNSMELL
Unusual Smoke - UNSMOKE
Failure
Broken Pipe - BROKPIP8
Broken Seal - BROKSEL2
Clogged Drain - CLOGDR7
Clogged Pipe - CLOGPI1
Consist Wash Distribution System Deteriorated - CWDSDET
Frozen Pipe - FROZPI1
Cause
Accelerated Wear - ACCWEAR
Accident - ACCIDENT
Aging - AGING112
Aging - AGING13
Contamination - CONTAM
Debris - DEBRIS5
Debris - DEBRIS7
Defective Asset - DEFASSET
Defective/ Worn Component - WORNCMPT
Excessive Load - EXLOAD
Improper Maintenance - IMPRMNT
Insufficient Lubrication - INSLUBR
Lack of/ Inadequate Training - LACKTRN
Loose/ Missing Component - MISSCMP
Normal Wear - NRMWEAR
Other (specify) - OTHER
Poor Installation - PRINSTAL
Procedure Issue - PROCISSU
Utility Failure - UTLFAIL
Vandalism - VNDLSM
Weather - WEATHER2
Weather condition/Forces of nature or Act of God - ACTGOD
Action
Adjusted - ADJUSTD
Decommission - DECOMM
Decontaminate - DECONTME
Do Nothing - DONOTHIN
Lubricate - LUBRCTE
Other (specify) - OTHER
Recalibrate - RECALBRT
Remove Obstruction - REMVOBT
Repair - REPAIR
Repair Asset - REPRASS
Repair Component - REPCMPT
Replace - REPLACE
Replace Asset - REPLASS
Replace Component - REPLCMPT
Upgrade - UPGRADES
Control Panel - CP
Problem
Abnormal Temprature - ABNTEMP
Corrosion - CORROS
Electrical Trip Out - ELECTRIP
Excessive Noise - EXNOISE
Excessive Vibration - EXVIBRTN
Jammed Equipment - JAMMEDEQ
Leaking - LEAKING
Low Performance - LOWPERF
No Power - NOPOWER3
Non-Operational - NONOPER
Other (Specify) - OTOPEC7
Physical Damage - PHYDMGE
Unusual Smell - UNSMELL
Unusual Smoke - UNSMOKE
Failure
Control panel enclosure deteriorated - CPENDET
Control panel failed - CPFAIL
Defected Contactors - DEFECOT4
Defected Control Power Supply - DEFCOU3
Defected Fuse - DEFEFU4
Defected Overload Relay - DEFEOVR2
Defected Relays - DEFERE2
Defected Terminal Block - DEFETEB2
Defected Transformer - DEFETR2
Other (Specify) - OTHERS12
Tripped Breaker - TRIPBR2
Undersized Fuse - UNDEFU2
Cause
Accelerated Wear - ACCWEAR
Accident - ACCIDENT
Aging - AGING113
Aging - AGING127
Aging - AGING157
Aging - AGING166
Aging - AGING24
Aging - AGING68
Aging - AGING9
Broken Drive Gear - BRDRIG1
Contamination - CONTAM
Defective Asset - DEFASSET
Defective/ Worn Component - WORNCMPT
Electrical Fault - ELECFA14
Electrical Fault - ELECFA21
Electrical Fault - ELECFA34
Electrical Fault - ELECFA38
Electrical Fault - ELECFA65
Excessive Load - EXLOAD
Improper Maintenance - IMPRM55
Improper Maintenance - IMPRMNT
Increased Current - INCRCU3
Insufficient Lubrication - INSLUBR
Lack of/ Inadequate Training - LACKTRN
Large Change In Load - LACINL1
Loose Connection - LOOSC13
Loose Connection - LOOSC23
Loose Connection - LOOSC6
Loose Connection - LOOSC7
Loose/ Missing Component - MISSCMP
Misalignment - MISALIN3
Normal Wear - NORMW16
Normal Wear - NORMW51
Normal Wear - NRMWEAR
Other (specify) - OTHER
Other (Specify) - OTHER13
Over Current - OVERCU2
Over Heating - OVERHE1
Poor Installation - PRINSTAL
Procedure Issue - Improper Motor Drive Settings - PIIMDS2
Procedure Issue - PROCISSU
Utility Failure - UTLFAIL
Vandalism - VNDLSM
Weather condition/Forces of nature or Act of God - ACTGOD
Action
Adjust The Current Rating According To The Name Plate. - ADCRANP
Adjusted - ADJUSTD
Check Manufacturer Manual - CHKMM
Decommission - DECOMM
Decontaminate - DECONTME
Do Nothing - DONOTHIN
Lubricate - LUBRCTE
Other (specify) - OTHER
Recalibrate - RECALBRT
Remove Obstruction - REMVOBT
Repair - REPAIR
Repair Asset - REPRASS
Repair Component - REPCMPT
Replace - REPLACE
Replace Asset - REPLASS
Replace Component - REPLCMPT
Upgrade - UPGRADES
Crane - CRN
Problem
Abnormal Temprature - ABNTEMP
Corrosion - CORROS
Electrical Trip Out - ELECTRIP
Excessive Noise - EXNOISE
Excessive Vibration - EXVIBRTN
Jammed Equipment - JAMMEDEQ
Leaking - LEAKING
Low Performance - LOWPERF
Non-Operational - NONOPER
Non-Operational - NONOPER1
Physical Damage - PHYDMGE
Safety Loop Fault - SFTYL1
Unusual Smell - UNSMELL
Unusual Smoke - UNSMOKE
Failure
Control Panel - CONTPA1
Control Panel - CONTPA2
Crane Control Systems Failed - CCSFAIL
Crane Lubrication Deteriorated - CLUBDET
Crane Mechanical Components Deteriorated - CMCDET
Crane Safety Systems Failed - CSSFAIL
Crane Structural Components and Casings Deteriorated - CSCCDET
Crane Systems Insufficiently Lubricated - CSILUB
Damaged Structure - DAMAST1
Drive Motor - DRIVMO1
Drive Motor Bearing - DRIMOBR1
Drive Worn Break - DRIVWOB1
Failed E Stop - FAILES1
Lift Hoist - LIFTHO1
Pulleys - PULLEY1
Sensor - SENSOR1
Cause
Accelerated Wear - ACCWEAR
Accident - ACCDENT1
Accident - ACCIDENT
Aging - AGING140
Aging - AGING146
Aging - AGING17
Aging - AGING90
Aging - AGING91
Aging - AGING93
Contamination - CONTAM
Corrosion - CORRS10
Defective Asset - DEFASSET
Defective/ Worn Component - WORNCMPT
Electrical Fault - ELECF100
Electrical Fault - ELECFA1
Electrical Fault - ELECFA2
Excessive Load - EXLOAD
Improper Maintenance - IMPRMNT
Insufficient Lubrication - INSLUBR
Lack of/ Inadequate Training - LACKTRN
Loose/ Missing Component - MISSCMP
Normal Wear - NRMWEAR
Other (specify) - OTHER
Poor Installation - PRINSTAL
Procedure Issue - PROCISSU
Utility Failure - UTLFAIL
Vandalism - VNDLSM
Weather condition/Forces of nature or Act of God - ACTGOD
Action
Adjusted - ADJUSTD
Call Contractor - CALCONT
Decommission - DECOMM
Decontaminate - DECONTME
Do Nothing - DONOTHIN
Lubricate - LUBRCTE
Other (specify) - OTHER
Recalibrate - RECALBRT
Remove Obstruction - REMVOBT
Repair - REPAIR
Repair Asset - REPRASS
Repair Component - REPCMPT
Replace Asset - REPLASS
Replace Component - REPLCMPT
Upgrade - UPGRADES
Crane Remote Control - CRNREMC
Problem
Abnormal Temprature - ABNTEMP
Corrosion - CORROS
Electrical Trip Out - ELECTRIP
Excessive Noise - EXNOISE
Excessive Vibration - EXVIBRTN
Jammed Equipment - JAMMEDEQ
Leaking - LEAKING
Low Performance - LOWPERF
Non-Operational - NONOPER
Physical Damage - PHYDMGE
Unusual Smell - UNSMELL
Unusual Smoke - UNSMOKE
Failure
Control Remote Battery Aged - CRMAGE
Emergency Stop Function Failed - EMGSFUNC
Overhead Crane Control Remote Deteriorated - OCCRDET
Cause
Accelerated Wear - ACCWEAR
Accident - ACCIDENT
Contamination - CONTAM
Defective Asset - DEFASSET
Defective/ Worn Component - WORNCMPT
Excessive Load - EXLOAD
Improper Maintenance - IMPRMNT
Insufficient Lubrication - INSLUBR
Lack of/ Inadequate Training - LACKTRN
Loose/ Missing Component - MISSCMP
Normal Wear - NRMWEAR
Other (specify) - OTHER
Poor Installation - PRINSTAL
Procedure Issue - PROCISSU
Utility Failure - UTLFAIL
Vandalism - VNDLSM
Weather condition/Forces of nature or Act of God - ACTGOD
Action
Adjusted - ADJUSTD
Decommission - DECOMM
Decontaminate - DECONTME
Do Nothing - DONOTHIN
Lubricate - LUBRCTE
Other (specify) - OTHER
Recalibrate - RECALBRT
Remove Obstruction - REMVOBT
Repair Asset - REPRASS
Repair Component - REPCMPT
Replace Asset - REPLASS
Replace Component - REPLCMPT
Upgrade - UPGRADES
Culvert Apron - CULVAPR
Problem
Abnormal Temprature - ABNTEMP
Corrosion - CORROS
Electrical Trip Out - ELECTRIP
Excessive Noise - EXNOISE
Excessive Vibration - EXVIBRTN
Jammed Equipment - JAMMEDEQ
Leaking - LEAKING
Low Performance - LOWPERF
Non-Operational - NONOPER
Physical Damage - PHYDMGE
Unusual Smell - UNSMELL
Unusual Smoke - UNSMOKE
Failure
Concrete apron and floor scoured - CULSCRD
Stone apron and floor scoured - SASCRD
Cause
Accelerated Wear - ACCWEAR
Accident - ACCIDENT
Contamination - CONTAM
Defective Asset - DEFASSET
Defective/ Worn Component - WORNCMPT
Excessive Load - EXLOAD
Improper Maintenance - IMPRMNT
Insufficient Lubrication - INSLUBR
Lack of/ Inadequate Training - LACKTRN
Loose/ Missing Component - MISSCMP
Normal Wear - NRMWEAR
Other (specify) - OTHER
Poor Installation - PRINSTAL
Procedure Issue - PROCISSU
Utility Failure - UTLFAIL
Vandalism - VNDLSM
Weather condition/Forces of nature or Act of God - ACTGOD
Action
Adjusted - ADJUSTD
Decommission - DECOMM
Decontaminate - DECONTME
Do Nothing - DONOTHIN
Lubricate - LUBRCTE
Other (specify) - OTHER
Recalibrate - RECALBRT
Remove Obstruction - REMVOBT
Repair Asset - REPRASS
Repair Component - REPCMPT
Replace Asset - REPLASS
Replace Component - REPLCMPT
Upgrade - UPGRADES
Culvert Barrel - CULVBARR
Problem
Abnormal Temprature - ABNTEMP
Corrosion - CORROS
Electrical Trip Out - ELECTRIP
Excessive Noise - EXNOISE
Excessive Vibration - EXVIBRTN
Jammed Equipment - JAMMEDEQ
Leaking - LEAKING
Low Performance - LOWPERF
Non-Operational - NONOPER
Physical Damage - PHYDMGE
Unusual Smell - UNSMELL
Unusual Smoke - UNSMOKE
Cause
Accelerated Wear - ACCWEAR
Accident - ACCIDENT
Contamination - CONTAM
Defective Asset - DEFASSET
Defective/ Worn Component - WORNCMPT
Excessive Load - EXLOAD
Improper Maintenance - IMPRMNT
Insufficient Lubrication - INSLUBR
Lack of/ Inadequate Training - LACKTRN
Loose/ Missing Component - MISSCMP
Normal Wear - NRMWEAR
Other (specify) - OTHER
Poor Installation - PRINSTAL
Procedure Issue - PROCISSU
Utility Failure - UTLFAIL
Vandalism - VNDLSM
Weather condition/Forces of nature or Act of God - ACTGOD
Action
Adjusted - ADJUSTD
Decommission - DECOMM
Decontaminate - DECONTME
Do Nothing - DONOTHIN
Lubricate - LUBRCTE
Other (specify) - OTHER
Recalibrate - RECALBRT
Remove Obstruction - REMVOBT
Repair Asset - REPRASS
Repair Component - REPCMPT
Replace Asset - REPLASS
Replace Component - REPLCMPT
Upgrade - UPGRADES
DEF Dispenser - DEFDISP
Problem
Abnormal Temprature - ABNTEMP
Corrosion - CORROS
Electrical Trip Out - ELECTRIP
Excessive Noise - EXNOISE
Excessive Vibration - EXVIBRTN
Jammed Equipment - JAMMEDEQ
Leaking - LEAKING
Low Performance - LOWPERF
Non-Operational - NONOPER
Physical Damage - PHYDMGE
Unusual Smell - UNSMELL
Unusual Smoke - UNSMOKE
Failure
DEF dispenser hose and/or dispenser nozzle deteriorated - DEFDDET
Cause
Accelerated Wear - ACCWEAR
Accident - ACCIDENT
Contamination - CONTAM
Defective Asset - DEFASSET
Defective/ Worn Component - WORNCMPT
Excessive Load - EXLOAD
Improper Maintenance - IMPRMNT
Insufficient Lubrication - INSLUBR
Lack of/ Inadequate Training - LACKTRN
Loose/ Missing Component - MISSCMP
Normal Wear - NRMWEAR
Other (specify) - OTHER
Poor Installation - PRINSTAL
Procedure Issue - PROCISSU
Utility Failure - UTLFAIL
Vandalism - VNDLSM
Weather condition/Forces of nature or Act of God - ACTGOD
Action
Adjusted - ADJUSTD
Decommission - DECOMM
Decontaminate - DECONTME
Do Nothing - DONOTHIN
Lubricate - LUBRCTE
Other (specify) - OTHER
Recalibrate - RECALBRT
Remove Obstruction - REMVOBT
Repair Asset - REPRASS
Repair Component - REPCMPT
Replace Asset - REPLASS
Replace Component - REPLCMPT
Upgrade - UPGRADES
DEF Vent Filter - DEFVFLTR
Problem
Abnormal Temprature - ABNTEMP
Corrosion - CORROS
Electrical Trip Out - ELECTRIP
Excessive Noise - EXNOISE
Excessive Vibration - EXVIBRTN
Jammed Equipment - JAMMEDEQ
Leaking - LEAKING
Low Performance - LOWPERF
Non-Operational - NONOPER
Physical Damage - PHYDMGE
Unusual Smell - UNSMELL
Unusual Smoke - UNSMOKE
Failure
DEF Vent Filter Failed - DEFVFAIL
Cause
Accelerated Wear - ACCWEAR
Accident - ACCIDENT
Contamination - CONTAM
Defective Asset - DEFASSET
Defective/ Worn Component - WORNCMPT
Excessive Load - EXLOAD
Improper Maintenance - IMPRMNT
Insufficient Lubrication - INSLUBR
Lack of/ Inadequate Training - LACKTRN
Loose/ Missing Component - MISSCMP
Normal Wear - NRMWEAR
Other (specify) - OTHER
Poor Installation - PRINSTAL
Procedure Issue - PROCISSU
Utility Failure - UTLFAIL
Vandalism - VNDLSM
Weather condition/Forces of nature or Act of God - ACTGOD
Action
Adjusted - ADJUSTD
Decommission - DECOMM
Decontaminate - DECONTME
Do Nothing - DONOTHIN
Lubricate - LUBRCTE
Other (specify) - OTHER
Recalibrate - RECALBRT
Remove Obstruction - REMVOBT
Repair Asset - REPRASS
Repair Component - REPCMPT
Replace Asset - REPLASS
Replace Component - REPLCMPT
Upgrade - UPGRADES
Dehumidifier - DEHMDFR
Problem
Abnormal Temprature - ABNTEMP
Corrosion - CORROS
Electrical Trip Out - ELECTRIP
Excessive Noise - EXNOISE
Excessive Vibration - EXVIBRTN
Jammed Equipment - JAMMEDEQ
Leaking - LEAKING
Low Performance - LOWPERF
Non-Operational - NONOPER
Physical Damage - PHYDMGE
Unusual Smell - UNSMELL
Unusual Smoke - UNSMOKE
Failure
Dehumidifier air filter contaminated - DEHCONT
Dehumidifier components deteriorated - DEHDET
Cause
Accelerated Wear - ACCWEAR
Accident - ACCIDENT
Contamination - CONTAM
Defective Asset - DEFASSET
Defective/ Worn Component - WORNCMPT
Excessive Load - EXLOAD
Improper Maintenance - IMPRMNT
Insufficient Lubrication - INSLUBR
Lack of/ Inadequate Training - LACKTRN
Loose/ Missing Component - MISSCMP
Normal Wear - NRMWEAR
Other (specify) - OTHER
Poor Installation - PRINSTAL
Procedure Issue - PROCISSU
Utility Failure - UTLFAIL
Vandalism - VNDLSM
Weather condition/Forces of nature or Act of God - ACTGOD
Action
Adjusted - ADJUSTD
Decommission - DECOMM
Decontaminate - DECONTME
Do Nothing - DONOTHIN
Lubricate - LUBRCTE
Other (specify) - OTHER
Recalibrate - RECALBRT
Remove Obstruction - REMVOBT
Repair Asset - REPRASS
Repair Component - REPCMPT
Replace Asset - REPLASS
Replace Component - REPLCMPT
Upgrade - UPGRADES
Diesel Dispenser - DSLDISP
Problem
Abnormal Temprature - ABNTEMP
Corrosion - CORROS
Electrical Trip Out - ELECTRIP
Excessive Noise - EXNOISE
Excessive Vibration - EXVIBRTN
Jammed Equipment - JAMMEDEQ
Leaking - LEAKING
Low Performance - LOWPERF
Non-Operational - NONOPR1
Non-Operational - NONOPER
Physical Damage - PHYDMGE
Unusual Smell - UNSMELL
Unusual Smoke - UNSMOKE
Failure
Damaged Hinge Pin - DMGPIN
Diesel dispenser hose deteriorated - DSDHDET
Diesel dispenser motor clutch failed - DSDMFAIL
Diesel dispenser nozzle connection loose - DSDNCLSE
Rewind motor failed - RWMTFAIL
Cause
Accelerated Wear - ACCWEAR
Accident - ACCIDENT
Contamination - CONTAM
Defective Asset - DEFASSET
Defective/ Worn Component - WORNCMPT
Excessive Load - EXLOAD
Improper Maintenance - IMPRMNT
Improper Operation - IMPROP6
Insufficient Lubrication - INSLUBR
Lack of/ Inadequate Training - LACKTRN
Loose/ Missing Component - MISSCMP
Normal Wear - NRMWEAR
Other (specify) - OTHER
Poor Installation - PRINSTAL
Procedure Issue - PROCISSU
Utility Failure - UTLFAIL
Vandalism - VNDLSM
Weather condition/Forces of nature or Act of God - ACTGOD
Action
Adjusted - ADJUSTD
Decommission - DECOMM
Decontaminate - DECONTME
Do Nothing - DONOTHIN
Lubricate - LUBRCTE
Other (specify) - OTHER
Recalibrate - RECALBRT
Remove Obstruction - REMVOBT
Repair Asset - REPRASS
Repair Component - REPCMPT
Replace - REPLACE1
Replace Asset - REPLASS
Replace Component - REPLCMPT
Upgrade - UPGRADES
Diesel Storage Tank - DSLST
Problem
Abnormal Temprature - ABNTEMP
Corrosion - CORROS
Electrical Trip Out - ELECTRIP
Excessive Noise - EXNOISE
Excessive Vibration - EXVIBRTN
Jammed Equipment - JAMMEDEQ
Leaking - LEAKING
Low Performance - LOWPERF
Non-Operational - NONOPER
Physical Damage - PHYDMGE
Unusual Smell - UNSMELL
Unusual Smoke - UNSMOKE
Failure
Above ground diesel storage tank deteriorated - DSTKDET
Below ground double walled diesel tank internally corroded - DSTKCORR
Cause
Accelerated Wear - ACCWEAR
Accident - ACCIDENT
Contamination - CONTAM
Defective Asset - DEFASSET
Defective/ Worn Component - WORNCMPT
Excessive Load - EXLOAD
Improper Maintenance - IMPRMNT
Insufficient Lubrication - INSLUBR
Lack of/ Inadequate Training - LACKTRN
Loose/ Missing Component - MISSCMP
Normal Wear - NRMWEAR
Other (specify) - OTHER
Poor Installation - PRINSTAL
Procedure Issue - PROCISSU
Utility Failure - UTLFAIL
Vandalism - VNDLSM
Weather condition/Forces of nature or Act of God - ACTGOD
Action
Adjusted - ADJUSTD
Decommission - DECOMM
Decontaminate - DECONTME
Do Nothing - DONOTHIN
Lubricate - LUBRCTE
Other (specify) - OTHER
Recalibrate - RECALBRT
Remove Obstruction - REMVOBT
Repair Asset - REPRASS
Repair Component - REPCMPT
Replace Asset - REPLASS
Replace Component - REPLCMPT
Upgrade - UPGRADES
Domestic Water Distribution System - DOMWDS
Problem
Abnormal Temprature - ABNTEMP
Corrosion - CORROS
Electrical Trip Out - ELECTRIP
Excessive Noise - EXNOISE
Excessive Vibration - EXVIBRTN
Jammed Equipment - JAMMEDEQ
Leaking - LEAKING
Low Performance - LOWPERF
Non-Operational - NONOPER
Physical Damage - PHYDMGE
Unusual Smell - UNSMELL
Unusual Smoke - UNSMOKE
Failure
Water distribution system deteriorated - WTRDSDET
Cause
Accelerated Wear - ACCWEAR
Accident - ACCIDENT
Contamination - CONTAM
Defective Asset - DEFASSET
Defective/ Worn Component - WORNCMPT
Excessive Load - EXLOAD
Improper Maintenance - IMPRMNT
Insufficient Lubrication - INSLUBR
Lack of/ Inadequate Training - LACKTRN
Loose/ Missing Component - MISSCMP
Normal Wear - NRMWEAR
Other (specify) - OTHER
Poor Installation - PRINSTAL
Procedure Issue - PROCISSU
Utility Failure - UTLFAIL
Vandalism - VNDLSM
Weather condition/Forces of nature or Act of God - ACTGOD
Action
Adjusted - ADJUSTD
Decommission - DECOMM
Decontaminate - DECONTME
Do Nothing - DONOTHIN
Lubricate - LUBRCTE
Other (specify) - OTHER
Recalibrate - RECALBRT
Remove Obstruction - REMVOBT
Repair Asset - REPRASS
Repair Component - REPCMPT
Replace Asset - REPLASS
Replace Component - REPLCMPT
Upgrade - UPGRADES
Door - DR
Problem
Abnormal Temprature - ABNTEMP
Corrosion - CORROS
Electrical Trip Out - ELECTRIP
Excessive Noise - EXNOISE
Excessive Vibration - EXVIBRTN
Jammed Equipment - JAMMEDEQ
Leaking - LEAKING
Low Performance - LOWPERF
Non-Operational - NONOPER
Physical Damage - PHYDMGE
Unusual Smell - UNSMELL
Unusual Smoke - UNSMOKE
Failure
Automatic door mechanism deteriorated - DRAUDET
Door mechanical, structural, or physical components deteriorated - DRFAIL
Door signage damaged or missing - DRSGNDAM
Electric door strike components worn - DRELWORN
Electronic control activation of door opening or closing failed - DRAUFAIL
Lubrication of the electric door strike components - DRLUB
Sliding door emergency system failed - DREMFAIL
Cause
Accelerated Wear - ACCWEAR
Accident - ACCIDENT
Contamination - CONTAM
Defective Asset - DEFASSET
Defective/ Worn Component - WORNCMPT
Excessive Load - EXLOAD
Improper Maintenance - IMPRMNT
Insufficient Lubrication - INSLUBR
Lack of/ Inadequate Training - LACKTRN
Loose/ Missing Component - MISSCMP
Normal Wear - NRMWEAR
Other (specify) - OTHER
Poor Installation - PRINSTAL
Procedure Issue - PROCISSU
Utility Failure - UTLFAIL
Vandalism - VNDLSM
Weather condition/Forces of nature or Act of God - ACTGOD
Action
Adjusted - ADJUSTD
Decommission - DECOMM
Decontaminate - DECONTME
Do Nothing - DONOTHIN
Lubricate - LUBRCTE
Other (specify) - OTHER
Recalibrate - RECALBRT
Remove Obstruction - REMVOBT
Repair Asset - REPRASS
Repair Component - REPCMPT
Replace Asset - REPLASS
Replace Component - REPLCMPT
Upgrade - UPGRADES
Door Air Curtain - DRARCRTN
Problem
Abnormal Temprature - ABNTEMP
Corrosion - CORROS
Electrical Trip Out - ELECTRIP
Excessive Noise - EXNOISE
Excessive Vibration - EXVIBRTN
Jammed Equipment - JAMMEDEQ
Leaking - LEAKING
Low Performance - LOWPERF
Non-Operational - NONOPER
Physical Damage - PHYDMGE
Unusual Smell - UNSMELL
Unusual Smoke - UNSMOKE
Failure
Air curtain components deteriorated - DACCDET
Air curtain filter contaminated - DACFCONT
Air curtain motor bearing insufficiently lubricated - ACMNILUB
Gas safety shut off valve failed - GSOFFAIL
Cause
Accelerated Wear - ACCWEAR
Accident - ACCIDENT
Contamination - CONTAM
Defective Asset - DEFASSET
Defective/ Worn Component - WORNCMPT
Excessive Load - EXLOAD
Improper Maintenance - IMPRMNT
Insufficient Lubrication - INSLUBR
Lack of/ Inadequate Training - LACKTRN
Loose/ Missing Component - MISSCMP
Normal Wear - NRMWEAR
Other (specify) - OTHER
Poor Installation - PRINSTAL
Procedure Issue - PROCISSU
Utility Failure - UTLFAIL
Vandalism - VNDLSM
Weather condition/Forces of nature or Act of God - ACTGOD
Action
Adjusted - ADJUSTD
Decommission - DECOMM
Decontaminate - DECONTME
Do Nothing - DONOTHIN
Lubricate - LUBRCTE
Other (specify) - OTHER
Recalibrate - RECALBRT
Remove Obstruction - REMVOBT
Repair Asset - REPRASS
Repair Component - REPCMPT
Replace Asset - REPLASS
Replace Component - REPLCMPT
Upgrade - UPGRADES
Drainage Catch Basin - DRNCTCHB
Problem
Abnormal Temprature - ABNTEMP
Corrosion - CORROS
Electrical Trip Out - ELECTRIP
Excessive Noise - EXNOISE
Excessive Vibration - EXVIBRTN
Jammed Equipment - JAMMEDEQ
Leaking - LEAKING
Low Performance - LOWPERF
Non-Operational - NONOPER
Physical Damage - PHYDMGE
Unusual Smell - UNSMELL
Unusual Smoke - UNSMOKE
Failure
Drainage Catch Basin deteriorated - DCBDET
Drainage catch basin internally contaminated - DCBICONT
Drainage Catch Basin Lid Contaminated - DCBLCONT
Cause
Accelerated Wear - ACCWEAR
Accident - ACCIDENT
Contamination - CONTAM
Defective Asset - DEFASSET
Defective/ Worn Component - WORNCMPT
Excessive Load - EXLOAD
Improper Maintenance - IMPRMNT
Insufficient Lubrication - INSLUBR
Lack of/ Inadequate Training - LACKTRN
Loose/ Missing Component - MISSCMP
Normal Wear - NRMWEAR
Other (specify) - OTHER
Poor Installation - PRINSTAL
Procedure Issue - PROCISSU
Utility Failure - UTLFAIL
Vandalism - VNDLSM
Weather condition/Forces of nature or Act of God - ACTGOD
Action
Adjusted - ADJUSTD
Decommission - DECOMM
Decontaminate - DECONTME
Do Nothing - DONOTHIN
Lubricate - LUBRCTE
Other (specify) - OTHER
Recalibrate - RECALBRT
Remove Obstruction - REMVOBT
Repair Asset - REPRASS
Repair Component - REPCMPT
Replace Asset - REPLASS
Replace Component - REPLCMPT
Upgrade - UPGRADES
Drainage Culvert Barrel - DRNCULVB
Problem
Abnormal Temprature - ABNTEMP
Corrosion - CORROS
Electrical Trip Out - ELECTRIP
Excessive Noise - EXNOISE
Excessive Vibration - EXVIBRTN
Jammed Equipment - JAMMEDEQ
Leaking - LEAKING
Low Performance - LOWPERF
Non-Operational - NONOPER
Physical Damage - PHYDMGE
Unusual Smell - UNSMELL
Unusual Smoke - UNSMOKE
Failure
Concrete pipe (CP) bottom eroded - CPERODE
Concrete pipe (CP) deteriorated - CPDET
Concrete pipe (CP) joints deteriorated - CPJDET
Culvert blocked by debris - CULBLCK
Galvanized steel pipe (GSP) corroded - GSPCORR
Galvanized steel pipe (GSP) Joint fatigued - GSPJFAT
Galvanized steel pipe (GSP) loss of roundness - GSPLRND
Iron pipe (IP) fatigued - IPFAT
Reinforced concrete box (RCB) deteriorated - RCBDET
Reinforced concrete box (RCB) joints deteriorated - RCBJDET
Stone box (SB) deteriorated - SBDET
Stone brick arch (SBA) deteriorated - SBADET
Structural plate corrugated steel pipe (SPCSP) corroded - SPCSPCOR
Structural plate corrugated steel pipe (SPCSP) fasteners loose or missing - SPCSPMIS
Structural plate corrugated steel pipe (SPCSP) fatigued - SPCSPFAT
Cause
Accelerated Wear - ACCWEAR
Accident - ACCIDENT
Contamination - CONTAM
Defective Asset - DEFASSET
Defective/ Worn Component - WORNCMPT
Excessive Load - EXLOAD
Improper Maintenance - IMPRMNT
Insufficient Lubrication - INSLUBR
Lack of/ Inadequate Training - LACKTRN
Loose/ Missing Component - MISSCMP
Normal Wear - NRMWEAR
Other (specify) - OTHER
Poor Installation - PRINSTAL
Procedure Issue - PROCISSU
Utility Failure - UTLFAIL
Vandalism - VNDLSM
Weather condition/Forces of nature or Act of God - ACTGOD
Action
Adjusted - ADJUSTD
Decommission - DECOMM
Decontaminate - DECONTME
Do Nothing - DONOTHIN
Lubricate - LUBRCTE
Other (specify) - OTHER
Recalibrate - RECALBRT
Remove Obstruction - REMVOBT
Repair Asset - REPRASS
Repair Component - REPCMPT
Replace Asset - REPLASS
Replace Component - REPLCMPT
Upgrade - UPGRADES
Drainage Culvert Barrel (>1000mm, <3000mm) - DRNCULVB
Problem
Abnormal Temprature - ABNTEMP
Corrosion - CORROS
Electrical Trip Out - ELECTRIP
Excessive Noise - EXNOISE
Excessive Vibration - EXVIBRTN
Jammed Equipment - JAMMEDEQ
Leaking - LEAKING
Low Performance - LOWPERF
Non-Operational - NONOPER
Physical Damage - PHYDMGE
Unusual Smell - UNSMELL
Unusual Smoke - UNSMOKE
Failure
Concrete pipe (CP) bottom eroded - CPERODE
Concrete pipe (CP) deteriorated - CPDET
Concrete pipe (CP) joints deteriorated - CPJDET
Culvert blocked by debris - CULBLCK
Galvanized steel pipe (GSP) corroded - GSPCORR
Galvanized steel pipe (GSP) Joint fatigued - GSPJFAT
Galvanized steel pipe (GSP) loss of roundness - GSPLRND
Iron pipe (IP) fatigued - IPFAT
Reinforced concrete box (RCB) deteriorated - RCBDET
Reinforced concrete box (RCB) joints deteriorated - RCBJDET
Stone box (SB) deteriorated - SBDET
Stone brick arch (SBA) deteriorated - SBADET
Structural plate corrugated steel pipe (SPCSP) corroded - SPCSPCOR
Structural plate corrugated steel pipe (SPCSP) fasteners loose or missing - SPCSPMIS
Structural plate corrugated steel pipe (SPCSP) fatigued - SPCSPFAT
Cause
Accelerated Wear - ACCWEAR
Accident - ACCIDENT
Contamination - CONTAM
Defective Asset - DEFASSET
Defective/ Worn Component - WORNCMPT
Excessive Load - EXLOAD
Improper Maintenance - IMPRMNT
Insufficient Lubrication - INSLUBR
Lack of/ Inadequate Training - LACKTRN
Loose/ Missing Component - MISSCMP
Normal Wear - NRMWEAR
Other (specify) - OTHER
Poor Installation - PRINSTAL
Procedure Issue - PROCISSU
Utility Failure - UTLFAIL
Vandalism - VNDLSM
Weather condition/Forces of nature or Act of God - ACTGOD
Action
Adjusted - ADJUSTD
Decommission - DECOMM
Decontaminate - DECONTME
Do Nothing - DONOTHIN
Lubricate - LUBRCTE
Other (specify) - OTHER
Recalibrate - RECALBRT
Remove Obstruction - REMVOBT
Repair Asset - REPRASS
Repair Component - REPCMPT
Replace Asset - REPLASS
Replace Component - REPLCMPT
Upgrade - UPGRADES
Draw-Out Breaker - DRWOUTBR
Problem
Abnormal Temprature - ABNTEMP
Corrosion - CORROS
Electrical Trip Out - ELECTRIP
Excessive Noise - EXNOISE
Excessive Vibration - EXVIBRTN
Jammed Equipment - JAMMEDEQ
Leaking - LEAKING
Low Performance - LOWPERF
Non-Operational - NONOPER
Physical Damage - PHYDMGE
Unusual Smell - UNSMELL
Unusual Smoke - UNSMOKE
Failure
600 V Breaker Incorrect Coordination Settings - DOBICSET
600 Volt Draw Out Breaker Deteriorated - DOBDET
600 Volt Draw Out Breaker Failed - DOBFAIL
Cause
Accelerated Wear - ACCWEAR
Accident - ACCIDENT
Contamination - CONTAM
Defective Asset - DEFASSET
Defective/ Worn Component - WORNCMPT
Excessive Load - EXLOAD
Improper Maintenance - IMPRMNT
Insufficient Lubrication - INSLUBR
Lack of/ Inadequate Training - LACKTRN
Loose/ Missing Component - MISSCMP
Normal Wear - NRMWEAR
Other (specify) - OTHER
Poor Installation - PRINSTAL
Procedure Issue - PROCISSU
Utility Failure - UTLFAIL
Vandalism - VNDLSM
Weather condition/Forces of nature or Act of God - ACTGOD
Action
Adjusted - ADJUSTD
Decommission - DECOMM
Decontaminate - DECONTME
Do Nothing - DONOTHIN
Lubricate - LUBRCTE
Other (specify) - OTHER
Recalibrate - RECALBRT
Remove Obstruction - REMVOBT
Repair Asset - REPRASS
Repair Component - REPCMPT
Replace Asset - REPLASS
Replace Component - REPLCMPT
Upgrade - UPGRADES
Drop Table - DRPTABL
Problem
Abnormal Temprature - ABNTEMP
Corrosion - CORROS
Electrical Trip Out - ELECTRIP
Excessive Noise - EXNOISE
Excessive Vibration - EXVIBRTN
Flooding - FLODING1
Jammed Equipment - JAMMEDEQ
Leaking - LEAKING
Low Performance - LOWPERF
Non-Operational - NONOPER
Non-Operational - NONOPER2
Non-Operational (Environmental) - NONOPER3
Operation Error - OPRTERR1
Physical Damage - PHYDMGE
Safe Guards - SAFEG1
Unusual Smell - UNSMELL
Unusual Smoke - UNSMOKE
Failure
Clogged Drain - CLOGDR1
Column Screw Damage - COLUSCD1
Concrete Damage In Pit - CODAIP1
Damaged Drop Table Frame - DAMDTF1
Damaged Drop Table Rail - DAMDTR1
Damaged Guard - DAMAGU1
Drive Motor - DRIVMO2
Drop Table Deteriorated - DRTBDET
Drop Table Mechanical Components Deteriorated - DTMCDET
Drop Table Pit and Tracks Deteriorated - DTPTDET
Drop Table Rack Structural Components and Casings Deteriorated - DRTBSDET
Drop Table Upper/Lower Travel Switch Limit Failed - DTULFAIL
Emergency Shutdown Functional Test - EMGSFUNT
Excessive Water - EXESWA1
Failed Control Panel - FAILCOP1
Failed Sump Pump - FAILSUP1
Gear Set Misaligned - GEARSEM1
Hoist Drive System Deteriorated - HDSDET
Interlock Failure - INTEFA1
Leaking Gear Box - LEAKGEB1
Limit Switch - LIMISW1
Locking System Worn - LKSYWORN
Lubrication System Insufficient Oil - LUBSUNSO
Lubrication System Oil Deteriorated - LUBSODET
Missing Guard - MISSGU1
Missing Or Loose Fasteners - MIOLOFA1
Overloading - OVERLOA1
Pit Cleanliness - PITCL1
Pit Deterioration - PITDE1
Portable Remote Pushbutton Operation Failed - PRPOFAIL
Wheel Bearings and Column Screws Insufficiently Lubricated - WBCSILUB
Cause
Accelerated Wear - ACCWEAR
Accident - ACCIDENT
Age - AGE2
Aging - AGING149
Aging - AGING34
Aging - AGING61
Aging - AGING69
Contamination - CONTAM
Corrosion - CORRS11
Corrosion - CORRS17
Corrosion - CORRS18
Corrosion - CORRS19
Damaged Bracket - DAMABR1
Debris - DEBRIS2
Defective Asset - DEFASSET
Defective/ Worn Component - WORNCMPT
Electrical Fault - ELECFA3
Electrical Fault - ELECFA4
Electrical Fault - ELECFA5
Electrical Fault - ELECFA6
Electrical Fault - ELECFA7
Excessive Load - EXLOAD
Improper Maintenance - IMPRM64
Improper Maintenance - IMPRM65
Improper Maintenance - IMPRM70
Improper Maintenance - IMPRMNT
Improper Maintenance - IMPRMNT2
Insufficient Lubrication - INSLUBR
Lack of/ Inadequate Training - LACKTRN
Loose/ Missing Component - MISSCMP
Mechanical Misalignment - MECHMI1
Mechanical Misalignment - MECHMI2
Normal Wear - NRMWEAR
Operation - OPERATE1
Operation - OPERATE2
Operation - OPERATE3
Operation - OPERATE4
Operation - OPERATE5
Operation - OPERATE6
Operation - OPERATE7
Other (specify) - OTHER
Poor Installation - PRINSTAL
Procedure Issue - PROCISSU
Utility Failure - UTLFAIL
Vandalism - VNDLSM
Weather - WEATHER1
Weather condition/Forces of nature or Act of God - ACTGOD
Action
Adjusted - ADJUSTD
Call Contactor - CALLCOT
Call Contractor - CALCONT
Decommission - DECOMM
Decontaminate - DECONTME
Do Nothing - DONOTHIN
Lubricate - LUBRCTE
Other (specify) - OTHER
Recalibrate - RECALBRT
Remove Obstruction - REMVOBT
Repair - REPAIR
Repair Asset - REPRASS
Repair Component - REPCMPT
Replace - REPLACE
Replace Asset - REPLASS
Replace Component - REPLCMPT
Upgrade - UPGRADES
Dryer - Air Compressor - DRYARCP
Problem
Abnormal Temprature - ABNTEMP
Corrosion - CORROS
Electrical Trip Out - ELECTRIP
Excessive Noise - EXNOISE
Excessive Vibration - EXVIBRTN
Inlet/Outlet Leak - INOTL1
Inlet/Outlet Leak - INOTL2
Jammed Equipment - JAMMEDEQ
Leaking - LEAKING
Loss Of Pressure/Air Leak - LSSPR2
Loss Of Pressure/Air Leak - LSSPR3
Loss Of Refrigerant - LSSRF1
Low Performance - LOWPERF
Moisture In The Lines - MOINLNS1
Non-Operational - NONOPER
Non-Operational - NONOPER5
Non-Operational - NONOPER6
Physical Damage - PHYDMGE
Unusual Smell - UNSMELL
Unusual Smoke - UNSMOKE
Failure
Air intake filter contaminated - AIFCONT
Broken Seal - BROKSEL3
Broken Seal - BROKSEL4
Broken Seal - BROKSEL5
Clogged Filter - CLOGFI5
Clogged Filter - CLOGFI6
Clogged Filter - CLOGFI7
Clogged Filter - CLOGFI8
Compressor air-dryer components deteriorated - CMDRCDET
Defected Condenser - DEFECD1
Defected Motor - DEFEMO7
Defected Motor - DEFEMO8
Defected Sensor - DEFESE3
Defected Sensor - DEFESE4
Defected Valve - DEFEVAL1
Defected Valve - DEFEVAL2
Deteriorated Piping - DETEPI1
Deteriorated Piping - DETEPI2
Dryer - air compressor pressure dew point cartridge contaminated - CMDRCONT
Dryer-air compressor desiccant saturated - CMDRDSAT
Expired Desiccant - EXPIDE1
Loose Connections - LOOSCO3
Loose Elec. Connections - LOOSELC2
Loose Elec. Connections - LOOSELC3
Loose Elec. Connections - LOOSELC4
Loose Elec. Connections - LOOSELC5
Loose Mech. Connections - LOOSMEC1
Loose Mech. Connections - LOOSMEC2
Refrigerated compressor air-dryer components deteriorated - RCMCDET
Worn Desiccant - WORNDE1
Worn Seal - WORNSE13
Worn Seal - WORNSE14
Worn Seal - WORNSE15
Cause
Accelerated Wear - ACCWEAR
Accident - ACCIDENT
Aging - AGING128
Aging - AGING161
Aging - AGING43
Aging - AGING54
Aging - AGING74
Contamination - CONTAM
Contamination - CONTAM11
Contamination - CONTAM14
Contamination - CONTAM17
Contamination - CONTAM20
Contamination - CONTAM25
Contamination - CONTAM8
Defective Asset - DEFASSET
Defective/ Worn Component - WORNCMPT
Excessive Load - EXLOAD
Improper Installation - IMPRIN16
Improper Installation - IMPRIN25
Improper Maintenance - IMPRM12
Improper Maintenance - IMPRM13
Improper Maintenance - IMPRM42
Improper Maintenance - IMPRM47
Improper Maintenance - IMPRM51
Improper Maintenance - IMPRM54
Improper Maintenance - IMPRM56
Improper Maintenance - IMPRM59
Improper Maintenance - IMPRMNT
Improper Maintenance - IMPRMNT4
Improper Maintenance - IMPRMNT8
Insufficient Lubrication - INSLUBR
Lack of/ Inadequate Training - LACKTRN
Loose/ Missing Component - MISSCMP
Normal Wear - NORMW25
Normal Wear - NORMW26
Normal Wear - NORMW27
Normal Wear - NORMW28
Normal Wear - NORMW30
Normal Wear - NORMW5
Normal Wear - NORMW61
Normal Wear - NORMW62
Normal Wear - NRMWEAR
Other (specify) - OTHER
Poor Installation - PRINSTAL
Procedure Issue - PROCISSU
Utility Failure - UTLFAIL
Vandalism - VNDLSM
Wear - WEAR1
Weather condition/Forces of nature or Act of God - ACTGOD
Action
Adjusted - ADJUSTD
Decommission - DECOMM
Decontaminate - DECONTME
Do Nothing - DONOTHIN
Lubricate - LUBRCTE
Other (specify) - OTHER
Recalibrate - RECALBRT
Remove Obstruction - REMVOBT
Repair - REPAIR
Repair Asset - REPRASS
Repair Component - REPCMPT
Replace - REPLACE
Replace Asset - REPLASS
Replace Component - REPLCMPT
Upgrade - UPGRADES
Dryer-Air Compressor - DRYARCP
Problem
Abnormal Temprature - ABNTEMP
Corrosion - CORROS
Electrical Trip Out - ELECTRIP
Excessive Noise - EXNOISE
Excessive Vibration - EXVIBRTN
Inlet/Outlet Leak - INOTL1
Inlet/Outlet Leak - INOTL2
Jammed Equipment - JAMMEDEQ
Leaking - LEAKING
Loss Of Pressure/Air Leak - LSSPR2
Loss Of Pressure/Air Leak - LSSPR3
Loss Of Refrigerant - LSSRF1
Low Performance - LOWPERF
Moisture In The Lines - MOINLNS1
Non-Operational - NONOPER
Non-Operational - NONOPER5
Non-Operational - NONOPER6
Physical Damage - PHYDMGE
Unusual Smell - UNSMELL
Unusual Smoke - UNSMOKE
Failure
Air intake filter contaminated - AIFCONT
Broken Seal - BROKSEL3
Broken Seal - BROKSEL4
Broken Seal - BROKSEL5
Clogged Filter - CLOGFI5
Clogged Filter - CLOGFI6
Clogged Filter - CLOGFI7
Clogged Filter - CLOGFI8
Compressor air-dryer components deteriorated - CMDRCDET
Defected Condenser - DEFECD1
Defected Motor - DEFEMO7
Defected Motor - DEFEMO8
Defected Sensor - DEFESE3
Defected Sensor - DEFESE4
Defected Valve - DEFEVAL1
Defected Valve - DEFEVAL2
Deteriorated Piping - DETEPI1
Deteriorated Piping - DETEPI2
Dryer - air compressor pressure dew point cartridge contaminated - CMDRCONT
Dryer-air compressor desiccant saturated - CMDRDSAT
Expired Desiccant - EXPIDE1
Loose Connections - LOOSCO3
Loose Elec. Connections - LOOSELC2
Loose Elec. Connections - LOOSELC3
Loose Elec. Connections - LOOSELC4
Loose Elec. Connections - LOOSELC5
Loose Mech. Connections - LOOSMEC1
Loose Mech. Connections - LOOSMEC2
Refrigerated compressor air-dryer components deteriorated - RCMCDET
Worn Desiccant - WORNDE1
Worn Seal - WORNSE13
Worn Seal - WORNSE14
Worn Seal - WORNSE15
Cause
Accelerated Wear - ACCWEAR
Accident - ACCIDENT
Aging - AGING128
Aging - AGING161
Aging - AGING43
Aging - AGING54
Aging - AGING74
Contamination - CONTAM
Contamination - CONTAM11
Contamination - CONTAM14
Contamination - CONTAM17
Contamination - CONTAM20
Contamination - CONTAM25
Contamination - CONTAM8
Defective Asset - DEFASSET
Defective/ Worn Component - WORNCMPT
Excessive Load - EXLOAD
Improper Installation - IMPRIN16
Improper Installation - IMPRIN25
Improper Maintenance - IMPRM12
Improper Maintenance - IMPRM13
Improper Maintenance - IMPRM42
Improper Maintenance - IMPRM47
Improper Maintenance - IMPRM51
Improper Maintenance - IMPRM54
Improper Maintenance - IMPRM56
Improper Maintenance - IMPRM59
Improper Maintenance - IMPRMNT
Improper Maintenance - IMPRMNT4
Improper Maintenance - IMPRMNT8
Insufficient Lubrication - INSLUBR
Lack of/ Inadequate Training - LACKTRN
Loose/ Missing Component - MISSCMP
Normal Wear - NORMW25
Normal Wear - NORMW26
Normal Wear - NORMW27
Normal Wear - NORMW28
Normal Wear - NORMW30
Normal Wear - NORMW5
Normal Wear - NORMW61
Normal Wear - NORMW62
Normal Wear - NRMWEAR
Other (specify) - OTHER
Poor Installation - PRINSTAL
Procedure Issue - PROCISSU
Utility Failure - UTLFAIL
Vandalism - VNDLSM
Wear - WEAR1
Weather condition/Forces of nature or Act of God - ACTGOD
Action
Adjusted - ADJUSTD
Decommission - DECOMM
Decontaminate - DECONTME
Do Nothing - DONOTHIN
Lubricate - LUBRCTE
Other (specify) - OTHER
Recalibrate - RECALBRT
Remove Obstruction - REMVOBT
Repair - REPAIR
Repair Asset - REPRASS
Repair Component - REPCMPT
Replace - REPLACE
Replace Asset - REPLASS
Replace Component - REPLCMPT
Upgrade - UPGRADES
Duct Heater - DUCTHEAT
Problem
Abnormal Temprature - ABNTEMP
Corrosion - CORROS
Electrical Trip Out - ELECTRIP
Excessive Noise - EXNOISE
Excessive Vibration - EXVIBRTN
Jammed Equipment - JAMMEDEQ
Leaking - LEAKING
Low Performance - LOWPERF
Non-Operational - NONOPER
Physical Damage - PHYDMGE
Unusual Smell - UNSMELL
Unusual Smoke - UNSMOKE
Failure
Duct heater airflow sensor failed - DHASFAIL
Duct heater failed - DHFAIL
Duct heater solid state relay (SSR) failed - SSRFAIL
Cause
Accelerated Wear - ACCWEAR
Accident - ACCIDENT
Contamination - CONTAM
Defective Asset - DEFASSET
Defective/ Worn Component - WORNCMPT
Excessive Load - EXLOAD
Improper Maintenance - IMPRMNT
Insufficient Lubrication - INSLUBR
Lack of/ Inadequate Training - LACKTRN
Loose/ Missing Component - MISSCMP
Normal Wear - NRMWEAR
Other (specify) - OTHER
Poor Installation - PRINSTAL
Procedure Issue - PROCISSU
Utility Failure - UTLFAIL
Vandalism - VNDLSM
Weather condition/Forces of nature or Act of God - ACTGOD
Action
Adjusted - ADJUSTD
Decommission - DECOMM
Decontaminate - DECONTME
Do Nothing - DONOTHIN
Lubricate - LUBRCTE
Other (specify) - OTHER
Recalibrate - RECALBRT
Remove Obstruction - REMVOBT
Repair Asset - REPRASS
Repair Component - REPCMPT
Replace Asset - REPLASS
Replace Component - REPLCMPT
Upgrade - UPGRADES
Dust Collector - DSTCOLLC
Problem
Abnormal Temprature - ABNTEMP
Corrosion - CORROS
Electrical Trip Out - ELECTRIP
Excessive Noise - EXNOISE
Excessive Vibration - EXVIBRTN
Jammed Equipment - JAMMEDEQ
Leaking - LEAKING
Low Performance - LOWPERF
Non-Operational - NONOPER
Physical Damage - PHYDMGE
Unusual Smell - UNSMELL
Unusual Smoke - UNSMOKE
Failure
Dust Collector Blower Failed - DCDBFAIL
Dust Collector Deteriorated and/or Damaged - DCDDAM
Dust Collector Filter Contaminated - DCDFCONT
Dust collector pulse jets failed - DCPJFAIL
Cause
Accelerated Wear - ACCWEAR
Accident - ACCIDENT
Contamination - CONTAM
Defective Asset - DEFASSET
Defective/ Worn Component - WORNCMPT
Excessive Load - EXLOAD
Improper Maintenance - IMPRMNT
Insufficient Lubrication - INSLUBR
Lack of/ Inadequate Training - LACKTRN
Loose/ Missing Component - MISSCMP
Normal Wear - NRMWEAR
Other (specify) - OTHER
Poor Installation - PRINSTAL
Procedure Issue - PROCISSU
Utility Failure - UTLFAIL
Vandalism - VNDLSM
Weather condition/Forces of nature or Act of God - ACTGOD
Action
Adjusted - ADJUSTD
Decommission - DECOMM
Decontaminate - DECONTME
Do Nothing - DONOTHIN
Lubricate - LUBRCTE
Other (specify) - OTHER
Recalibrate - RECALBRT
Remove Obstruction - REMVOBT
Repair Asset - REPRASS
Repair Component - REPCMPT
Replace Asset - REPLASS
Replace Component - REPLCMPT
Upgrade - UPGRADES
Electric Heat Trace System - ELECHTS
Problem
Abnormal Temprature - ABNTEMP
Corrosion - CORROS
Electrical Trip Out - ELECTRIP
Excessive Cycling - EXSSCYC1
Excessive Noise - EXNOISE
Excessive Vibration - EXVIBRTN
High System Temperature - HSYSTMP1
Jammed Equipment - JAMMEDEQ
Leaking - LEAKING
Low Performance - LOWPERF
Low System Temperature - LWSYS1
Low Temperature In Sections - LWTMPSC1
No Heat - NOHEAT1
Non-Operational - NONOPER
Other (Specify) - OTOPEC14
Physical Damage - PHYDMGE
Unusual Smell - UNSMELL
Unusual Smoke - UNSMOKE
Failure
Controller Failed To Open - CFATOP1
Controller Failed With Contacts Closed - COFWCC1
Defected Circuit - DEFECI1
Defected Controller - DEFECO8
Defected Heat Sinks - DEFEHES1
Defected Insulation - DEFEIN1
Electric Heat Trace System Failed - EHTSFAIL
Electric Heat Tracing Deteriorated - EHTSDET
No Power - NOPOWER2
Open Element - OPENEL1
Other (Specify) - OTHERS19
Voltage Irregularities - VOLTIR1
Wrong Sensor Location - WRONSEL1
Wrong Set Point - WRSEPO1
Wrong Set Point - WRSEPO2
Cause
Accelerated Wear - ACCWEAR
Accident - ACCIDENT
Aging - AGING160
Aging - AGING25
Connected Voltage Too High - CONVTHI1
Contamination - CONTAM
Controller Set Point Needs Adjustment - COSPNA1
Controller Setpoint Too Low - CONSTL1
Controller Setpoint Too Low - CONSTL2
Defected Sensor - DEFESE1
Defected Sensor - DEFESE2
Defective Asset - DEFASSET
Defective/ Worn Component - WORNCMPT
Electrical Fault - ELECFA73
Electrical Fault - ELECFA87
Excessive Load - EXLOAD
Heat Sinks - HEATSI1
Improper Maintenance - IMPRMNT
Insufficient Lubrication - INSLUBR
Lack of/ Inadequate Training - LACKTRN
Located too close to Heat. Cable/Other Heat Source/Accompanied By Low Syst Temp - TSLTCHC1
Loose Connection - LOOSC3
Loose/ Missing Component - MISSCMP
Loss Of Power - LOSPOW1
Normal Wear - NRMWEAR
Other (specify) - OTHER
Other (Specify) - OTHER4
Parallel Heating Cable - PAHEACA1
Poor Installation - PRINSTAL
Procedure Issue - PROCISSU
Utility Failure - UTLFAIL
Vandalism - VNDLSM
Weather condition/Forces of nature or Act of God - ACTGOD
Wet, Damaged Or Missing Insulation - WDMI1
Action
Adjust Setpoint - ADJSET
Adjust Setpoint - ADJSETP
Adjusted - ADJUSTD
Check Manufacturer Manual - CHKMM
Decommission - DECOMM
Decontaminate - DECONTME
Do Nothing - DONOTHIN
Insulate Heat Sinks Or Increase Amount Of Tracing On Heat Sinks - IHSIAT
Lower Voltage - LOWVOLT
Lubricate - LUBRCTE
Other (specify) - OTHER
Recalibrate - RECALBRT
Relocate Sensor - RELSENS
Remove Obstruction - REMVOBT
Repair - REPAIR
Repair Asset - REPRASS
Repair Component - REPCMPT
Replace - REPLACE
Replace Asset - REPLASS
Replace Circuit - REPCIR
Replace Component - REPLCMPT
Replace Controller - REPCONT
Replace Insulation And Jacket - REPINJA
Replace Sensor - REPSENS
Replace Sensor Or Controller - REPSCO
Restore Power To Tracing Circuit - REPTR
Upgrade - UPGRADES
Elevator - ELVTR
Problem
Abnormal Temprature - ABNTEMP
Corrosion - CORROS
Electrical Trip Out - ELECTRIP
Emergency Communication - EMERCOMM
Excessive Noise - EXNOISE
Excessive Vibration - EXVIBRTN
Jammed Equipment - JAMMEDEQ
Leaking - LEAKING
Low Performance - LOWPERF
Non Functional - NONFUNC5
Non-Operational - NONOPER
Physical Damage - PHYDMGE
Unusual Smell - UNSMELL
Unusual Smoke - UNSMOKE
Failure
Brake Connector Failed - BKCNFAIL
Brake spring torsion - BRKSPTOR
Brake Switch Contact failed - BRSCFAIL
car door photocell failed - CRDRPFAI
car emergency exit failed - CREMEXFA
Car push buttons damaged - CRPUBUDA
Car Roller Guide Failed - CRLGFAIL
Car top battery failure - CTBFLR
Controller Failure - CONTRLFL
Customer Request to Check For Safe Operation - CRCFSFAI
Customer Request Unit Locked Out - CRULFAIL
Cylindrical piston seal worn - CYLPSW
Cylindrical piston worn/ pitted - CYLPWP
Defected Fuse - DEFEFU3
Defected Power Source - DEFEPOS2
Defective main contactor - DEFMCON
Defective relay - DFRELAY
Directional arrow failure - DCTARFL
Dirt in door sills - DIDOORSL
Door Closing Failure - DRCLFAIL
Door clutch failure - DCTF
Door controller malfunction - DRCONM
door detector edge failed - DDEFAIL
Door Limit Switch Failed - DRLSWFAI
door lock contact failed - DRLCCFAI
Door Lock Failed - DRLCFAIL
Door obstruction detection sensor failed - DROBDSF
Door operator failure - DORF
Door Tracks jammed - DRTRAJAM
Doors hangers jammed - DRHANGJM
Drive Failed - DRVEFAIL
Electric motor worn - ELEMOWRN
Elevator Components Deteriorated and/or Damaged - ELCDET
Elevator Doors damaged - ELDRDFAI
Elevator Emergency Lighting Failed - ELELFAIL
Elevator Emergency Power Failed - ELPFAIL
Elevator Pit and Car Top & Crosshead Contaminated - ELPCCON
Elevator Safety Switches Failed - ELSSFAIL
Elevator Spirator Failed - ELVSPFAI
Elevator Uncontrolled Motion Protection System Failed - ELUMFAIL
Emergency call button not working - EMCBW
Final Limit Switch failed - FLSWFAIL
Fire Fighters Emergency Controll Failed - FFEMCF
Fire Fighter's Emergency Operator controls Failed - FFEOCFL
Fire Fighter's Emergency Operator System Failed - FFEOFAIL
Fuse Failure - FUSEFAIL
HW Access switch damaged - HWACSWDG
Hydraulic oil relief valve worn - HYDORVW
Hydraulic pump seal worn - HYDPSW
Independent service key turn off - ISKTOFF
Left on service - LOSRVC
Leveling Switch Failure - LEVLINFL
Machine Emergency Breaks Failed - MEMBFAIL
Microswitch Failed - MCRSWFAI
No Fault Found - NFF
Oil Failure - OILFFL
Oscillator failed - OSCFAIL
Other (Specify) - OTHERS9
phone system failure - PHSYFAIL
Pick Up Roller Failure - PKUPRFAI
Power Interruption During Operation - PIDOFAIL
Pulleys/ sheaves misaligned - PULLSHEM
Pulleys/ sheaves worn - PULLSHEW
Relay Failure - RELYFL
Roller guides or Guides shoes worn - RGOGSW
Safety circuit defective - SAFCIRD
Safety Hoistway failed - SFHOFAIL
Safety Switches Failed - SAFSFAIL
Tape Head failed - TPHDFAIL
Traction cables/ hoist rupture - TCAHR
Valve failed - VLVFAIL
Cause
Accelerated Wear - ACCWEAR
Accelerated weather - ACWTH
Accident - ACCDENT
Activation of Fire Device - ATVFRDCU
Adjustment after replacement - ADAFRPL
Aging - AGING141
Broken glass - BRKGLSS
Building Power Failure - BLGPWFA
Contact wear - CONWEAR
Contamination - CONTAM
Customer Request to Check For Safe Operation - CRCFSCSE
Customer Request Unit Locked Out - CRULCUSE
Defective Asset - DEFASSET
Defective/ Worn Component - WORNCMPT
Electrical fault - ELECF
Electrical Fault - ELECFA26
Electrical Fault - ELECFA42
Environmental Cleanliness - ENVCLCSE
Environmental Corrosion - ENVCRCSE
Excessive Load - EXLOAD
Fire Department Turned off Disconnect - FDTOFDIS
Improper Maintenance - IMPRM10
Improper Passenger Usage - IMPSUCUS
Insufficient Lubrication - INSFL1
Lack of passenger knowledge - LFPKNCSE
Lack of/ Inadequate Training - LACKTRN
Loose/ Missing Component - MISSCMP
No Fault Found - NFF
Normal Wear - NRMWEAR
Other (Specify) - OTHER16
Over capacity - OVRCAPCA
phone system failure - PHSYCAUS
Poor Installation - PRINSTAL
Procedure Issue - PROCISSU
Reset - RESET
unknown cause - UNKNOWN1
Utility Failure - UTLFAIL
Vandalism - VANDAL
Weather condition/Forces of nature or Act of God - ACTGOD
Action
Adjusted - ADJUSTD
Call Contractor - CALCONT
Decommission - DECOMM
Decontaminate - DECONTME
Do Nothing - DONOTHIN
Lubricate - LUBRCTE
Other (specify) - OTHER
Recalibrate - RECALBRT
Remove Obstruction - REMVOBT
Repair - REPAIR
Repair Asset - REPRASS
Repair Component - REPCMPT
Repair/replace - REAREP
Replace - REPLACE
Replace Asset - REPLASS
Replace Component - REPLCMPT
Upgrade - UPGRADES
Emergency Defibrillator - EMRGDFBR
Problem
Abnormal Temprature - ABNTEMP
Corrosion - CORROS
Electrical Trip Out - ELECTRIP
Excessive Noise - EXNOISE
Excessive Vibration - EXVIBRTN
Jammed Equipment - JAMMEDEQ
Leaking - LEAKING
Low Performance - LOWPERF
Non-Operational - NONOPER
Physical Damage - PHYDMGE
Unusual Smell - UNSMELL
Unusual Smoke - UNSMOKE
Failure
Philips Automatic Emergency Defibrillator (AED) battery degraded - AEDBDEG
Philips Automatic Emergency Defibrillator (AED) deteriorated - AEDDET
Philips Automatic Emergency Defibrillator (AED) door alarm system failed - AEDDFAIL
Philips Automatic Emergency Defibrillator (AED) failed - AEDFAIL
Cause
Accelerated Wear - ACCWEAR
Accident - ACCIDENT
Contamination - CONTAM
Defective Asset - DEFASSET
Defective/ Worn Component - WORNCMPT
Excessive Load - EXLOAD
Improper Maintenance - IMPRMNT
Insufficient Lubrication - INSLUBR
Lack of/ Inadequate Training - LACKTRN
Loose/ Missing Component - MISSCMP
Normal Wear - NRMWEAR
Other (specify) - OTHER
Poor Installation - PRINSTAL
Procedure Issue - PROCISSU
Utility Failure - UTLFAIL
Vandalism - VNDLSM
Weather condition/Forces of nature or Act of God - ACTGOD
Action
Adjusted - ADJUSTD
Decommission - DECOMM
Decontaminate - DECONTME
Do Nothing - DONOTHIN
Lubricate - LUBRCTE
Other (specify) - OTHER
Recalibrate - RECALBRT
Remove Obstruction - REMVOBT
Repair Asset - REPRASS
Repair Component - REPCMPT
Replace Asset - REPLASS
Replace Component - REPLCMPT
Upgrade - UPGRADES
Emergency Generator - EMRGGEN
Problem
Abnormal Temprature - ABNTEMP
Coolant Leak - COLLE1
Corrosion - CORROS
Electrical Trip Out - ELECTRIP
Excessive Noise - EXNOISE
Excessive Vibration - EXVIBRTN
Failed To Start - FLDSART1
Fuel Leak - FULFU2
Jammed Equipment - JAMMEDEQ
Leaking - LEAKING
Low Performance - LOWPERF
Non-Operational - NONOPER
Oil Leak - OILLEAK1
Other (Specify) - OTOPEC13
Physical Damage - PHYDMGE
Unusual Smell - UNSMELL
Unusual Smoke - UNSMOKE
Failure
Clogged Diesel Particulate Filter - CLDPAFI1
Controls Not In Auto - CNIAUT1
Damaged Block Heater Hoses - DAMBHH1
Defected Battery - DEFEBA1
Emergency Generator Battery Failed - EMGBFAIL
Emergency Generator Coolant Deteriorated - EMGCDET
Emergency Generator Deteriorated - EMGDET
Emergency Generator Emergency Shutdown Circuit Failed - EMGSCFAL
Emergency Generator Engine Oil Deteriorated - EMGEODET
Emergency Generator Failed - EMGFAIL
Emergency Generator Filters Contaminated - EMGFCONT
Faulty Block Heather - FAULBLH1
Fuel Tank Defected Level Sensor - FUTDLS1
Gearbox Defected Seal - GEARDES1
Other (Specify) - OTHERS18
Cause
Accelerated Wear - ACCWEAR
Accident - ACCIDENT
Aging - AGING148
Aging - AGING39
Aging - AGING48
Aging - AGING53
Aging - AGING85
Contamination - CONTAM
Corrosion - CORRS23
Defective Asset - DEFASSET
Defective/ Worn Component - WORNCMPT
Depleted Charge/Voltage - DEPLCH1
Excessive Load - EXLOAD
Human Error - HUMAER1
Improper Maintenance - IMPRM21
Improper Maintenance - IMPRM62
Improper Maintenance - IMPRMNT
Insufficient Lubrication - INSLUBR
Lack of/ Inadequate Training - LACKTRN
Loose Connection - LOOSC2
Loose Connection - LOOSC27
Loose/ Missing Component - MISSCMP
Normal Wear - NORMW20
Normal Wear - NRMWEAR
Other (specify) - OTHER
Other (Specify) - OTHER12
Poor Installation - PRINSTAL
Procedure Issue - PROCISSU
Utility Failure - UTLFAIL
Vandalism - VNDLSM
Weather condition/Forces of nature or Act of God - ACTGOD
Action
Adjusted - ADJUSTD
Call Contractor - CALCONT
Check The Controls Settings - CHTCSET
Decommission - DECOMM
Decontaminate - DECONTME
Do Nothing - DONOTHIN
Lubricate - LUBRCTE
Other (specify) - OTHER
Recalibrate - RECALBRT
Recharge The Battery - RECHTBA
Remove Obstruction - REMVOBT
Repair - REPAIR
Repair Asset - REPRASS
Repair Component - REPCMPT
Replace - REPLACE
Replace Asset - REPLASS
Replace Block Heater Hoses - REPBLHH
Replace Component - REPLCMPT
Upgrade - UPGRADES
Emergency Plumbing Fixture - EMRGPF
Problem
Abnormal Temprature - ABNTEMP
Corrosion - CORROS
Electrical Trip Out - ELECTRIP
Excessive Noise - EXNOISE
Excessive Vibration - EXVIBRTN
Jammed Equipment - JAMMEDEQ
Leaking - LEAKING
Low Performance - LOWPERF
Non-Operational - NONOPER
Physical Damage - PHYDMGE
Unusual Smell - UNSMELL
Unusual Smoke - UNSMOKE
Failure
Emergency plumbing fixture deteriorated - EPFDET
Emergency plumbing fixture failed - EPFFAIL
Cause
Accelerated Wear - ACCWEAR
Accident - ACCIDENT
Contamination - CONTAM
Defective Asset - DEFASSET
Defective/ Worn Component - WORNCMPT
Excessive Load - EXLOAD
Improper Maintenance - IMPRMNT
Insufficient Lubrication - INSLUBR
Lack of/ Inadequate Training - LACKTRN
Loose/ Missing Component - MISSCMP
Normal Wear - NRMWEAR
Other (specify) - OTHER
Poor Installation - PRINSTAL
Procedure Issue - PROCISSU
Utility Failure - UTLFAIL
Vandalism - VNDLSM
Weather condition/Forces of nature or Act of God - ACTGOD
Action
Adjusted - ADJUSTD
Decommission - DECOMM
Decontaminate - DECONTME
Do Nothing - DONOTHIN
Lubricate - LUBRCTE
Other (specify) - OTHER
Recalibrate - RECALBRT
Remove Obstruction - REMVOBT
Repair Asset - REPRASS
Repair Component - REPCMPT
Replace Asset - REPLASS
Replace Component - REPLCMPT
Upgrade - UPGRADES
Emergency Stop Button - EMRGSB
Problem
Abnormal Temprature - ABNTEMP
Corrosion - CORROS
Electrical Trip Out - ELECTRIP
Excessive Noise - EXNOISE
Excessive Vibration - EXVIBRTN
Jammed Equipment - JAMMEDEQ
Leaking - LEAKING
Low Performance - LOWPERF
Non Functional - NONFUNC7
Non-Operational - NONOPER
Physical Damage - PHYDMGE
Unusual Smell - UNSMELL
Unusual Smoke - UNSMOKE
Failure
Defected Button - DEFEBT1
Emergency stop failed - EGSTFAIL
Cause
Accelerated Wear - ACCWEAR
Accident - ACCIDENT
Aging - AGING172
Contamination - CONTAM
Defective Asset - DEFASSET
Defective/ Worn Component - WORNCMPT
Excessive Load - EXLOAD
Improper Maintenance - IMPRM10
Improper Maintenance - IMPRMNT
Insufficient Lubrication - INSLUBR
Lack of/ Inadequate Training - LACKTRN
Loose Connection - LOOSC32
Loose/ Missing Component - MISSCMP
Normal Wear - NRMWEAR
Other (specify) - OTHER
Other (Specify) - OTHER3
Physical Damage - DAMAGE4
Poor Installation - PRINSTAL
Procedure Issue - PROCISSU
Utility Failure - UTLFAIL
Vandalism - VNDLSM
Weather condition/Forces of nature or Act of God - ACTGOD
Action
Adjusted - ADJUSTD
Decommission - DECOMM
Decontaminate - DECONTME
Do Nothing - DONOTHIN
Lubricate - LUBRCTE
Other (specify) - OTHER
Recalibrate - RECALBRT
Remove Obstruction - REMVOBT
Repair - REPAIR
Repair Asset - REPRASS
Repair Component - REPCMPT
Replace - REPLACE
Replace Asset - REPLASS
Replace Component - REPLCMPT
Upgrade - UPGRADES
Escalator - ESCLTR
Problem
Abnormal Temprature - ABNTEMP
Corrosion - CORROS
Electrical Trip Out - ELECTRIP
Excessive Noise - EXNOISE
Excessive Vibration - EXVIBRTN
Jammed Equipment - JAMMEDEQ
Leaking - LEAKING
Low Performance - LOWPERF
Non-Operational - NONOPER
Physical Damage - PHYDMGE
Unusual Smell - UNSMELL
Unusual Smoke - UNSMOKE
Failure
Escalator Anti-Reversal Device Failed - ELSRFAIL
Escalator Components Deteriorated and/or Damaged - ESLCDET
Escalator Emergency Stop Buttons Failed - ESLSFAIL
Cause
Accelerated Wear - ACCWEAR
Accident - ACCIDENT
Contamination - CONTAM
Defective Asset - DEFASSET
Defective/ Worn Component - WORNCMPT
Excessive Load - EXLOAD
Improper Maintenance - IMPRMNT
Insufficient Lubrication - INSLUBR
Lack of/ Inadequate Training - LACKTRN
Loose/ Missing Component - MISSCMP
Normal Wear - NRMWEAR
Other (specify) - OTHER
Poor Installation - PRINSTAL
Procedure Issue - PROCISSU
Utility Failure - UTLFAIL
Vandalism - VNDLSM
Weather condition/Forces of nature or Act of God - ACTGOD
Action
Adjusted - ADJUSTD
Decommission - DECOMM
Decontaminate - DECONTME
Do Nothing - DONOTHIN
Lubricate - LUBRCTE
Other (specify) - OTHER
Recalibrate - RECALBRT
Remove Obstruction - REMVOBT
Repair Asset - REPRASS
Repair Component - REPCMPT
Replace Asset - REPLASS
Replace Component - REPLCMPT
Upgrade - UPGRADES
Expansion Tank - EXPTANK
Problem
Abnormal Temprature - ABNTEMP
Corrosion - CORROS
Electrical Trip Out - ELECTRIP
Excessive Noise - EXNOISE
Excessive Vibration - EXVIBRTN
Jammed Equipment - JAMMEDEQ
Leaking - LEAKING
Low Performance - LOWPERF
Non-Operational - NONOPER
Physical Damage - PHYDMGE
Unusual Smell - UNSMELL
Unusual Smoke - UNSMOKE
Failure
Expansion tank deteriorated - EXTKDET
Cause
Accelerated Wear - ACCWEAR
Accident - ACCIDENT
Contamination - CONTAM
Defective Asset - DEFASSET
Defective/ Worn Component - WORNCMPT
Excessive Load - EXLOAD
Improper Maintenance - IMPRMNT
Insufficient Lubrication - INSLUBR
Lack of/ Inadequate Training - LACKTRN
Loose/ Missing Component - MISSCMP
Normal Wear - NRMWEAR
Other (specify) - OTHER
Poor Installation - PRINSTAL
Procedure Issue - PROCISSU
Utility Failure - UTLFAIL
Vandalism - VNDLSM
Weather condition/Forces of nature or Act of God - ACTGOD
Action
Adjusted - ADJUSTD
Decommission - DECOMM
Decontaminate - DECONTME
Do Nothing - DONOTHIN
Lubricate - LUBRCTE
Other (specify) - OTHER
Recalibrate - RECALBRT
Remove Obstruction - REMVOBT
Repair Asset - REPRASS
Repair Component - REPCMPT
Replace Asset - REPLASS
Replace Component - REPLCMPT
Upgrade - UPGRADES
Exterior Wall - EXTRWLL
Problem
Abnormal Temprature - ABNTEMP
Corrosion - CORROS
Electrical Trip Out - ELECTRIP
Excessive Noise - EXNOISE
Excessive Vibration - EXVIBRTN
Jammed Equipment - JAMMEDEQ
Leaking - LEAKING
Low Performance - LOWPERF
Non-Operational - NONOPER
Physical Damage - PHYDMGE
Unusual Smell - UNSMELL
Unusual Smoke - UNSMOKE
Failure
Exterior wall structure or surface deteriorated - EXWLDET
Cause
Accelerated Wear - ACCWEAR
Accident - ACCIDENT
Contamination - CONTAM
Defective Asset - DEFASSET
Defective/ Worn Component - WORNCMPT
Excessive Load - EXLOAD
Improper Maintenance - IMPRMNT
Insufficient Lubrication - INSLUBR
Lack of/ Inadequate Training - LACKTRN
Loose/ Missing Component - MISSCMP
Normal Wear - NRMWEAR
Other (specify) - OTHER
Poor Installation - PRINSTAL
Procedure Issue - PROCISSU
Utility Failure - UTLFAIL
Vandalism - VNDLSM
Weather condition/Forces of nature or Act of God - ACTGOD
Action
Adjusted - ADJUSTD
Decommission - DECOMM
Decontaminate - DECONTME
Do Nothing - DONOTHIN
Lubricate - LUBRCTE
Other (specify) - OTHER
Recalibrate - RECALBRT
Remove Obstruction - REMVOBT
Repair Asset - REPRASS
Repair Component - REPCMPT
Replace Asset - REPLASS
Replace Component - REPLCMPT
Upgrade - UPGRADES
Fall Arrest System - FLLARSYS
Problem
Abnormal Temprature - ABNTEMP
Corrosion - CORROS
Electrical Trip Out - ELECTRIP
Excessive Noise - EXNOISE
Excessive Vibration - EXVIBRTN
Jammed Equipment - JAMMEDEQ
Leaking - LEAKING
Low Performance - LOWPERF
Non-Operational - NONOPER
Physical Damage - PHYDMGE
Unusual Smell - UNSMELL
Unusual Smoke - UNSMOKE
Failure
Fall Arrest Anchorage deteriorated - FAANDET
Self Retracting Lifeline (SRL) - Lifeline Deteriorated - SRLLDET
Self Retracting Lifeline (SRL) Deteriorated - SRLDET
SRL Snap hook deteriorated - SRLHDET
Cause
Accelerated Wear - ACCWEAR
Accident - ACCIDENT
Contamination - CONTAM
Defective Asset - DEFASSET
Defective/ Worn Component - WORNCMPT
Excessive Load - EXLOAD
Improper Maintenance - IMPRMNT
Insufficient Lubrication - INSLUBR
Lack of/ Inadequate Training - LACKTRN
Loose/ Missing Component - MISSCMP
Normal Wear - NRMWEAR
Other (specify) - OTHER
Poor Installation - PRINSTAL
Procedure Issue - PROCISSU
Utility Failure - UTLFAIL
Vandalism - VNDLSM
Weather condition/Forces of nature or Act of God - ACTGOD
Action
Adjusted - ADJUSTD
Decommission - DECOMM
Decontaminate - DECONTME
Do Nothing - DONOTHIN
Lubricate - LUBRCTE
Other (specify) - OTHER
Recalibrate - RECALBRT
Remove Obstruction - REMVOBT
Repair Asset - REPRASS
Repair Component - REPCMPT
Replace Asset - REPLASS
Replace Component - REPLCMPT
Upgrade - UPGRADES
Fan - FAN
Problem
Abnormal Temprature - ABNTEMP
Corrosion - CORROS
Electrical Trip Out - ELECTRIP
Excessive Noise - EXNOISE
Excessive Vibration - EXVIBRTN
Jammed Equipment - JAMMEDEQ
Leaking - LEAKING
Low Performance - LOWPERF
Non Functional - NONFUNC6
Non-Operational - NONOPER
Physical Damage - PHYDMGE
Unusual Smell - UNSMELL
Unusual Smoke - UNSMOKE
Failure
Defected Circuit Breaker - DEFECIB1
Defected Fan Fuse - DEFEFAF1
Defected Outlet - DEFEOU1
Defected Power Cord - DEFEPOC1
Disconnected Power Cord - DISCPOC1
Driver belt degraded or misaligned - FANBDEG
Fan bearing grease depleted - FANBDEP
Fan components deteriorated - FANCDET
Fan motor failed - FANMFAIL
Other (Specify) - OTHERS10
Cause
Accelerated Wear - ACCWEAR
Accident - ACCIDENT
Aging - AGING1
Aging - AGING96
Contamination - CONTAM
Defective Asset - DEFASSET
Defective/ Worn Component - WORNCMPT
Electrical Fault - ELECFA16
Electrical Fault - ELECFA37
Electrical Fault - ELECFA50
Excessive Load - EXLOAD
Improper Maintenance - IMPRMNT
Insufficient Lubrication - INSLUBR
Lack of/ Inadequate Training - LACKTRN
Loose Connection - LOOSC10
Loose/ Missing Component - MISSCMP
Normal Wear - NRMWEAR
Other (specify) - OTHER
Other (Specify) - OTHER19
Physical Damage - DAMAGE5
Poor Installation - PRINSTAL
Procedure Issue - PROCISSU
Utility Failure - UTLFAIL
Vandalism - VNDLSM
Weather condition/Forces of nature or Act of God - ACTGOD
Action
Adjusted - ADJUSTD
Check Manufacturer Manual - CHKMM
Decommission - DECOMM
Decontaminate - DECONTME
Do Nothing - DONOTHIN
Lubricate - LUBRCTE
Other (specify) - OTHER
Recalibrate - RECALBRT
Remove Obstruction - REMVOBT
Repair - REPAIR
Repair Asset - REPRASS
Repair Component - REPCMPT
Replace - REPLACE
Replace Asset - REPLASS
Replace Component - REPLCMPT
Upgrade - UPGRADES
Fan Coil - FANCL
Problem
Abnormal Temprature - ABNTEMP
Corrosion - CORROS
Electrical Trip Out - ELECTRIP
Excessive Noise - EXNOISE
Excessive Vibration - EXVIBRTN
Jammed Equipment - JAMMEDEQ
Leaking - LEAKING
Leaking - LEAKING4
Low Performance - LOWPERF
Non-Operational - NONOPER
Not Operational - NONATI1
Physical Damage - PHYDMGE
Unusual Smell - UNSMELL
Unusual Smoke - UNSMOKE
Failure
Broken Pipe - BROKPIP2
Defective Coil - DEFECO2
Defective Coil - DEFECO3
Fan coil motor bearing grease depleted - FANGDEP
Fan coil motor failed - FANCFAIL
Fan coil unit contaminated - FANUCONT
Worn Seal - WORNSE3
Cause
Accelerated Wear - ACCWEAR
Accident - ACCIDENT
Aging - AGING144
Contamination - CONTAM
Corrosion - CORRS24
Corrosion - CORRS8
Defective Asset - DEFASSET
Defective/ Worn Component - WORNCMPT
Electrical Fault - ELECFA57
Excessive Load - EXLOAD
Improper Maintenance - IMPRMNT
Insufficient Lubrication - INSLUBR
Lack of/ Inadequate Training - LACKTRN
Loose/ Missing Component - MISSCMP
Normal Wear - NRMWEAR
Other (specify) - OTHER
Poor Installation - PRINSTAL
Procedure Issue - PROCISSU
Utility Failure - UTLFAIL
Vandalism - VNDLSM
Weather condition/Forces of nature or Act of God - ACTGOD
Action
Adjusted - ADJUSTD
Decommission - DECOMM
Decontaminate - DECONTME
Do Nothing - DONOTHIN
Lubricate - LUBRCTE
Other (specify) - OTHER
Recalibrate - RECALBRT
Remove Obstruction - REMVOBT
Repair Asset - REPRASS
Repair Component - REPCMPT
Replace - REPLACE
Replace Asset - REPLASS
Replace Component - REPLCMPT
Upgrade - UPGRADES
Fence - FNC
Problem
Abnormal Temprature - ABNTEMP
Corrosion - CORROS
Electrical Trip Out - ELECTRIP
Excessive Noise - EXNOISE
Excessive Vibration - EXVIBRTN
Jammed Equipment - JAMMEDEQ
Leaking - LEAKING
Low Performance - LOWPERF
Non-Operational - NONOPER
Physical Damage - PHYDMGE
Unusual Smell - UNSMELL
Unusual Smoke - UNSMOKE
Failure
Chain link post corroded - CLPCOR
Fence deteriorated - FNCDET
Fence steel posts deteriorated - FSPCOR
Masonry Fence deteriorated - MFNCDET
Steel or Chain link fence deteriorated - SFDET
Wood Fence rotted - WFROT
Wood post rotted - WPROT
Wrought Iron fence corroded - WIFCOR
Cause
Accelerated Wear - ACCWEAR
Accident - ACCIDENT
Contamination - CONTAM
Defective Asset - DEFASSET
Defective/ Worn Component - WORNCMPT
Excessive Load - EXLOAD
Improper Maintenance - IMPRMNT
Insufficient Lubrication - INSLUBR
Lack of/ Inadequate Training - LACKTRN
Loose/ Missing Component - MISSCMP
Normal Wear - NRMWEAR
Other (specify) - OTHER
Poor Installation - PRINSTAL
Procedure Issue - PROCISSU
Utility Failure - UTLFAIL
Vandalism - VNDLSM
Weather condition/Forces of nature or Act of God - ACTGOD
Action
Adjusted - ADJUSTD
Decommission - DECOMM
Decontaminate - DECONTME
Do Nothing - DONOTHIN
Lubricate - LUBRCTE
Other (specify) - OTHER
Recalibrate - RECALBRT
Remove Obstruction - REMVOBT
Repair Asset - REPRASS
Repair Component - REPCMPT
Replace Asset - REPLASS
Replace Component - REPLCMPT
Upgrade - UPGRADES
Filter - FLTR
Problem
Abnormal Temprature - ABNTEMP
Corrosion - CORROS
Electrical Trip Out - ELECTRIP
Excessive Noise - EXNOISE
Excessive Vibration - EXVIBRTN
Jammed Equipment - JAMMEDEQ
Leaking - LEAKING
Low Performance - LOWPERF
Non-Operational - NONOPER
Physical Damage - PHYDMGE
Unusual Smell - UNSMELL
Unusual Smoke - UNSMOKE
Failure
Filter contaminated (no differential pressure indication) - FLRCONT
Filter contaminated (with differential pressure indication) - FLRCONTP
Cause
Accelerated Wear - ACCWEAR
Accident - ACCIDENT
Contamination - CONTAM
Defective Asset - DEFASSET
Defective/ Worn Component - WORNCMPT
Excessive Load - EXLOAD
Improper Maintenance - IMPRMNT
Insufficient Lubrication - INSLUBR
Lack of/ Inadequate Training - LACKTRN
Loose/ Missing Component - MISSCMP
Normal Wear - NRMWEAR
Other (specify) - OTHER
Poor Installation - PRINSTAL
Procedure Issue - PROCISSU
Utility Failure - UTLFAIL
Vandalism - VNDLSM
Weather condition/Forces of nature or Act of God - ACTGOD
Action
Adjusted - ADJUSTD
Decommission - DECOMM
Decontaminate - DECONTME
Do Nothing - DONOTHIN
Lubricate - LUBRCTE
Other (specify) - OTHER
Recalibrate - RECALBRT
Remove Obstruction - REMVOBT
Repair Asset - REPRASS
Repair Component - REPCMPT
Replace Asset - REPLASS
Replace Component - REPLCMPT
Upgrade - UPGRADES
Filter Box - FLTRBX
Problem
Abnormal Temprature - ABNTEMP
Corrosion - CORROS
Electrical Trip Out - ELECTRIP
Excessive Noise - EXNOISE
Excessive Vibration - EXVIBRTN
Jammed Equipment - JAMMEDEQ
Leaking - LEAKING
Low Performance - LOWPERF
Non-Operational - NONOPER
Physical Damage - PHYDMGE
Unusual Smell - UNSMELL
Unusual Smoke - UNSMOKE
Failure
Filter box failed - FLBXFAIL
Cause
Accelerated Wear - ACCWEAR
Accident - ACCIDENT
Contamination - CONTAM
Defective Asset - DEFASSET
Defective/ Worn Component - WORNCMPT
Excessive Load - EXLOAD
Improper Maintenance - IMPRMNT
Insufficient Lubrication - INSLUBR
Lack of/ Inadequate Training - LACKTRN
Loose/ Missing Component - MISSCMP
Normal Wear - NRMWEAR
Other (specify) - OTHER
Poor Installation - PRINSTAL
Procedure Issue - PROCISSU
Utility Failure - UTLFAIL
Vandalism - VNDLSM
Weather condition/Forces of nature or Act of God - ACTGOD
Action
Adjusted - ADJUSTD
Decommission - DECOMM
Decontaminate - DECONTME
Do Nothing - DONOTHIN
Lubricate - LUBRCTE
Other (specify) - OTHER
Recalibrate - RECALBRT
Remove Obstruction - REMVOBT
Repair Asset - REPRASS
Repair Component - REPCMPT
Replace Asset - REPLASS
Replace Component - REPLCMPT
Upgrade - UPGRADES
Fire Detection System - FRDTCSYS
Problem
Abnormal Temprature - ABNTEMP
Corrosion - CORROS
Electrical Trip Out - ELECTRIP
Excessive Noise - EXNOISE
Excessive Vibration - EXVIBRTN
Jammed Equipment - JAMMEDEQ
Leaking - LEAKING
Low Performance - LOWPERF
Non-Operational - NONOPER
Physical Damage - PHYDMGE
Unusual Smell - UNSMELL
Unusual Smoke - UNSMOKE
Failure
FACP components failed - FACPFAIL
FACP deteriorated - FACPDET
Cause
Accelerated Wear - ACCWEAR
Accident - ACCIDENT
Contamination - CONTAM
Defective Asset - DEFASSET
Defective/ Worn Component - WORNCMPT
Excessive Load - EXLOAD
Improper Maintenance - IMPRMNT
Insufficient Lubrication - INSLUBR
Lack of/ Inadequate Training - LACKTRN
Loose/ Missing Component - MISSCMP
Normal Wear - NRMWEAR
Other (specify) - OTHER
Poor Installation - PRINSTAL
Procedure Issue - PROCISSU
Utility Failure - UTLFAIL
Vandalism - VNDLSM
Weather condition/Forces of nature or Act of God - ACTGOD
Action
Adjusted - ADJUSTD
Decommission - DECOMM
Decontaminate - DECONTME
Do Nothing - DONOTHIN
Lubricate - LUBRCTE
Other (specify) - OTHER
Recalibrate - RECALBRT
Remove Obstruction - REMVOBT
Repair Asset - REPRASS
Repair Component - REPCMPT
Replace Asset - REPLASS
Replace Component - REPLCMPT
Upgrade - UPGRADES
Fire Extinguisher - FREXTNG
Problem
Abnormal Temprature - ABNTEMP
Corrosion - CORROS
Electrical Trip Out - ELECTRIP
Excessive Noise - EXNOISE
Excessive Vibration - EXVIBRTN
Jammed Equipment - JAMMEDEQ
Leaking - LEAKING
Low Performance - LOWPERF
Non-Operational - NONOPER
Physical Damage - PHYDMGE
Unusual Smell - UNSMELL
Unusual Smoke - UNSMOKE
Failure
Fire extinguisher components deteriorated - FECDET
Fire extinguisher hydrostatic capability failed - FEHCFAIL
Cause
Accelerated Wear - ACCWEAR
Accident - ACCIDENT
Contamination - CONTAM
Defective Asset - DEFASSET
Defective/ Worn Component - WORNCMPT
Excessive Load - EXLOAD
Improper Maintenance - IMPRMNT
Insufficient Lubrication - INSLUBR
Lack of/ Inadequate Training - LACKTRN
Loose/ Missing Component - MISSCMP
Normal Wear - NRMWEAR
Other (specify) - OTHER
Poor Installation - PRINSTAL
Procedure Issue - PROCISSU
Utility Failure - UTLFAIL
Vandalism - VNDLSM
Weather condition/Forces of nature or Act of God - ACTGOD
Action
Adjusted - ADJUSTD
Decommission - DECOMM
Decontaminate - DECONTME
Do Nothing - DONOTHIN
Lubricate - LUBRCTE
Other (specify) - OTHER
Recalibrate - RECALBRT
Remove Obstruction - REMVOBT
Repair Asset - REPRASS
Repair Component - REPCMPT
Replace Asset - REPLASS
Replace Component - REPLCMPT
Upgrade - UPGRADES
Fire Hose and Cabinet - FRHSCAB
Problem
Abnormal Temprature - ABNTEMP
Corrosion - CORROS
Electrical Trip Out - ELECTRIP
Excessive Noise - EXNOISE
Excessive Vibration - EXVIBRTN
Jammed Equipment - JAMMEDEQ
Leaking - LEAKING
Low Performance - LOWPERF
Non-Operational - NONOPER
Physical Damage - PHYDMGE
Unusual Smell - UNSMELL
Unusual Smoke - UNSMOKE
Failure
Fire hose deteriorated - FHDET
Fire hose failed - FHFAIL
Cause
Accelerated Wear - ACCWEAR
Accident - ACCIDENT
Contamination - CONTAM
Defective Asset - DEFASSET
Defective/ Worn Component - WORNCMPT
Excessive Load - EXLOAD
Improper Maintenance - IMPRMNT
Insufficient Lubrication - INSLUBR
Lack of/ Inadequate Training - LACKTRN
Loose/ Missing Component - MISSCMP
Normal Wear - NRMWEAR
Other (specify) - OTHER
Poor Installation - PRINSTAL
Procedure Issue - PROCISSU
Utility Failure - UTLFAIL
Vandalism - VNDLSM
Weather condition/Forces of nature or Act of God - ACTGOD
Action
Adjusted - ADJUSTD
Decommission - DECOMM
Decontaminate - DECONTME
Do Nothing - DONOTHIN
Lubricate - LUBRCTE
Other (specify) - OTHER
Recalibrate - RECALBRT
Remove Obstruction - REMVOBT
Repair Asset - REPRASS
Repair Component - REPCMPT
Replace Asset - REPLASS
Replace Component - REPLCMPT
Upgrade - UPGRADES
Fire Hydrants - FRHYDR
Problem
Abnormal Temprature - ABNTEMP
Corrosion - CORROS
Electrical Trip Out - ELECTRIP
Excessive Noise - EXNOISE
Excessive Vibration - EXVIBRTN
Jammed Equipment - JAMMEDEQ
LEAKING - LEAKIN10
Leaking - LEAKING
Low Performance - LOWPERF
Non-Operational - NONOPER
Physical Damage - PHYDMGE
Unusual Smell - UNSMELL
Unusual Smoke - UNSMOKE
Failure
Fire Hydrant deteriorated - FHYDET
Fire Hydrant Failed - FHYFAIL1
Fire Hydrants Failed - FHYFAIL
Cause
Accelerated Wear - ACCWEAR
Accident - ACCIDENT
Contamination - CONTAM
Defective Asset - DEFASSET
Defective/ Worn Component - WORNCMPT
Excessive Load - EXLOAD
Improper Maintenance - IMPRM71
Improper Maintenance - IMPRMNT
Insufficient Lubrication - INSLUBR
Lack of/ Inadequate Training - LACKTRN
Loose/ Missing Component - MISSCMP
Normal Wear - NRMWEAR
Other (specify) - OTHER
Other (Specify) - OTHER26
Poor Installation - PRINSTAL
Procedure Issue - PROCISSU
Utility Failure - UTLFAIL
Vandalism - VNDLSM
Weather condition/Forces of nature or Act of God - ACTGOD
Action
Adjusted - ADJUSTD
Decommission - DECOMM
Decontaminate - DECONTME
Do Nothing - DONOTHIN
Lubricate - LUBRCTE
Other (specify) - OTHER
Recalibrate - RECALBRT
Remove Obstruction - REMVOBT
Repair Asset - REPRASS
Repair Component - REPCMPT
Replace - REPLACE
Replace Asset - REPLASS
Replace Component - REPLCMPT
Upgrade - UPGRADES
Fire Protection System - FRPRTSYS
Problem
Abnormal Temprature - ABNTEMP
Corrosion - CORROS
Electrical Trip Out - ELECTRIP
Excessive Noise - EXNOISE
Excessive Vibration - EXVIBRTN
Jammed Equipment - JAMMEDEQ
Leaking - LEAKING
Low Performance - LOWPERF
Non-Operational - NONOPER
Physical Damage - PHYDMGE
Unusual Smell - UNSMELL
Unusual Smoke - UNSMOKE
Failure
Fire department connection (FDC) hydrostatic capability failed - FDCHFAIL
Fire protection system deteriorated - FPSDET
Cause
Accelerated Wear - ACCWEAR
Accident - ACCIDENT
Contamination - CONTAM
Defective Asset - DEFASSET
Defective/ Worn Component - WORNCMPT
Excessive Load - EXLOAD
Improper Maintenance - IMPRMNT
Insufficient Lubrication - INSLUBR
Lack of/ Inadequate Training - LACKTRN
Loose/ Missing Component - MISSCMP
Normal Wear - NRMWEAR
Other (specify) - OTHER
Poor Installation - PRINSTAL
Procedure Issue - PROCISSU
Utility Failure - UTLFAIL
Vandalism - VNDLSM
Weather condition/Forces of nature or Act of God - ACTGOD
Action
Adjusted - ADJUSTD
Decommission - DECOMM
Decontaminate - DECONTME
Do Nothing - DONOTHIN
Lubricate - LUBRCTE
Other (specify) - OTHER
Recalibrate - RECALBRT
Remove Obstruction - REMVOBT
Repair Asset - REPRASS
Repair Component - REPCMPT
Replace Asset - REPLASS
Replace Component - REPLCMPT
Upgrade - UPGRADES
Fire Pump - FRPMP
Problem
Abnormal Temprature - ABNTEMP
Corrosion - CORROS
Electrical Trip Out - ELECTRIP
Excessive Noise - EXNOISE
Excessive Vibration - EXVIBRTN
Jammed Equipment - JAMMEDEQ
Leaking - LEAKING
Low Performance - LOWPERF
Non-Operational - NONOPER
Physical Damage - PHYDMGE
Unusual Smell - UNSMELL
Unusual Smoke - UNSMOKE
Failure
Fire pump alarms and safety circuit failed - FRPSFAIL
Fire pump cooling system deteriorated - FRPCSDET
Fire pump failed - FRPMFAIL
Fire pump grease and oil depleted - FRPSODEP
Pump, electrical and diesel system components deteriorated - PMPECDET
Cause
Accelerated Wear - ACCWEAR
Accident - ACCIDENT
Contamination - CONTAM
Defective Asset - DEFASSET
Defective/ Worn Component - WORNCMPT
Excessive Load - EXLOAD
Improper Maintenance - IMPRMNT
Insufficient Lubrication - INSLUBR
Lack of/ Inadequate Training - LACKTRN
Loose/ Missing Component - MISSCMP
Normal Wear - NRMWEAR
Other (specify) - OTHER
Poor Installation - PRINSTAL
Procedure Issue - PROCISSU
Utility Failure - UTLFAIL
Vandalism - VNDLSM
Weather condition/Forces of nature or Act of God - ACTGOD
Action
Adjusted - ADJUSTD
Decommission - DECOMM
Decontaminate - DECONTME
Do Nothing - DONOTHIN
Lubricate - LUBRCTE
Other (specify) - OTHER
Recalibrate - RECALBRT
Remove Obstruction - REMVOBT
Repair Asset - REPRASS
Repair Component - REPCMPT
Replace Asset - REPLASS
Replace Component - REPLCMPT
Upgrade - UPGRADES
Fire Shutter - FRSHTTR
Problem
Abnormal Temprature - ABNTEMP
Corrosion - CORROS
Electrical Trip Out - ELECTRIP
Excessive Noise - EXNOISE
Excessive Vibration - EXVIBRTN
Jammed Equipment - JAMMEDEQ
Leaking - LEAKING
Low Performance - LOWPERF
Non-Operational - NONOPER
Physical Damage - PHYDMGE
Unusual Smell - UNSMELL
Unusual Smoke - UNSMOKE
Failure
Fire shutter deteriorated - FRSHDET
Fire shutter failed - FRSHFAIL
Cause
Accelerated Wear - ACCWEAR
Accident - ACCIDENT
Contamination - CONTAM
Defective Asset - DEFASSET
Defective/ Worn Component - WORNCMPT
Excessive Load - EXLOAD
Improper Maintenance - IMPRMNT
Insufficient Lubrication - INSLUBR
Lack of/ Inadequate Training - LACKTRN
Loose/ Missing Component - MISSCMP
Normal Wear - NRMWEAR
Other (specify) - OTHER
Poor Installation - PRINSTAL
Procedure Issue - PROCISSU
Utility Failure - UTLFAIL
Vandalism - VNDLSM
Weather condition/Forces of nature or Act of God - ACTGOD
Action
Adjusted - ADJUSTD
Decommission - DECOMM
Decontaminate - DECONTME
Do Nothing - DONOTHIN
Lubricate - LUBRCTE
Other (specify) - OTHER
Recalibrate - RECALBRT
Remove Obstruction - REMVOBT
Repair Asset - REPRASS
Repair Component - REPCMPT
Replace Asset - REPLASS
Replace Component - REPLCMPT
Upgrade - UPGRADES
Fire Suppression Units - FRSUPPU
Problem
Abnormal Temprature - ABNTEMP
Corrosion - CORROS
Electrical Trip Out - ELECTRIP
Excessive Noise - EXNOISE
Excessive Vibration - EXVIBRTN
Jammed Equipment - JAMMEDEQ
Leaking - LEAKING
Low Performance - LOWPERF
Non-Operational - NONOPER
Physical Damage - PHYDMGE
Unusual Smell - UNSMELL
Unusual Smoke - UNSMOKE
Failure
Clean agent refillable containers solution depleted - CARCDEP
Fire Suppression unit deteriorated - FSUDET
Fire Suppression unit hose failed - FSUHFAIL
Fire Suppression unit pressure gauge failed - FSUGFAIL
Fire Suppression unit pull station failed - FSUPFAIL
Fire Suppression unit release panel and safety alarms failed - FSUSFAIL
Cause
Accelerated Wear - ACCWEAR
Accident - ACCIDENT
Contamination - CONTAM
Defective Asset - DEFASSET
Defective/ Worn Component - WORNCMPT
Excessive Load - EXLOAD
Improper Maintenance - IMPRMNT
Insufficient Lubrication - INSLUBR
Lack of/ Inadequate Training - LACKTRN
Loose/ Missing Component - MISSCMP
Normal Wear - NRMWEAR
Other (specify) - OTHER
Poor Installation - PRINSTAL
Procedure Issue - PROCISSU
Utility Failure - UTLFAIL
Vandalism - VNDLSM
Weather condition/Forces of nature or Act of God - ACTGOD
Action
Adjusted - ADJUSTD
Decommission - DECOMM
Decontaminate - DECONTME
Do Nothing - DONOTHIN
Lubricate - LUBRCTE
Other (specify) - OTHER
Recalibrate - RECALBRT
Remove Obstruction - REMVOBT
Repair Asset - REPRASS
Repair Component - REPCMPT
Replace Asset - REPLASS
Replace Component - REPLCMPT
Upgrade - UPGRADES
First Aid Kit - FRSTADKT
Problem
Abnormal Temprature - ABNTEMP
Corrosion - CORROS
Electrical Trip Out - ELECTRIP
Excessive Noise - EXNOISE
Excessive Vibration - EXVIBRTN
Jammed Equipment - JAMMEDEQ
Leaking - LEAKING
Low Performance - LOWPERF
Non-Operational - NONOPER
Physical Damage - PHYDMGE
Unusual Smell - UNSMELL
Unusual Smoke - UNSMOKE
Failure
First Aid Kit items depleted or deteriorated - FAKDEP
Cause
Accelerated Wear - ACCWEAR
Accident - ACCIDENT
Contamination - CONTAM
Defective Asset - DEFASSET
Defective/ Worn Component - WORNCMPT
Excessive Load - EXLOAD
Improper Maintenance - IMPRMNT
Insufficient Lubrication - INSLUBR
Lack of/ Inadequate Training - LACKTRN
Loose/ Missing Component - MISSCMP
Normal Wear - NRMWEAR
Other (specify) - OTHER
Poor Installation - PRINSTAL
Procedure Issue - PROCISSU
Utility Failure - UTLFAIL
Vandalism - VNDLSM
Weather condition/Forces of nature or Act of God - ACTGOD
Action
Adjusted - ADJUSTD
Decommission - DECOMM
Decontaminate - DECONTME
Do Nothing - DONOTHIN
Lubricate - LUBRCTE
Other (specify) - OTHER
Recalibrate - RECALBRT
Remove Obstruction - REMVOBT
Repair Asset - REPRASS
Repair Component - REPCMPT
Replace Asset - REPLASS
Replace Component - REPLCMPT
Upgrade - UPGRADES
Fixed Furniture - FXFURN
Problem
Abnormal Temprature - ABNTEMP
Corrosion - CORROS
Electrical Trip Out - ELECTRIP
Excessive Noise - EXNOISE
Excessive Vibration - EXVIBRTN
Jammed Equipment - JAMMEDEQ
Leaking - LEAKING
Low Performance - LOWPERF
Non-Operational - NONOPER
Physical Damage - PHYDMGE
Unusual Smell - UNSMELL
Unusual Smoke - UNSMOKE
Failure
Fixed furniture deteriorated - FFDET
Cause
Accelerated Wear - ACCWEAR
Accident - ACCIDENT
Contamination - CONTAM
Defective Asset - DEFASSET
Defective/ Worn Component - WORNCMPT
Excessive Load - EXLOAD
Improper Maintenance - IMPRMNT
Insufficient Lubrication - INSLUBR
Lack of/ Inadequate Training - LACKTRN
Loose/ Missing Component - MISSCMP
Normal Wear - NRMWEAR
Other (specify) - OTHER
Poor Installation - PRINSTAL
Procedure Issue - PROCISSU
Utility Failure - UTLFAIL
Vandalism - VNDLSM
Weather condition/Forces of nature or Act of God - ACTGOD
Action
Adjusted - ADJUSTD
Decommission - DECOMM
Decontaminate - DECONTME
Do Nothing - DONOTHIN
Lubricate - LUBRCTE
Other (specify) - OTHER
Recalibrate - RECALBRT
Remove Obstruction - REMVOBT
Repair Asset - REPRASS
Repair Component - REPCMPT
Replace Asset - REPLASS
Replace Component - REPLCMPT
Upgrade - UPGRADES
Fixed Garbage Bin - FXGRBG
Problem
Abnormal Temprature - ABNTEMP
Corrosion - CORROS
Electrical Trip Out - ELECTRIP
Excessive Noise - EXNOISE
Excessive Vibration - EXVIBRTN
Jammed Equipment - JAMMEDEQ
Leaking - LEAKING
Low Performance - LOWPERF
Non-Operational - NONOPER
Physical Damage - PHYDMGE
Unusual Smell - UNSMELL
Unusual Smoke - UNSMOKE
Failure
Fixed garbage bin deteriorated - FGBDET
Cause
Accelerated Wear - ACCWEAR
Accident - ACCIDENT
Contamination - CONTAM
Defective Asset - DEFASSET
Defective/ Worn Component - WORNCMPT
Excessive Load - EXLOAD
Improper Maintenance - IMPRMNT
Insufficient Lubrication - INSLUBR
Lack of/ Inadequate Training - LACKTRN
Loose/ Missing Component - MISSCMP
Normal Wear - NRMWEAR
Other (specify) - OTHER
Poor Installation - PRINSTAL
Procedure Issue - PROCISSU
Utility Failure - UTLFAIL
Vandalism - VNDLSM
Weather condition/Forces of nature or Act of God - ACTGOD
Action
Adjusted - ADJUSTD
Decommission - DECOMM
Decontaminate - DECONTME
Do Nothing - DONOTHIN
Lubricate - LUBRCTE
Other (specify) - OTHER
Recalibrate - RECALBRT
Remove Obstruction - REMVOBT
Repair Asset - REPRASS
Repair Component - REPCMPT
Replace Asset - REPLASS
Replace Component - REPLCMPT
Upgrade - UPGRADES
Flag Pole - FLGPL
Problem
Abnormal Temprature - ABNTEMP
Corrosion - CORROS
Electrical Trip Out - ELECTRIP
Excessive Noise - EXNOISE
Excessive Vibration - EXVIBRTN
Jammed Equipment - JAMMEDEQ
Leaking - LEAKING
Low Performance - LOWPERF
Non-Operational - NONOPER
Physical Damage - PHYDMGE
Unusual Smell - UNSMELL
Unusual Smoke - UNSMOKE
Failure
Flag pole crank lubrication depleted - FPCLDEP
Steel flag pole deteriorated - SFPDET
Cause
Accelerated Wear - ACCWEAR
Accident - ACCIDENT
Contamination - CONTAM
Defective Asset - DEFASSET
Defective/ Worn Component - WORNCMPT
Excessive Load - EXLOAD
Improper Maintenance - IMPRMNT
Insufficient Lubrication - INSLUBR
Lack of/ Inadequate Training - LACKTRN
Loose/ Missing Component - MISSCMP
Normal Wear - NRMWEAR
Other (specify) - OTHER
Poor Installation - PRINSTAL
Procedure Issue - PROCISSU
Utility Failure - UTLFAIL
Vandalism - VNDLSM
Weather condition/Forces of nature or Act of God - ACTGOD
Action
Adjusted - ADJUSTD
Decommission - DECOMM
Decontaminate - DECONTME
Do Nothing - DONOTHIN
Lubricate - LUBRCTE
Other (specify) - OTHER
Recalibrate - RECALBRT
Remove Obstruction - REMVOBT
Repair Asset - REPRASS
Repair Component - REPCMPT
Replace Asset - REPLASS
Replace Component - REPLCMPT
Upgrade - UPGRADES
Flat Roof - FLTROOF
Problem
Abnormal Temprature - ABNTEMP
Corrosion - CORROS
Electrical Trip Out - ELECTRIP
Excessive Noise - EXNOISE
Excessive Vibration - EXVIBRTN
Jammed Equipment - JAMMEDEQ
Leaking - LEAKING
Low Performance - LOWPERF
Non-Operational - NONOPER
Physical Damage - PHYDMGE
Unusual Smell - UNSMELL
Unusual Smoke - UNSMOKE
Failure
Roof Anchor System Deteriorated - RASDET
Roof structure, components, surface, or hardware deteriorated - RSCHDEP
Cause
Accelerated Wear - ACCWEAR
Accident - ACCIDENT
Contamination - CONTAM
Defective Asset - DEFASSET
Defective/ Worn Component - WORNCMPT
Excessive Load - EXLOAD
Improper Maintenance - IMPRMNT
Insufficient Lubrication - INSLUBR
Lack of/ Inadequate Training - LACKTRN
Loose/ Missing Component - MISSCMP
Normal Wear - NRMWEAR
Other (specify) - OTHER
Poor Installation - PRINSTAL
Procedure Issue - PROCISSU
Utility Failure - UTLFAIL
Vandalism - VNDLSM
Weather condition/Forces of nature or Act of God - ACTGOD
Action
Adjusted - ADJUSTD
Decommission - DECOMM
Decontaminate - DECONTME
Do Nothing - DONOTHIN
Lubricate - LUBRCTE
Other (specify) - OTHER
Recalibrate - RECALBRT
Remove Obstruction - REMVOBT
Repair Asset - REPRASS
Repair Component - REPCMPT
Replace Asset - REPLASS
Replace Component - REPLCMPT
Upgrade - UPGRADES
Floor Heating/ Snow Melting System - FLRHSMS
Problem
Abnormal Temprature - ABNTEMP
Corrosion - CORROS
Electrical Trip Out - ELECTRIP
Excessive Noise - EXNOISE
Excessive Vibration - EXVIBRTN
Jammed Equipment - JAMMEDEQ
Leaking - LEAKING
Low Performance - LOWPERF
Non-Operational - NONOPER
Physical Damage - PHYDMGE
Unusual Smell - UNSMELL
Unusual Smoke - UNSMOKE
Failure
Floor heating water leakage - SNWLEAK
Floor Heating/Snow Melting Temperature Control Sensors failed - SNWSENS
Snow melting glycol system deteriorated - SMGSDET
Cause
Accelerated Wear - ACCWEAR
Accident - ACCIDENT
Contamination - CONTAM
Defective Asset - DEFASSET
Defective/ Worn Component - WORNCMPT
Excessive Load - EXLOAD
Improper Maintenance - IMPRMNT
Insufficient Lubrication - INSLUBR
Lack of/ Inadequate Training - LACKTRN
Loose/ Missing Component - MISSCMP
Normal Wear - NRMWEAR
Other (specify) - OTHER
Poor Installation - PRINSTAL
Procedure Issue - PROCISSU
Utility Failure - UTLFAIL
Vandalism - VNDLSM
Weather condition/Forces of nature or Act of God - ACTGOD
Action
Adjusted - ADJUSTD
Decommission - DECOMM
Decontaminate - DECONTME
Do Nothing - DONOTHIN
Lubricate - LUBRCTE
Other (specify) - OTHER
Recalibrate - RECALBRT
Remove Obstruction - REMVOBT
Repair Asset - REPRASS
Repair Component - REPCMPT
Replace Asset - REPLASS
Replace Component - REPLCMPT
Upgrade - UPGRADES
Fuel Air Release Valve - FLARRVLV
Problem
Abnormal Temprature - ABNTEMP
Corrosion - CORROS
Electrical Trip Out - ELECTRIP
Excessive Noise - EXNOISE
Excessive Vibration - EXVIBRTN
Jammed Equipment - JAMMEDEQ
Leaking - LEAKING
Low Performance - LOWPERF
Non-Operational - NONOPER
Physical Damage - PHYDMGE
Unusual Smell - UNSMELL
Unusual Smoke - UNSMOKE
Failure
Fuel air release valve failed - FURVFAIL
Cause
Accelerated Wear - ACCWEAR
Accident - ACCIDENT
Contamination - CONTAM
Defective Asset - DEFASSET
Defective/ Worn Component - WORNCMPT
Excessive Load - EXLOAD
Improper Maintenance - IMPRMNT
Insufficient Lubrication - INSLUBR
Lack of/ Inadequate Training - LACKTRN
Loose/ Missing Component - MISSCMP
Normal Wear - NRMWEAR
Other (specify) - OTHER
Poor Installation - PRINSTAL
Procedure Issue - PROCISSU
Utility Failure - UTLFAIL
Vandalism - VNDLSM
Weather condition/Forces of nature or Act of God - ACTGOD
Action
Adjusted - ADJUSTD
Decommission - DECOMM
Decontaminate - DECONTME
Do Nothing - DONOTHIN
Lubricate - LUBRCTE
Other (specify) - OTHER
Recalibrate - RECALBRT
Remove Obstruction - REMVOBT
Repair Asset - REPRASS
Repair Component - REPCMPT
Replace Asset - REPLASS
Replace Component - REPLCMPT
Upgrade - UPGRADES
Fuel Distribution System - DEF - FLDSTDEF
Problem
Abnormal Temprature - ABNTEMP
Air In Fuel Line - ARFULLN1
Corrosion - CORROS
Electrical Trip Out - ELECTRIP
Excessive Differential Pressure - EXCSDIF1
Excessive Noise - EXNOISE
Excessive Noise - EXNOISE2
Excessive Noise - Pump - EXNSPMP1
Excessive Vibration - EXVIBRTN
Fuel Leak - FULFU1
Jammed Equipment - JAMMEDEQ
Leaking - LEAKING
Leaking - Pump - LEKGPMP1
Leaks - LEAKS1
Loss Of Communication To Plc - LSSCM1
Loss Of Pressure - LOSPRES1
Low Performance - LOWPERF
No Power - NOPOWER1
Noise - NOISE1
Non Functional - NONFUNC1
Non Working - Pump - NONWKPM1
Non-Operational - NONOPER
Physical Damage - PHYDMGE
Unusual Smell - UNSMELL
Unusual Smoke - UNSMOKE
Vibrations - VIBRTNS1
Failure
Air Eliminator Bypassed - AIRELBY1
Air Eliminator Components Deteriorated - AELCDET1
Air Eliminator Components Deteriorated - AELCDET2
Air Eliminator Components Deteriorated - AELCDET3
Bypassed Control Valve - BYPACOV1
Bypassed Relief Valve - BYPAREV1
Casing Damage - CASIDAM2
Clogged Filter - CLOGFI3
DEF piping deteriorated - DEFPDET
Defected Contactors - DEFECOT1
Defected Control Power Supply - DEFCOU1
Defected Fuse - DEFEFU1
Defected Overload Relay - DEFEOVR1
Defected Relays - DEFERE1
Defected Terminal Block - DEFETEB1
Defected Transformer - DEFETR1
Defective Control Valve - DEFECOV1
Defective Motor - DEFEMO4
Defective Motor - DEFEMO5
Defective Relief Valve - DEFEREV1
Failed Network Cards - FAILNEC1
Failed Network Switch - FAILNES1
Loose Connections - LOOSCO1
Loose Piping Connection - LOOSPIC1
Misaligned Coupling - MISACO2
Misalignment Of Inlet/Outlet - MISAOFI2
Piping Air Eliminator Components Deteriorated - PAECD1
Piping Air Eliminator Components Deteriorated - PAECD2
Piping Surge Cushion Deteriorated - PIPSCD1
Piping Surge Cushion Deteriorated - PIPSCD2
Seized Control Valve - SEIZCOV1
Tripped Breaker - TRIPBR1
Undersized Fuse - UNDEFU1
Worn Bearing - WORNBE2
Worn Piping Gaskets - WORNPIG1
Worn Seal - WORNSE11
Cause
Accelerated Wear - ACCWEAR
Accident - ACCIDENT
Aging - AGING100
Aging - AGING11
Aging - AGING12
Aging - AGING126
Aging - AGING130
Aging - AGING151
Aging - AGING167
Aging - AGING170
Aging - AGING2
Aging - AGING22
Aging - AGING27
Aging - AGING3
Aging - AGING32
Aging - AGING35
Aging - AGING36
Aging - AGING38
Aging - AGING40
Aging - AGING42
Aging - AGING44
Aging - AGING51
Aging - AGING62
Aging - AGING66
Aging - AGING8
Aging - AGING84
Aging - AGING92
Broken Drive Gear - BRDRIG2
Contamination - CONTAM
Contamination - CONTAM5
Corrosion - CORRS6
Defective Asset - DEFASSET
Defective Part - DEFEPA1
Defective Part - DEFEPA2
Defective Part - DEFEPA3
Defective/ Worn Component - WORNCMPT
Electrical Fault - ELECF104
Electrical Fault - ELECFA44
Electrical Fault - ELECFA47
Electrical Fault - ELECFA51
Electrical Fault - ELECFA61
Electrical Fault - ELECFA72
Electrical Fault - ELECFA77
Electrical Fault - ELECFA85
Electrical Fault - ELECFA89
Excessive Load - EXLOAD
Improper Maintenance - IMPRM41
Improper Maintenance - IMPRMNT
Increased Current - INCRCU1
Insufficient Lubrication - INSLUBR
Lack of/ Inadequate Training - LACKTRN
Large Change In Load - LACINL3
Loose Connection - LOOSC18
Loose Connection - LOOSC19
Loose Connection - LOOSC8
Loose Connection - LOOSC9
Loose/ Missing Component - MISSCMP
Loss Of Air Supply - LOAIRS1
Loss Of Electrical Power - LOEPOW1
Lubrication - LUBRICA2
Misalignment - MISAL11
Normal Wear - NORMW32
Normal Wear - NORMW4
Normal Wear - NRMWEAR
Operator Error - OPERROR2
Operator Error - OPERROR3
Operator Error - OPERROR5
Other (specify) - OTHER
Over Current - OVERCU1
Over Heating - OVERHE3
Poor Installation - PRINSTAL
Procedure Issue - Improper Motor Drive Settings - PIIMDS1
Procedure Issue - PROCISSU
Utility Failure - UTLFAIL
Valve Obstructed - VALVOB1
Vandalism - VNDLSM
Vibrations - VIBRATE2
Vibrations - VIBRATE6
Vibrations - VIBRATE8
Weather condition/Forces of nature or Act of God - ACTGOD
Action
Adjust The Current Rating According To The Name Plate. - ADCRANP
Adjusted - ADJUSTD
Decommission - DECOMM
Decontaminate - DECONTME
Do Nothing - DONOTHIN
Lubricate - LUBRCTE
Other (specify) - OTHER
Recalibrate - RECALBRT
Remove Obstruction - REMVOBT
Repair - REPAIR
Repair Asset - REPRASS
Repair Component - REPCMPT
Replace - REPLACE
Replace Asset - REPLASS
Replace Component - REPLCMPT
Upgrade - UPGRADES
Fuel Distribution System - Diesel - FLDSTDIE
Problem
Abnormal Temprature - ABNTEMP
Air In Fuel Line - ARFULLN1
Corrosion - CORROS
Electrical Trip Out - ELECTRIP
Excessive Differential Pressure - EXCSDIF1
Excessive Noise - EXNOISE
Excessive Noise - EXNOISE2
Excessive Noise - Pump - EXNSPMP1
Excessive Vibration - EXVIBRTN
Fuel Leak - FULFU1
Jammed Equipment - JAMMEDEQ
Leaking - LEAKING
Leaking - Pump - LEKGPMP1
Leaks - LEAKS1
Loss Of Communication To Plc - LSSCM1
Loss Of Pressure - LOSPRES1
Low Performance - LOWPERF
No Power - NOPOWER1
Noise - NOISE1
Non Functional - NONFUNC1
Non Working - Pump - NONWKPM1
Non-Operational - NONOPER
Physical Damage - PHYDMGE
Unusual Smell - UNSMELL
Unusual Smoke - UNSMOKE
Vibrations - VIBRTNS1
Failure
Air Eliminator Bypassed - AIRELBY1
Air Eliminator Components Deteriorated - AELCDET1
Air Eliminator Components Deteriorated - AELCDET2
Air Eliminator Components Deteriorated - AELCDET3
Bypassed Control Valve - BYPACOV1
Bypassed Relief Valve - BYPAREV1
Casing Damage - CASIDAM2
Clogged Filter - CLOGFI3
Defected Contactors - DEFECOT1
Defected Control Power Supply - DEFCOU1
Defected Fuse - DEFEFU1
Defected Overload Relay - DEFEOVR1
Defected Relays - DEFERE1
Defected Terminal Block - DEFETEB1
Defected Transformer - DEFETR1
Defective Control Valve - DEFECOV1
Defective Motor - DEFEMO4
Defective Motor - DEFEMO5
Defective Relief Valve - DEFEREV1
Diesel piping gaskets and bolts deteriorated - DPGBDET
Diesel piping weld fatigued - DPWFAT
Double wall diesel pipe corroded - DWDPCORR
Failed Network Cards - FAILNEC1
Failed Network Switch - FAILNES1
Fuel system containment failed - FUSCFAIL
Fuel Tank Diesel - FUTKDES
Fuse Failure - FUSEFAIL
Loose Connections - LOOSCO1
Loose Piping Connection - LOOSPIC1
Misaligned Coupling - MISACO2
Misalignment Of Inlet/Outlet - MISAOFI2
Piping Air Eliminator Components Deteriorated - PAECD1
Piping Air Eliminator Components Deteriorated - PAECD2
Piping Surge Cushion Deteriorated - PIPSCD1
Piping Surge Cushion Deteriorated - PIPSCD2
Seized Control Valve - SEIZCOV1
Tripped Breaker - TRIPBR1
Undersized Fuse - UNDEFU1
Worn Bearing - WORNBE2
Worn Piping Gaskets - WORNPIG1
Worn Seal - WORNSE11
Cause
Accelerated Wear - ACCWEAR
Accident - ACCIDENT
Aging - AGING100
Aging - AGING11
Aging - AGING12
Aging - AGING126
Aging - AGING130
Aging - AGING151
Aging - AGING167
Aging - AGING170
Aging - AGING2
Aging - AGING22
Aging - AGING27
Aging - AGING3
Aging - AGING32
Aging - AGING35
Aging - AGING36
Aging - AGING38
Aging - AGING40
Aging - AGING42
Aging - AGING44
Aging - AGING51
Aging - AGING62
Aging - AGING66
Aging - AGING8
Aging - AGING84
Aging - AGING92
Broken Drive Gear - BRDRIG2
Contamination - CONTAM
Contamination - CONTAM5
Corrosion - CORRS6
Defective Asset - DEFASSET
Defective Part - DEFEPA1
Defective Part - DEFEPA2
Defective Part - DEFEPA3
Defective/ Worn Component - WORNCMPT
Electrical Fault - ELECF104
Electrical Fault - ELECFA44
Electrical Fault - ELECFA47
Electrical Fault - ELECFA51
Electrical Fault - ELECFA61
Electrical Fault - ELECFA72
Electrical Fault - ELECFA77
Electrical Fault - ELECFA85
Electrical Fault - ELECFA89
Excessive Load - EXLOAD
Improper Maintenance - IMPRM41
Improper Maintenance - IMPRMNT
Increased Current - INCRCU1
Insufficient Lubrication - INSLUBR
Lack of/ Inadequate Training - LACKTRN
Large Change In Load - LACINL3
Loose Connection - LOOSC18
Loose Connection - LOOSC19
Loose Connection - LOOSC8
Loose Connection - LOOSC9
Loose/ Missing Component - MISSCMP
Loss Of Air Supply - LOAIRS1
Loss Of Electrical Power - LOEPOW1
Lubrication - LUBRICA2
Misalignment - MISAL11
Normal Wear - NORMW32
Normal Wear - NORMW4
Normal Wear - NRMWEAR
Operator Error - OPERROR2
Operator Error - OPERROR3
Operator Error - OPERROR5
Other (specify) - OTHER
Over Current - OVERCU1
Over Heating - OVERHE3
Poor Installation - PRINSTAL
Procedure Issue - Improper Motor Drive Settings - PIIMDS1
Procedure Issue - PROCISSU
Utility Failure - UTLFAIL
Valve Obstructed - VALVOB1
Vandalism - VNDLSM
Vibrations - VIBRATE2
Vibrations - VIBRATE6
Vibrations - VIBRATE8
Weather condition/Forces of nature or Act of God - ACTGOD
Action
Adjusted - ADJUSTD
Decommission - DECOMM
Decontaminate - DECONTME
Do Nothing - DONOTHIN
Lubricate - LUBRCTE
Other (specify) - OTHER
Recalibrate - RECALBRT
Remove Obstruction - REMVOBT
Repair Asset - REPRASS
Repair Component - REPCMPT
Replace Asset - REPLASS
Replace Component - REPLCMPT
Upgrade - UPGRADES
Fuel Emergency Shutoff Valve - FLEMRVLV
Problem
Abnormal Temprature - ABNTEMP
Corrosion - CORROS
Electrical Trip Out - ELECTRIP
Excessive Noise - EXNOISE
Excessive Vibration - EXVIBRTN
Jammed Equipment - JAMMEDEQ
Leaking - LEAKING
Low Performance - LOWPERF
Non-Operational - NONOPER
Physical Damage - PHYDMGE
Unusual Smell - UNSMELL
Unusual Smoke - UNSMOKE
Failure
Emergency shut-off valve components failed - EMSVFAIL
Cause
Accelerated Wear - ACCWEAR
Accident - ACCIDENT
Contamination - CONTAM
Defective Asset - DEFASSET
Defective/ Worn Component - WORNCMPT
Excessive Load - EXLOAD
Improper Maintenance - IMPRMNT
Insufficient Lubrication - INSLUBR
Lack of/ Inadequate Training - LACKTRN
Loose/ Missing Component - MISSCMP
Normal Wear - NRMWEAR
Other (specify) - OTHER
Poor Installation - PRINSTAL
Procedure Issue - PROCISSU
Utility Failure - UTLFAIL
Vandalism - VNDLSM
Weather condition/Forces of nature or Act of God - ACTGOD
Action
Adjusted - ADJUSTD
Decommission - DECOMM
Decontaminate - DECONTME
Do Nothing - DONOTHIN
Lubricate - LUBRCTE
Other (specify) - OTHER
Recalibrate - RECALBRT
Remove Obstruction - REMVOBT
Repair Asset - REPRASS
Repair Component - REPCMPT
Replace Asset - REPLASS
Replace Component - REPLCMPT
Upgrade - UPGRADES
Fuel Flow Meter - FLFLWMTR
Problem
Abnormal Temprature - ABNTEMP
Corrosion - CORROS
Electrical Trip Out - ELECTRIP
Excessive Noise - EXNOISE
Excessive Vibration - EXVIBRTN
Jammed Equipment - JAMMEDEQ
Leaking - LEAKING
Low Performance - LOWPERF
Non-Operational - NONOPER
Physical Damage - PHYDMGE
Unusual Smell - UNSMELL
Unusual Smoke - UNSMOKE
Failure
Flow meter calibration drifted - FLMTCDRF
Cause
Accelerated Wear - ACCWEAR
Accident - ACCIDENT
Contamination - CONTAM
Defective Asset - DEFASSET
Defective/ Worn Component - WORNCMPT
Excessive Load - EXLOAD
Improper Maintenance - IMPRMNT
Insufficient Lubrication - INSLUBR
Lack of/ Inadequate Training - LACKTRN
Loose/ Missing Component - MISSCMP
Normal Wear - NRMWEAR
Other (specify) - OTHER
Poor Installation - PRINSTAL
Procedure Issue - PROCISSU
Utility Failure - UTLFAIL
Vandalism - VNDLSM
Weather condition/Forces of nature or Act of God - ACTGOD
Action
Adjusted - ADJUSTD
Decommission - DECOMM
Decontaminate - DECONTME
Do Nothing - DONOTHIN
Lubricate - LUBRCTE
Other (specify) - OTHER
Recalibrate - RECALBRT
Remove Obstruction - REMVOBT
Repair Asset - REPRASS
Repair Component - REPCMPT
Replace Asset - REPLASS
Replace Component - REPLCMPT
Upgrade - UPGRADES
Fuel Off-loading Ground Clamp - FLOFFLGC
Problem
Abnormal Temprature - ABNTEMP
Corrosion - CORROS
Electrical Trip Out - ELECTRIP
Excessive Noise - EXNOISE
Excessive Vibration - EXVIBRTN
Jammed Equipment - JAMMEDEQ
Leaking - LEAKING
Low Performance - LOWPERF
Non-Operational - NONOPER
Physical Damage - PHYDMGE
Unusual Smell - UNSMELL
Unusual Smoke - UNSMOKE
Failure
Fuel off-loading ground clamp electrical connection deteriorated - FOLGCDET
Cause
Accelerated Wear - ACCWEAR
Accident - ACCIDENT
Contamination - CONTAM
Defective Asset - DEFASSET
Defective/ Worn Component - WORNCMPT
Excessive Load - EXLOAD
Improper Maintenance - IMPRMNT
Insufficient Lubrication - INSLUBR
Lack of/ Inadequate Training - LACKTRN
Loose/ Missing Component - MISSCMP
Normal Wear - NRMWEAR
Other (specify) - OTHER
Poor Installation - PRINSTAL
Procedure Issue - PROCISSU
Utility Failure - UTLFAIL
Vandalism - VNDLSM
Weather condition/Forces of nature or Act of God - ACTGOD
Action
Adjusted - ADJUSTD
Decommission - DECOMM
Decontaminate - DECONTME
Do Nothing - DONOTHIN
Lubricate - LUBRCTE
Other (specify) - OTHER
Recalibrate - RECALBRT
Remove Obstruction - REMVOBT
Repair Asset - REPRASS
Repair Component - REPCMPT
Replace Asset - REPLASS
Replace Component - REPLCMPT
Upgrade - UPGRADES
Fuel Off-loading Hose Connection - FLOFFLHC
Problem
Abnormal Temprature - ABNTEMP
Corrosion - CORROS
Electrical Trip Out - ELECTRIP
Excessive Noise - EXNOISE
Excessive Vibration - EXVIBRTN
Jammed Equipment - JAMMEDEQ
Leaking - LEAKING
Low Performance - LOWPERF
Non-Operational - NONOPER
Physical Damage - PHYDMGE
Unusual Smell - UNSMELL
Unusual Smoke - UNSMOKE
Failure
Fuel off-loading hose deteriorated - FOLHDET
Cause
Accelerated Wear - ACCWEAR
Accident - ACCIDENT
Contamination - CONTAM
Defective Asset - DEFASSET
Defective/ Worn Component - WORNCMPT
Excessive Load - EXLOAD
Improper Maintenance - IMPRMNT
Insufficient Lubrication - INSLUBR
Lack of/ Inadequate Training - LACKTRN
Loose/ Missing Component - MISSCMP
Normal Wear - NRMWEAR
Other (specify) - OTHER
Poor Installation - PRINSTAL
Procedure Issue - PROCISSU
Utility Failure - UTLFAIL
Vandalism - VNDLSM
Weather condition/Forces of nature or Act of God - ACTGOD
Action
Adjusted - ADJUSTD
Decommission - DECOMM
Decontaminate - DECONTME
Do Nothing - DONOTHIN
Lubricate - LUBRCTE
Other (specify) - OTHER
Recalibrate - RECALBRT
Remove Obstruction - REMVOBT
Repair Asset - REPRASS
Repair Component - REPCMPT
Replace Asset - REPLASS
Replace Component - REPLCMPT
Upgrade - UPGRADES
Fuel Relief/ Slop Tank - FLRLFSLP
Problem
Abnormal Temprature - ABNTEMP
Corrosion - CORROS
Electrical Trip Out - ELECTRIP
Excessive Noise - EXNOISE
Excessive Vibration - EXVIBRTN
Jammed Equipment - JAMMEDEQ
Leaking - LEAKING
Low Performance - LOWPERF
Non-Operational - NONOPER
Physical Damage - PHYDMGE
Unusual Smell - UNSMELL
Unusual Smoke - UNSMOKE
Failure
Fuel Relief/Slop Tank internally corroded - FRSTICOR
Slop tank contaminated - SLTKCONT
Cause
Accelerated Wear - ACCWEAR
Accident - ACCIDENT
Contamination - CONTAM
Defective Asset - DEFASSET
Defective/ Worn Component - WORNCMPT
Excessive Load - EXLOAD
Improper Maintenance - IMPRMNT
Insufficient Lubrication - INSLUBR
Lack of/ Inadequate Training - LACKTRN
Loose/ Missing Component - MISSCMP
Normal Wear - NRMWEAR
Other (specify) - OTHER
Poor Installation - PRINSTAL
Procedure Issue - PROCISSU
Utility Failure - UTLFAIL
Vandalism - VNDLSM
Weather condition/Forces of nature or Act of God - ACTGOD
Action
Adjusted - ADJUSTD
Decommission - DECOMM
Decontaminate - DECONTME
Do Nothing - DONOTHIN
Lubricate - LUBRCTE
Other (specify) - OTHER
Recalibrate - RECALBRT
Remove Obstruction - REMVOBT
Repair Asset - REPRASS
Repair Component - REPCMPT
Replace Asset - REPLASS
Replace Component - REPLCMPT
Upgrade - UPGRADES
Fuel Sump - FLSMP
Problem
Abnormal Temprature - ABNTEMP
Corrosion - CORROS
Electrical Trip Out - ELECTRIP
Excessive Noise - EXNOISE
Excessive Vibration - EXVIBRTN
Jammed Equipment - JAMMEDEQ
Leaking - LEAKING
Low Performance - LOWPERF
Non-Operational - NONOPER
Physical Damage - PHYDMGE
Unusual Smell - UNSMELL
Unusual Smoke - UNSMOKE
Failure
Fuel containment sump corroded - FCSPCORR
Cause
Accelerated Wear - ACCWEAR
Accident - ACCIDENT
Contamination - CONTAM
Defective Asset - DEFASSET
Defective/ Worn Component - WORNCMPT
Excessive Load - EXLOAD
Improper Maintenance - IMPRMNT
Insufficient Lubrication - INSLUBR
Lack of/ Inadequate Training - LACKTRN
Loose/ Missing Component - MISSCMP
Normal Wear - NRMWEAR
Other (specify) - OTHER
Poor Installation - PRINSTAL
Procedure Issue - PROCISSU
Utility Failure - UTLFAIL
Vandalism - VNDLSM
Weather condition/Forces of nature or Act of God - ACTGOD
Action
Adjusted - ADJUSTD
Decommission - DECOMM
Decontaminate - DECONTME
Do Nothing - DONOTHIN
Lubricate - LUBRCTE
Other (specify) - OTHER
Recalibrate - RECALBRT
Remove Obstruction - REMVOBT
Repair Asset - REPRASS
Repair Component - REPCMPT
Replace Asset - REPLASS
Replace Component - REPLCMPT
Upgrade - UPGRADES
Fuel System Pump Motor - FUELPMTR
Problem
Abnormal Temprature - ABNTEMP
Corrosion - CORROS
Electrical Trip Out - ELECTRIP
Excessive Noise - EXNOISE
Excessive Vibration - EXVIBRTN
Jammed Equipment - JAMMEDEQ
Leaking - LEAKING
Low Performance - LOWPERF
Non-Operational - NONOPER
Physical Damage - PHYDMGE
Unusual Smell - UNSMELL
Unusual Smoke - UNSMOKE
Failure
Motor bearings insufficiently lubricated - MTBRILUB
Motor components deteriorated or contaminated - MTCMDET
Motor failed - MTRFAIL
Cause
Accelerated Wear - ACCWEAR
Accident - ACCIDENT
Contamination - CONTAM
Defective Asset - DEFASSET
Defective/ Worn Component - WORNCMPT
Excessive Load - EXLOAD
Improper Maintenance - IMPRMNT
Insufficient Lubrication - INSLUBR
Lack of/ Inadequate Training - LACKTRN
Loose/ Missing Component - MISSCMP
Normal Wear - NRMWEAR
Other (specify) - OTHER
Poor Installation - PRINSTAL
Procedure Issue - PROCISSU
Utility Failure - UTLFAIL
Vandalism - VNDLSM
Weather condition/Forces of nature or Act of God - ACTGOD
Action
Adjusted - ADJUSTD
Decommission - DECOMM
Decontaminate - DECONTME
Do Nothing - DONOTHIN
Lubricate - LUBRCTE
Other (specify) - OTHER
Recalibrate - RECALBRT
Remove Obstruction - REMVOBT
Repair Asset - REPRASS
Repair Component - REPCMPT
Replace Asset - REPLASS
Replace Component - REPLCMPT
Upgrade - UPGRADES
Furnace - FURN
Problem
Abnormal Temprature - ABNTEMP
Corrosion - CORROS
Electrical Trip Out - ELECTRIP
Excessive Noise - EXNOISE
Excessive Vibration - EXVIBRTN
Jammed Equipment - JAMMEDEQ
Leaking - LEAKING
Low Performance - LOWPERF
Non-Operational - NONOPER
Physical Damage - PHYDMGE
Unusual Smell - UNSMELL
Unusual Smoke - UNSMOKE
Failure
Condensation Drain Plugged - CNDPLUG
Furnace Combustion Analysis - FRNCANAL
Furnace components contaminated - FRCMCONT
Furnace components deteriorated - FRCMDET
Furnace filter contaminated and/or plugged - FRFLCONT
Furnace igniter failed - FRIGFAIL
Cause
Accelerated Wear - ACCWEAR
Accident - ACCIDENT
Contamination - CONTAM
Defective Asset - DEFASSET
Defective/ Worn Component - WORNCMPT
Excessive Load - EXLOAD
Improper Maintenance - IMPRMNT
Insufficient Lubrication - INSLUBR
Lack of/ Inadequate Training - LACKTRN
Loose/ Missing Component - MISSCMP
Normal Wear - NRMWEAR
Other (specify) - OTHER
Poor Installation - PRINSTAL
Procedure Issue - PROCISSU
Utility Failure - UTLFAIL
Vandalism - VNDLSM
Weather condition/Forces of nature or Act of God - ACTGOD
Action
Adjusted - ADJUSTD
Decommission - DECOMM
Decontaminate - DECONTME
Do Nothing - DONOTHIN
Lubricate - LUBRCTE
Other (specify) - OTHER
Recalibrate - RECALBRT
Remove Obstruction - REMVOBT
Repair Asset - REPRASS
Repair Component - REPCMPT
Replace Asset - REPLASS
Replace Component - REPLCMPT
Upgrade - UPGRADES
Fuse Disconnect - FZDISC
Problem
Abnormal Temprature - ABNTEMP
Corrosion - CORROS
Electrical Trip Out - ELECTRIP
Excessive Noise - EXNOISE
Excessive Vibration - EXVIBRTN
Jammed Equipment - JAMMEDEQ
Leaking - LEAKING
Low Performance - LOWPERF
No Power - NOPOWER6
Non-Operational - NONOPER
Other (Specify) - OTOPEC12
Physical Damage - PHYDMGE
Unusual Smell - UNSMELL
Unusual Smoke - UNSMOKE
Failure
Blown Fuse - FUSEDEF2
Chafed Cables - CHAFCAB1
Defected Fuse - DEFEFU7
Defected Mechanical Switch - DEFEMES1
Defected Wire - DEFEWI3
Fuse Disconnect Electrical Connection Deteriorated - FUDSEDET
Fuse Disconnect Fatigued - FUDSFAT
Fuse Disconnect Mechanism Deteriorated - FUDSMDET
Loose Wire Connection - LOOSWIC1
Other (Specify) - OTHERS17
Undersized Fuse - UNDEFU5
Cause
Accelerated Wear - ACCWEAR
Accident - ACCIDENT
Aging - AGING109
Aging - AGING110
Aging - AGING156
Contamination - CONTAM
Defective Asset - DEFASSET
Defective/ Worn Component - WORNCMPT
Electrical Fault - ELECFA48
Electrical Fault - ELECFA68
Electrical Fault - ELECFA76
Excessive Load - EXLOAD
Fuse Blown - FUSEBL1
Improper Maintenance - IMPRM32
Improper Maintenance - IMPRM48
Improper Maintenance - IMPRM66
Improper Maintenance - IMPRMNT
Insufficient Lubrication - INSLUBR
Lack of/ Inadequate Training - LACKTRN
Loose/ Missing Component - MISSCMP
Normal Wear - NRMWEAR
Other (specify) - OTHER
Other (Specify) - OTHER11
Poor Installation - PRINSTAL
Procedure Issue - PROCISSU
Utility Failure - UTLFAIL
Vandalism - VNDLSM
Vibrations - VIBRA11
Weather condition/Forces of nature or Act of God - ACTGOD
Action
Adjusted - ADJUSTD
Check Manufacturer Manual - CHKMM
Decommission - DECOMM
Decontaminate - DECONTME
Do Nothing - DONOTHIN
Lubricate - LUBRCTE
Other (specify) - OTHER
Recalibrate - RECALBRT
Remove Obstruction - REMVOBT
Repair - REPAIR
Repair Asset - REPRASS
Repair Component - REPCMPT
Replace - REPLACE
Replace Asset - REPLASS
Replace Component - REPLCMPT
Upgrade - UPGRADES
Gas Detection System - GSDTCSYS
Problem
Abnormal Temprature - ABNTEMP
Corrosion - CORROS
Electrical Trip Out - ELECTRIP
Excessive Noise - EXNOISE
Excessive Vibration - EXVIBRTN
Jammed Equipment - JAMMEDEQ
Leaking - LEAKING
Low Performance - LOWPERF
Non-Operational - NONOPER
Physical Damage - PHYDMGE
Unusual Smell - UNSMELL
Unusual Smoke - UNSMOKE
Failure
Detector calibration drifted - DCDRIFT
Gas Detection System alarm failed - GDSAFAIL
Sensor lens contaminated - SLNCONT
Cause
Accelerated Wear - ACCWEAR
Accident - ACCIDENT
Contamination - CONTAM
Defective Asset - DEFASSET
Defective/ Worn Component - WORNCMPT
Excessive Load - EXLOAD
Improper Maintenance - IMPRMNT
Insufficient Lubrication - INSLUBR
Lack of/ Inadequate Training - LACKTRN
Loose/ Missing Component - MISSCMP
Normal Wear - NRMWEAR
Other (specify) - OTHER
Poor Installation - PRINSTAL
Procedure Issue - PROCISSU
Utility Failure - UTLFAIL
Vandalism - VNDLSM
Weather condition/Forces of nature or Act of God - ACTGOD
Action
Adjusted - ADJUSTD
Decommission - DECOMM
Decontaminate - DECONTME
Do Nothing - DONOTHIN
Lubricate - LUBRCTE
Other (specify) - OTHER
Recalibrate - RECALBRT
Remove Obstruction - REMVOBT
Repair Asset - REPRASS
Repair Component - REPCMPT
Replace Asset - REPLASS
Replace Component - REPLCMPT
Upgrade - UPGRADES
Gas Distribution - Main Valve - GSDSTMV
Problem
Abnormal Temprature - ABNTEMP
Corrosion - CORROS
Electrical Trip Out - ELECTRIP
Excessive Noise - EXNOISE
Excessive Vibration - EXVIBRTN
Jammed Equipment - JAMMEDEQ
Leaking - LEAKING
Low Performance - LOWPERF
Non-Operational - NONOPER
Physical Damage - PHYDMGE
Unusual Smell - UNSMELL
Unusual Smoke - UNSMOKE
Failure
Gas distribution valve deteriorated - GDSVDET
Cause
Accelerated Wear - ACCWEAR
Accident - ACCIDENT
Contamination - CONTAM
Defective Asset - DEFASSET
Defective/ Worn Component - WORNCMPT
Excessive Load - EXLOAD
Improper Maintenance - IMPRMNT
Insufficient Lubrication - INSLUBR
Lack of/ Inadequate Training - LACKTRN
Loose/ Missing Component - MISSCMP
Normal Wear - NRMWEAR
Other (specify) - OTHER
Poor Installation - PRINSTAL
Procedure Issue - PROCISSU
Utility Failure - UTLFAIL
Vandalism - VNDLSM
Weather condition/Forces of nature or Act of God - ACTGOD
Action
Adjusted - ADJUSTD
Decommission - DECOMM
Decontaminate - DECONTME
Do Nothing - DONOTHIN
Lubricate - LUBRCTE
Other (specify) - OTHER
Recalibrate - RECALBRT
Remove Obstruction - REMVOBT
Repair Asset - REPRASS
Repair Component - REPCMPT
Replace Asset - REPLASS
Replace Component - REPLCMPT
Upgrade - UPGRADES
Gas Distribution Piping System - GSDSTPS
Problem
Abnormal Temprature - ABNTEMP
Corrosion - CORROS
Electrical Trip Out - ELECTRIP
Excessive Noise - EXNOISE
Excessive Vibration - EXVIBRTN
Jammed Equipment - JAMMEDEQ
Leaking - LEAKING
Low Performance - LOWPERF
Non-Operational - NONOPER
Physical Damage - PHYDMGE
Unusual Smell - UNSMELL
Unusual Smoke - UNSMOKE
Failure
Gas distribution piping/fittings deteriorated - GSDPDET
Cause
Accelerated Wear - ACCWEAR
Accident - ACCIDENT
Contamination - CONTAM
Defective Asset - DEFASSET
Defective/ Worn Component - WORNCMPT
Excessive Load - EXLOAD
Improper Maintenance - IMPRMNT
Insufficient Lubrication - INSLUBR
Lack of/ Inadequate Training - LACKTRN
Loose/ Missing Component - MISSCMP
Normal Wear - NRMWEAR
Other (specify) - OTHER
Poor Installation - PRINSTAL
Procedure Issue - PROCISSU
Utility Failure - UTLFAIL
Vandalism - VNDLSM
Weather condition/Forces of nature or Act of God - ACTGOD
Action
Adjusted - ADJUSTD
Decommission - DECOMM
Decontaminate - DECONTME
Do Nothing - DONOTHIN
Lubricate - LUBRCTE
Other (specify) - OTHER
Recalibrate - RECALBRT
Remove Obstruction - REMVOBT
Repair Asset - REPRASS
Repair Component - REPCMPT
Replace Asset - REPLASS
Replace Component - REPLCMPT
Upgrade - UPGRADES
Gas Distribution System - GSDSTSYS
Problem
Abnormal Temprature - ABNTEMP
Corrosion - CORROS
Electrical Trip Out - ELECTRIP
Excessive Noise - EXNOISE
Excessive Vibration - EXVIBRTN
Jammed Equipment - JAMMEDEQ
Leaking - LEAKING
Low Performance - LOWPERF
Non-Operational - NONOPER
Physical Damage - PHYDMGE
Unusual Smell - UNSMELL
Unusual Smoke - UNSMOKE
Cause
Accelerated Wear - ACCWEAR
Accident - ACCIDENT
Contamination - CONTAM
Defective Asset - DEFASSET
Defective/ Worn Component - WORNCMPT
Excessive Load - EXLOAD
Improper Maintenance - IMPRMNT
Insufficient Lubrication - INSLUBR
Lack of/ Inadequate Training - LACKTRN
Loose/ Missing Component - MISSCMP
Normal Wear - NRMWEAR
Other (specify) - OTHER
Poor Installation - PRINSTAL
Procedure Issue - PROCISSU
Utility Failure - UTLFAIL
Vandalism - VNDLSM
Weather condition/Forces of nature or Act of God - ACTGOD
Action
Adjusted - ADJUSTD
Decommission - DECOMM
Decontaminate - DECONTME
Do Nothing - DONOTHIN
Lubricate - LUBRCTE
Other (specify) - OTHER
Recalibrate - RECALBRT
Remove Obstruction - REMVOBT
Repair Asset - REPRASS
Repair Component - REPCMPT
Replace Asset - REPLASS
Replace Component - REPLCMPT
Upgrade - UPGRADES
Gas Vaporizer - GSVP
Problem
Abnormal Temprature - ABNTEMP
Corrosion - CORROS
Electrical Trip Out - ELECTRIP
Excessive Noise - EXNOISE
Excessive Vibration - EXVIBRTN
Jammed Equipment - JAMMEDEQ
Leaking - LEAKING
Low Performance - LOWPERF
Non-Operational - NONOPER
Physical Damage - PHYDMGE
Unusual Smell - UNSMELL
Unusual Smoke - UNSMOKE
Failure
Gas vaporizer components deteriorated - GSVPCDET
Gas vaporizer electric heater deteriorated - GSVEHDET
Gas vaporizer gas fired burner deteriorated - GSGFNDET
Cause
Accelerated Wear - ACCWEAR
Accident - ACCIDENT
Contamination - CONTAM
Defective Asset - DEFASSET
Defective/ Worn Component - WORNCMPT
Excessive Load - EXLOAD
Improper Maintenance - IMPRMNT
Insufficient Lubrication - INSLUBR
Lack of/ Inadequate Training - LACKTRN
Loose/ Missing Component - MISSCMP
Normal Wear - NRMWEAR
Other (specify) - OTHER
Poor Installation - PRINSTAL
Procedure Issue - PROCISSU
Utility Failure - UTLFAIL
Vandalism - VNDLSM
Weather condition/Forces of nature or Act of God - ACTGOD
Action
Adjusted - ADJUSTD
Decommission - DECOMM
Decontaminate - DECONTME
Do Nothing - DONOTHIN
Lubricate - LUBRCTE
Other (specify) - OTHER
Recalibrate - RECALBRT
Remove Obstruction - REMVOBT
Repair Asset - REPRASS
Repair Component - REPCMPT
Replace Asset - REPLASS
Replace Component - REPLCMPT
Upgrade - UPGRADES
Gate - GATE
Problem
Abnormal Temprature - ABNTEMP
Corrosion - CORROS
Electrical Trip Out - ELECTRIP
Excessive Noise - EXNOISE
Excessive Vibration - EXVIBRTN
Jammed Equipment - JAMMEDEQ
Leaking - LEAKING
Low Performance - LOWPERF
Non-Operational - NONOPER
Physical Damage - PHYDMGE
Unusual Smell - UNSMELL
Unusual Smoke - UNSMOKE
Failure
Automatic gate manual override failed - AGTOFAIL
Drive/Mechanical system insufficiently lubricated - GATELUB
Gate communication system failed - GCSFAIL
Gate drive system deteriorated - GDSDET
Gate mechanical system deteriorated - GMSDET
Gate safety operation failed - GSOFAIL
Gate sensors misalignment/contamination - GSENCONT
Gate sensors non-responsive - GSENNRES
Gate span material deteriorated - GSMDET
Cause
Accelerated Wear - ACCWEAR
Accident - ACCIDENT
Contamination - CONTAM
Defective Asset - DEFASSET
Defective/ Worn Component - WORNCMPT
Excessive Load - EXLOAD
Improper Maintenance - IMPRMNT
Insufficient Lubrication - INSLUBR
Lack of/ Inadequate Training - LACKTRN
Loose/ Missing Component - MISSCMP
Normal Wear - NRMWEAR
Other (specify) - OTHER
Poor Installation - PRINSTAL
Procedure Issue - PROCISSU
Utility Failure - UTLFAIL
Vandalism - VNDLSM
Weather condition/Forces of nature or Act of God - ACTGOD
Action
Adjusted - ADJUSTD
Decommission - DECOMM
Decontaminate - DECONTME
Do Nothing - DONOTHIN
Lubricate - LUBRCTE
Other (specify) - OTHER
Recalibrate - RECALBRT
Remove Obstruction - REMVOBT
Repair Asset - REPRASS
Repair Component - REPCMPT
Replace Asset - REPLASS
Replace Component - REPLCMPT
Upgrade - UPGRADES
Gauge - GGE
Problem
Abnormal Temprature - ABNTEMP
Corrosion - CORROS
Electrical Trip Out - ELECTRIP
Excessive Noise - EXNOISE
Excessive Vibration - EXVIBRTN
Jammed Equipment - JAMMEDEQ
Leaking - LEAKING
Low Performance - LOWPERF
Non-Operational - NONOPER
Physical Damage - PHYDMGE
Unusual Smell - UNSMELL
Unusual Smoke - UNSMOKE
Failure
Gauge failed - GUGFAIL
Cause
Accelerated Wear - ACCWEAR
Accident - ACCIDENT
Contamination - CONTAM
Defective Asset - DEFASSET
Defective/ Worn Component - WORNCMPT
Excessive Load - EXLOAD
Improper Maintenance - IMPRMNT
Insufficient Lubrication - INSLUBR
Lack of/ Inadequate Training - LACKTRN
Loose/ Missing Component - MISSCMP
Normal Wear - NRMWEAR
Other (specify) - OTHER
Poor Installation - PRINSTAL
Procedure Issue - PROCISSU
Utility Failure - UTLFAIL
Vandalism - VNDLSM
Weather condition/Forces of nature or Act of God - ACTGOD
Action
Adjusted - ADJUSTD
Decommission - DECOMM
Decontaminate - DECONTME
Do Nothing - DONOTHIN
Lubricate - LUBRCTE
Other (specify) - OTHER
Recalibrate - RECALBRT
Remove Obstruction - REMVOBT
Repair Asset - REPRASS
Repair Component - REPCMPT
Replace Asset - REPLASS
Replace Component - REPLCMPT
Upgrade - UPGRADES
General - GENERAL
Problem
General/Unknown - GENPROB
Failure
General/Unknown - GENFAIL
Cause
General/Unknown - GENCAUS
Action
General/Unknown - GENACT
General Class - GENERAL
Problem
General/Unknown - GENPROB
Failure
General/Unknown - GENFAIL
Cause
General/Unknown - GENCAUS
Action
General/Unknown - GENACT
Glycol Make-Up System - GLYMUSYS
Problem
Abnormal Temprature - ABNTEMP
Corrosion - CORROS
Electrical Trip Out - ELECTRIP
Excessive Noise - EXNOISE
Excessive Vibration - EXVIBRTN
Jammed Equipment - JAMMEDEQ
Leaking - LEAKING
Low Performance - LOWPERF
Non-Operational - NONOPER
Physical Damage - PHYDMGE
Unusual Smell - UNSMELL
Unusual Smoke - UNSMOKE
Failure
Glycol make-up system structure deteriorated - GLMSSDET
Glycol mixture scaled and/or corroded - GLMCCORR
Cause
Accelerated Wear - ACCWEAR
Accident - ACCIDENT
Contamination - CONTAM
Defective Asset - DEFASSET
Defective/ Worn Component - WORNCMPT
Excessive Load - EXLOAD
Improper Maintenance - IMPRMNT
Insufficient Lubrication - INSLUBR
Lack of/ Inadequate Training - LACKTRN
Loose/ Missing Component - MISSCMP
Normal Wear - NRMWEAR
Other (specify) - OTHER
Poor Installation - PRINSTAL
Procedure Issue - PROCISSU
Utility Failure - UTLFAIL
Vandalism - VNDLSM
Weather condition/Forces of nature or Act of God - ACTGOD
Action
Adjusted - ADJUSTD
Decommission - DECOMM
Decontaminate - DECONTME
Do Nothing - DONOTHIN
Lubricate - LUBRCTE
Other (specify) - OTHER
Recalibrate - RECALBRT
Remove Obstruction - REMVOBT
Repair Asset - REPRASS
Repair Component - REPCMPT
Replace Asset - REPLASS
Replace Component - REPLCMPT
Upgrade - UPGRADES
Grounding and Lightning Protection System - GRNDLPS
Problem
Abnormal Temprature - ABNTEMP
Corrosion - CORROS
Electrical Trip Out - ELECTRIP
Excessive Noise - EXNOISE
Excessive Vibration - EXVIBRTN
Jammed Equipment - JAMMEDEQ
Leaking - LEAKING
Low Performance - LOWPERF
Non-Operational - NONOPER
Physical Damage - PHYDMGE
Unusual Smell - UNSMELL
Unusual Smoke - UNSMOKE
Failure
Grounding Protection System Deteriorated - GPSDET
Cause
Accelerated Wear - ACCWEAR
Accident - ACCIDENT
Contamination - CONTAM
Defective Asset - DEFASSET
Defective/ Worn Component - WORNCMPT
Excessive Load - EXLOAD
Improper Maintenance - IMPRMNT
Insufficient Lubrication - INSLUBR
Lack of/ Inadequate Training - LACKTRN
Loose/ Missing Component - MISSCMP
Normal Wear - NRMWEAR
Other (specify) - OTHER
Poor Installation - PRINSTAL
Procedure Issue - PROCISSU
Utility Failure - UTLFAIL
Vandalism - VNDLSM
Weather condition/Forces of nature or Act of God - ACTGOD
Action
Adjusted - ADJUSTD
Decommission - DECOMM
Decontaminate - DECONTME
Do Nothing - DONOTHIN
Lubricate - LUBRCTE
Other (specify) - OTHER
Recalibrate - RECALBRT
Remove Obstruction - REMVOBT
Repair Asset - REPRASS
Repair Component - REPCMPT
Replace Asset - REPLASS
Replace Component - REPLCMPT
Upgrade - UPGRADES
Guard Rail - GRDRL
Problem
Abnormal Temprature - ABNTEMP
Corrosion - CORROS
Electrical Trip Out - ELECTRIP
Excessive Noise - EXNOISE
Excessive Vibration - EXVIBRTN
Jammed Equipment - JAMMEDEQ
Leaking - LEAKING
Low Performance - LOWPERF
Non-Operational - NONOPER
Physical Damage - PHYDMGE
Unusual Smell - UNSMELL
Unusual Smoke - UNSMOKE
Failure
Guard rail structure deteriorated - GRSDET
Cause
Accelerated Wear - ACCWEAR
Accident - ACCIDENT
Contamination - CONTAM
Defective Asset - DEFASSET
Defective/ Worn Component - WORNCMPT
Excessive Load - EXLOAD
Improper Maintenance - IMPRMNT
Insufficient Lubrication - INSLUBR
Lack of/ Inadequate Training - LACKTRN
Loose/ Missing Component - MISSCMP
Normal Wear - NRMWEAR
Other (specify) - OTHER
Poor Installation - PRINSTAL
Procedure Issue - PROCISSU
Utility Failure - UTLFAIL
Vandalism - VNDLSM
Weather condition/Forces of nature or Act of God - ACTGOD
Action
Adjusted - ADJUSTD
Decommission - DECOMM
Decontaminate - DECONTME
Do Nothing - DONOTHIN
Lubricate - LUBRCTE
Other (specify) - OTHER
Recalibrate - RECALBRT
Remove Obstruction - REMVOBT
Repair Asset - REPRASS
Repair Component - REPCMPT
Replace Asset - REPLASS
Replace Component - REPLCMPT
Upgrade - UPGRADES
Hand Dryer - HNDDRY
Problem
Abnormal Temprature - ABNTEMP
Corrosion - CORROS
Electrical Trip Out - ELECTRIP
Excessive Noise - EXNOISE
Excessive Vibration - EXVIBRTN
Jammed Equipment - JAMMEDEQ
Leaking - LEAKING
Low Performance - LOWPERF
Non-Operational - NONOPER
Physical Damage - PHYDMGE
Unusual Smell - UNSMELL
Unusual Smoke - UNSMOKE
Failure
Hand Dryer Failed - HNDFAIL
Hand Dryer Filter Contaminated - HNDFCONT
Cause
Accelerated Wear - ACCWEAR
Accident - ACCIDENT
Contamination - CONTAM
Defective Asset - DEFASSET
Defective/ Worn Component - WORNCMPT
Excessive Load - EXLOAD
Improper Maintenance - IMPRMNT
Insufficient Lubrication - INSLUBR
Lack of/ Inadequate Training - LACKTRN
Loose/ Missing Component - MISSCMP
Normal Wear - NRMWEAR
Other (specify) - OTHER
Poor Installation - PRINSTAL
Procedure Issue - PROCISSU
Utility Failure - UTLFAIL
Vandalism - VNDLSM
Weather condition/Forces of nature or Act of God - ACTGOD
Action
Adjusted - ADJUSTD
Decommission - DECOMM
Decontaminate - DECONTME
Do Nothing - DONOTHIN
Lubricate - LUBRCTE
Other (specify) - OTHER
Recalibrate - RECALBRT
Remove Obstruction - REMVOBT
Repair Asset - REPRASS
Repair Component - REPCMPT
Replace Asset - REPLASS
Replace Component - REPLCMPT
Upgrade - UPGRADES
Hand Rail - HNDRL
Problem
Abnormal Temprature - ABNTEMP
Corrosion - CORROS
Electrical Trip Out - ELECTRIP
Excessive Noise - EXNOISE
Excessive Vibration - EXVIBRTN
Jammed Equipment - JAMMEDEQ
Leaking - LEAKING
Low Performance - LOWPERF
Non-Operational - NONOPER
Physical Damage - PHYDMGE
Unusual Smell - UNSMELL
Unusual Smoke - UNSMOKE
Failure
Handrail Structure Deteriorated - HNDRDET
Cause
Accelerated Wear - ACCWEAR
Accident - ACCIDENT
Contamination - CONTAM
Defective Asset - DEFASSET
Defective/ Worn Component - WORNCMPT
Excessive Load - EXLOAD
Improper Maintenance - IMPRMNT
Insufficient Lubrication - INSLUBR
Lack of/ Inadequate Training - LACKTRN
Loose/ Missing Component - MISSCMP
Normal Wear - NRMWEAR
Other (specify) - OTHER
Poor Installation - PRINSTAL
Procedure Issue - PROCISSU
Utility Failure - UTLFAIL
Vandalism - VNDLSM
Weather condition/Forces of nature or Act of God - ACTGOD
Action
Adjusted - ADJUSTD
Decommission - DECOMM
Decontaminate - DECONTME
Do Nothing - DONOTHIN
Lubricate - LUBRCTE
Other (specify) - OTHER
Recalibrate - RECALBRT
Remove Obstruction - REMVOBT
Repair Asset - REPRASS
Repair Component - REPCMPT
Replace Asset - REPLASS
Replace Component - REPLCMPT
Upgrade - UPGRADES
Head-o-Matic Distribution System - HEDOMTIC
Problem
Abnormal Temprature - ABNTEMP
Corrosion - CORROS
Electrical Trip Out - ELECTRIP
Excessive Noise - EXNOISE
Excessive Vibration - EXVIBRTN
Jammed Equipment - JAMMEDEQ
Leaking - LEAKING
Low Performance - LOWPERF
Non-Operational - NONOPER
Physical Damage - PHYDMGE
Unusual Smell - UNSMELL
Unusual Smoke - UNSMOKE
Failure
Head-o-Matic system deteriorated - HOMSDET
Cause
Accelerated Wear - ACCWEAR
Accident - ACCIDENT
Contamination - CONTAM
Defective Asset - DEFASSET
Defective/ Worn Component - WORNCMPT
Excessive Load - EXLOAD
Improper Maintenance - IMPRMNT
Insufficient Lubrication - INSLUBR
Lack of/ Inadequate Training - LACKTRN
Loose/ Missing Component - MISSCMP
Normal Wear - NRMWEAR
Other (specify) - OTHER
Poor Installation - PRINSTAL
Procedure Issue - PROCISSU
Utility Failure - UTLFAIL
Vandalism - VNDLSM
Weather condition/Forces of nature or Act of God - ACTGOD
Action
Adjusted - ADJUSTD
Decommission - DECOMM
Decontaminate - DECONTME
Do Nothing - DONOTHIN
Lubricate - LUBRCTE
Other (specify) - OTHER
Recalibrate - RECALBRT
Remove Obstruction - REMVOBT
Repair Asset - REPRASS
Repair Component - REPCMPT
Replace Asset - REPLASS
Replace Component - REPLCMPT
Upgrade - UPGRADES
Heat Exchanger - HEATEXCH
Problem
Abnormal Temprature - ABNTEMP
Corrosion - CORROS
Electrical Trip Out - ELECTRIP
Excessive Noise - EXNOISE
Excessive Vibration - EXVIBRTN
Jammed Equipment - JAMMEDEQ
Leaking - LEAKING
Low Performance - LOWPERF
Non-Operational - NONOPER
Physical Damage - PHYDMGE
Unusual Smell - UNSMELL
Unusual Smoke - UNSMOKE
Failure
Heat exchanger failed - HEXFAIL
Cause
Accelerated Wear - ACCWEAR
Accident - ACCIDENT
Contamination - CONTAM
Defective Asset - DEFASSET
Defective/ Worn Component - WORNCMPT
Excessive Load - EXLOAD
Improper Maintenance - IMPRMNT
Insufficient Lubrication - INSLUBR
Lack of/ Inadequate Training - LACKTRN
Loose/ Missing Component - MISSCMP
Normal Wear - NRMWEAR
Other (specify) - OTHER
Poor Installation - PRINSTAL
Procedure Issue - PROCISSU
Utility Failure - UTLFAIL
Vandalism - VNDLSM
Weather condition/Forces of nature or Act of God - ACTGOD
Action
Adjusted - ADJUSTD
Decommission - DECOMM
Decontaminate - DECONTME
Do Nothing - DONOTHIN
Lubricate - LUBRCTE
Other (specify) - OTHER
Recalibrate - RECALBRT
Remove Obstruction - REMVOBT
Repair Asset - REPRASS
Repair Component - REPCMPT
Replace Asset - REPLASS
Replace Component - REPLCMPT
Upgrade - UPGRADES
Heat Recovery Unit - HRU
Problem
Abnormal Temprature - ABNTEMP
Corrosion - CORROS
Electrical Trip Out - ELECTRIP
Excessive Noise - EXNOISE
Excessive Vibration - EXVIBRTN
Jammed Equipment - JAMMEDEQ
Leaking - LEAKING
Low Performance - LOWPERF
Non-Operational - NONOPER
Physical Damage - PHYDMGE
Unusual Smell - UNSMELL
Unusual Smoke - UNSMOKE
Failure
Heat recovery ventilator components deteriorated - HRVVCDET
Heat recovery ventilator filter contaminated - HRVFCONT
Cause
Accelerated Wear - ACCWEAR
Accident - ACCIDENT
Contamination - CONTAM
Defective Asset - DEFASSET
Defective/ Worn Component - WORNCMPT
Excessive Load - EXLOAD
Improper Maintenance - IMPRMNT
Insufficient Lubrication - INSLUBR
Lack of/ Inadequate Training - LACKTRN
Loose/ Missing Component - MISSCMP
Normal Wear - NRMWEAR
Other (specify) - OTHER
Poor Installation - PRINSTAL
Procedure Issue - PROCISSU
Utility Failure - UTLFAIL
Vandalism - VNDLSM
Weather condition/Forces of nature or Act of God - ACTGOD
Action
Adjusted - ADJUSTD
Decommission - DECOMM
Decontaminate - DECONTME
Do Nothing - DONOTHIN
Lubricate - LUBRCTE
Other (specify) - OTHER
Recalibrate - RECALBRT
Remove Obstruction - REMVOBT
Repair Asset - REPRASS
Repair Component - REPCMPT
Replace Asset - REPLASS
Replace Component - REPLCMPT
Upgrade - UPGRADES
Hot Water Heater - HTWTRHT
Problem
Abnormal Temprature - ABNTEMP
Corrosion - CORROS
Electrical Trip Out - ELECTRIP
Excessive Noise - EXNOISE
Excessive Vibration - EXVIBRTN
Jammed Equipment - JAMMEDEQ
Leaking - LEAKING
Low Performance - LOWPERF
Non-Operational - NONOPER
non-operational - NONOPER9
Physical Damage - PHYDMGE
Unusual Smell - UNSMELL
Unusual Smoke - UNSMOKE
Failure
Hot water system build-up of contaminants - HWHCONT
Hot water system heater deteriorated - HWHSHDET
Hot water system heater deteriorated - HWSYHDT
Pressure safety valve failed - HWHVFAIL
Tank Liner Deteriorated - TNKLDET
Cause
Accelerated Wear - ACCWEAR
Accident - ACCIDENT
Contamination - CONTAM
Defective Asset - DEFASSET
Defective/ Worn Component - WORNCMPT
Excessive Load - EXLOAD
Improper Maintenance - IMPRMNT
Insufficient Lubrication - INSLUBR
Lack of/ Inadequate Training - LACKTRN
Loose/ Missing Component - MISSCMP
Normal Wear - NORMW64
Normal Wear - NRMWEAR
Other (specify) - OTHER
Poor Installation - PRINSTAL
Procedure Issue - PROCISSU
Utility Failure - UTLFAIL
Vandalism - VNDLSM
Weather condition/Forces of nature or Act of God - ACTGOD
Action
Adjusted - ADJUSTD
Decommission - DECOMM
Decontaminate - DECONTME
Do Nothing - DONOTHIN
Lubricate - LUBRCTE
Other (specify) - OTHER
Recalibrate - RECALBRT
Remove Obstruction - REMVOBT
Repair Asset - REPRASS
Repair Component - REPCMPT
Replace - REPLACE
Replace Asset - REPLASS
Replace Component - REPLCMPT
Upgrade - UPGRADES
Humidifier - HMDFR
Problem
Abnormal Temprature - ABNTEMP
Corrosion - CORROS
Electrical Trip Out - ELECTRIP
Excessive Noise - EXNOISE
Excessive Vibration - EXVIBRTN
Jammed Equipment - JAMMEDEQ
Leaking - LEAKING
Low Performance - LOWPERF
Non-Operational - NONOPER
Physical Damage - PHYDMGE
Unusual Smell - UNSMELL
Unusual Smoke - UNSMOKE
Failure
Humidifier components deteriorated - HMCDET
Humidifier pad contaminated - HMPCONT
Cause
Accelerated Wear - ACCWEAR
Accident - ACCIDENT
Contamination - CONTAM
Defective Asset - DEFASSET
Defective/ Worn Component - WORNCMPT
Excessive Load - EXLOAD
Improper Maintenance - IMPRMNT
Insufficient Lubrication - INSLUBR
Lack of/ Inadequate Training - LACKTRN
Loose/ Missing Component - MISSCMP
Normal Wear - NRMWEAR
Other (specify) - OTHER
Poor Installation - PRINSTAL
Procedure Issue - PROCISSU
Utility Failure - UTLFAIL
Vandalism - VNDLSM
Weather condition/Forces of nature or Act of God - ACTGOD
Action
Adjusted - ADJUSTD
Decommission - DECOMM
Decontaminate - DECONTME
Do Nothing - DONOTHIN
Lubricate - LUBRCTE
Other (specify) - OTHER
Recalibrate - RECALBRT
Remove Obstruction - REMVOBT
Repair Asset - REPRASS
Repair Component - REPCMPT
Replace Asset - REPLASS
Replace Component - REPLCMPT
Upgrade - UPGRADES
HVAC Air Distribution System - HVACARDS
Problem
Abnormal Temprature - ABNTEMP
Corrosion - CORROS
Electrical Trip Out - ELECTRIP
Excessive Noise - EXNOISE
Excessive Vibration - EXVIBRTN
Jammed Equipment - JAMMEDEQ
Leaking - LEAKING
Low Performance - LOWPERF
Non-Operational - NONOPER
Physical Damage - PHYDMGE
Unusual Smell - UNSMELL
Unusual Smoke - UNSMOKE
Failure
HVAC air distribution system failed - HVADFAIL
Cause
Accelerated Wear - ACCWEAR
Accident - ACCIDENT
Contamination - CONTAM
Defective Asset - DEFASSET
Defective/ Worn Component - WORNCMPT
Excessive Load - EXLOAD
Improper Maintenance - IMPRMNT
Insufficient Lubrication - INSLUBR
Lack of/ Inadequate Training - LACKTRN
Loose/ Missing Component - MISSCMP
Normal Wear - NRMWEAR
Other (specify) - OTHER
Poor Installation - PRINSTAL
Procedure Issue - PROCISSU
Utility Failure - UTLFAIL
Vandalism - VNDLSM
Weather condition/Forces of nature or Act of God - ACTGOD
Action
Adjusted - ADJUSTD
Decommission - DECOMM
Decontaminate - DECONTME
Do Nothing - DONOTHIN
Lubricate - LUBRCTE
Other (specify) - OTHER
Recalibrate - RECALBRT
Remove Obstruction - REMVOBT
Repair Asset - REPRASS
Repair Component - REPCMPT
Replace Asset - REPLASS
Replace Component - REPLCMPT
Upgrade - UPGRADES
HVAC Piping System - HVACPIPS
Problem
Abnormal Temprature - ABNTEMP
Corrosion - CORROS
Electrical Trip Out - ELECTRIP
Excessive Noise - EXNOISE
Excessive Vibration - EXVIBRTN
Jammed Equipment - JAMMEDEQ
Leaking - LEAKING
Low Performance - LOWPERF
Non-Operational - NONOPER
Physical Damage - PHYDMGE
Unusual Smell - UNSMELL
Unusual Smoke - UNSMOKE
Failure
HVAC Piping System failed - HVPSFAIL
Cause
Accelerated Wear - ACCWEAR
Accident - ACCIDENT
Contamination - CONTAM
Defective Asset - DEFASSET
Defective/ Worn Component - WORNCMPT
Excessive Load - EXLOAD
Improper Maintenance - IMPRMNT
Insufficient Lubrication - INSLUBR
Lack of/ Inadequate Training - LACKTRN
Loose/ Missing Component - MISSCMP
Normal Wear - NRMWEAR
Other (specify) - OTHER
Poor Installation - PRINSTAL
Procedure Issue - PROCISSU
Utility Failure - UTLFAIL
Vandalism - VNDLSM
Weather condition/Forces of nature or Act of God - ACTGOD
Action
Adjusted - ADJUSTD
Decommission - DECOMM
Decontaminate - DECONTME
Do Nothing - DONOTHIN
Lubricate - LUBRCTE
Other (specify) - OTHER
Recalibrate - RECALBRT
Remove Obstruction - REMVOBT
Repair Asset - REPRASS
Repair Component - REPCMPT
Replace Asset - REPLASS
Replace Component - REPLCMPT
Upgrade - UPGRADES
HVAC Steam Piping System - HVACSTPS
Problem
Abnormal Temprature - ABNTEMP
Corrosion - CORROS
Electrical Trip Out - ELECTRIP
Excessive Noise - EXNOISE
Excessive Vibration - EXVIBRTN
Jammed Equipment - JAMMEDEQ
Leaking - LEAKING
Low Performance - LOWPERF
Non-Operational - NONOPER
Physical Damage - PHYDMGE
Unusual Smell - UNSMELL
Unusual Smoke - UNSMOKE
Failure
HVAC steam piping system deteriorated - HVSPSDET
Cause
Accelerated Wear - ACCWEAR
Accident - ACCIDENT
Contamination - CONTAM
Defective Asset - DEFASSET
Defective/ Worn Component - WORNCMPT
Excessive Load - EXLOAD
Improper Maintenance - IMPRMNT
Insufficient Lubrication - INSLUBR
Lack of/ Inadequate Training - LACKTRN
Loose/ Missing Component - MISSCMP
Normal Wear - NRMWEAR
Other (specify) - OTHER
Poor Installation - PRINSTAL
Procedure Issue - PROCISSU
Utility Failure - UTLFAIL
Vandalism - VNDLSM
Weather condition/Forces of nature or Act of God - ACTGOD
Action
Adjusted - ADJUSTD
Decommission - DECOMM
Decontaminate - DECONTME
Do Nothing - DONOTHIN
Lubricate - LUBRCTE
Other (specify) - OTHER
Recalibrate - RECALBRT
Remove Obstruction - REMVOBT
Repair Asset - REPRASS
Repair Component - REPCMPT
Replace Asset - REPLASS
Replace Component - REPLCMPT
Upgrade - UPGRADES
Hydrocarbon Leak Detection System - HCLKDTC
Problem
Abnormal Temprature - ABNTEMP
Corrosion - CORROS
Electrical Trip Out - ELECTRIP
Excessive Noise - EXNOISE
Excessive Vibration - EXVIBRTN
Jammed Equipment - JAMMEDEQ
Leaking - LEAKING
Low Performance - LOWPERF
Non-Operational - NONOPER
Physical Damage - PHYDMGE
Unusual Smell - UNSMELL
Unusual Smoke - UNSMOKE
Failure
Hydrocarbon sensor failed - HYDSFAIL
Cause
Accelerated Wear - ACCWEAR
Accident - ACCIDENT
Contamination - CONTAM
Defective Asset - DEFASSET
Defective/ Worn Component - WORNCMPT
Excessive Load - EXLOAD
Improper Maintenance - IMPRMNT
Insufficient Lubrication - INSLUBR
Lack of/ Inadequate Training - LACKTRN
Loose/ Missing Component - MISSCMP
Normal Wear - NRMWEAR
Other (specify) - OTHER
Poor Installation - PRINSTAL
Procedure Issue - PROCISSU
Utility Failure - UTLFAIL
Vandalism - VNDLSM
Weather condition/Forces of nature or Act of God - ACTGOD
Action
Adjusted - ADJUSTD
Decommission - DECOMM
Decontaminate - DECONTME
Do Nothing - DONOTHIN
Lubricate - LUBRCTE
Other (specify) - OTHER
Recalibrate - RECALBRT
Remove Obstruction - REMVOBT
Repair Asset - REPRASS
Repair Component - REPCMPT
Replace Asset - REPLASS
Replace Component - REPLCMPT
Upgrade - UPGRADES
Hydronic System Water Treatment - HYDRSWT
Problem
Abnormal Temprature - ABNTEMP
Corrosion - CORROS
Electrical Trip Out - ELECTRIP
Excessive Noise - EXNOISE
Excessive Vibration - EXVIBRTN
Jammed Equipment - JAMMEDEQ
Leaking - LEAKING
Low Performance - LOWPERF
Non-Operational - NONOPER
Physical Damage - PHYDMGE
Unusual Smell - UNSMELL
Unusual Smoke - UNSMOKE
Failure
Boiler water quality deteriorated - BLWTQDET
Chemical feed system calibration drifted - CHFSCDRF
Hydronic system water treatment chemical depleted - HSWTCDEP
Hydronic system water treatment components deteriorated - HSWTCDET
Cause
Accelerated Wear - ACCWEAR
Accident - ACCIDENT
Contamination - CONTAM
Defective Asset - DEFASSET
Defective/ Worn Component - WORNCMPT
Excessive Load - EXLOAD
Improper Maintenance - IMPRMNT
Insufficient Lubrication - INSLUBR
Lack of/ Inadequate Training - LACKTRN
Loose/ Missing Component - MISSCMP
Normal Wear - NRMWEAR
Other (specify) - OTHER
Poor Installation - PRINSTAL
Procedure Issue - PROCISSU
Utility Failure - UTLFAIL
Vandalism - VNDLSM
Weather condition/Forces of nature or Act of God - ACTGOD
Action
Adjusted - ADJUSTD
Decommission - DECOMM
Decontaminate - DECONTME
Do Nothing - DONOTHIN
Lubricate - LUBRCTE
Other (specify) - OTHER
Recalibrate - RECALBRT
Remove Obstruction - REMVOBT
Repair Asset - REPRASS
Repair Component - REPCMPT
Replace Asset - REPLASS
Replace Component - REPLCMPT
Upgrade - UPGRADES
Level Switch - High-High - LSHIGH
Problem
Abnormal Temprature - ABNTEMP
Corrosion - CORROS
Electrical Trip Out - ELECTRIP
Excessive Noise - EXNOISE
Excessive Vibration - EXVIBRTN
Jammed Equipment - JAMMEDEQ
Leaking - LEAKING
Low Performance - LOWPERF
Non Functional - NONFUNC3
Non-Operational - NONOPER
Physical Damage - PHYDMGE
Unusual Smell - UNSMELL
Unusual Smoke - UNSMOKE
Failure
Defected Switch - DEFESW2
High high level switch failed - HHLSFAIL
Other (Specify) - OTHERS4
Cause
Accelerated Wear - ACCWEAR
Accident - ACCIDENT
Aging - AGING95
Contamination - CONTAM
Defective Asset - DEFASSET
Defective/ Worn Component - WORNCMPT
Excessive Load - EXLOAD
Improper Maintenance - IMPRM46
Improper Maintenance - IMPRMNT
Insufficient Lubrication - INSLUBR
Lack of/ Inadequate Training - LACKTRN
Loose Connection - LOOSC26
Loose/ Missing Component - MISSCMP
Normal Wear - NRMWEAR
Other (specify) - OTHER
Other (Specify) - OTHER8
Physical Damage - DAMAGE1
Poor Installation - PRINSTAL
Procedure Issue - PROCISSU
Utility Failure - UTLFAIL
Vandalism - VNDLSM
Weather condition/Forces of nature or Act of God - ACTGOD
Action
Adjusted - ADJUSTD
Call Contractor - CALCONT
Decommission - DECOMM
Decontaminate - DECONTME
Do Nothing - DONOTHIN
Lubricate - LUBRCTE
Other (specify) - OTHER
Recalibrate - RECALBRT
Remove Obstruction - REMVOBT
Repair - REPAIR
Repair Asset - REPRASS
Repair Component - REPCMPT
Replace - REPLACE
Replace Asset - REPLASS
Replace Component - REPLCMPT
Upgrade - UPGRADES
Level Switch - Low-Low - LSLOW
Problem
Abnormal Temprature - ABNTEMP
Corrosion - CORROS
Electrical Trip Out - ELECTRIP
Excessive Noise - EXNOISE
Excessive Vibration - EXVIBRTN
Jammed Equipment - JAMMEDEQ
Leaking - LEAKING
Low Performance - LOWPERF
Non Functional - NONFUNC2
Non-Operational - NONOPER
Physical Damage - PHYDMGE
Unusual Smell - UNSMELL
Unusual Smoke - UNSMOKE
Failure
Defected Switch - DEFESW1
Low low level switch failed - LLLSFAIL
Other (Specify) - OTHERS3
Cause
Accelerated Wear - ACCWEAR
Accident - ACCIDENT
Aging - AGING47
Contamination - CONTAM
Defective Asset - DEFASSET
Defective/ Worn Component - WORNCMPT
Excessive Load - EXLOAD
Improper Maintenance - IMPRM28
Improper Maintenance - IMPRMNT
Insufficient Lubrication - INSLUBR
Lack of/ Inadequate Training - LACKTRN
Loose Connection - LOOSC1
Loose/ Missing Component - MISSCMP
Normal Wear - NRMWEAR
Other (specify) - OTHER
Other (Specify) - OTHER9
Physical Damage - DAMAGE2
Poor Installation - PRINSTAL
Procedure Issue - PROCISSU
Utility Failure - UTLFAIL
Vandalism - VNDLSM
Weather condition/Forces of nature or Act of God - ACTGOD
Action
Adjusted - ADJUSTD
Call Contractor - CALCONT
Decommission - DECOMM
Decontaminate - DECONTME
Do Nothing - DONOTHIN
Lubricate - LUBRCTE
Other (specify) - OTHER
Recalibrate - RECALBRT
Remove Obstruction - REMVOBT
Repair - REPAIR
Repair Asset - REPRASS
Repair Component - REPCMPT
Replace - REPLACE
Replace Asset - REPLASS
Replace Component - REPLCMPT
Upgrade - UPGRADES
Light Standard - LGHTSTD
Problem
Abnormal Temprature - ABNTEMP
Corrosion - CORROS
Electrical Trip Out - ELECTRIP
Excessive Noise - EXNOISE
Excessive Vibration - EXVIBRTN
Jammed Equipment - JAMMEDEQ
Leaking - LEAKING
Low Performance - LOWPERF
Non-Operational - NONOPER
Physical Damage - PHYDMGE
Unusual Smell - UNSMELL
Unusual Smoke - UNSMOKE
Failure
Anchor bolts loosened or missing - LGHTANCH
Light function failed - LGHTFAIL
Light standard components deteriorated - LGHTDET
Metallic pole grounding connections deteriorated - LGHTGRND
Cause
Accelerated Wear - ACCWEAR
Accident - ACCIDENT
Contamination - CONTAM
Defective Asset - DEFASSET
Defective/ Worn Component - WORNCMPT
Excessive Load - EXLOAD
Improper Maintenance - IMPRMNT
Insufficient Lubrication - INSLUBR
Lack of/ Inadequate Training - LACKTRN
Loose/ Missing Component - MISSCMP
Normal Wear - NRMWEAR
Other (specify) - OTHER
Poor Installation - PRINSTAL
Procedure Issue - PROCISSU
Utility Failure - UTLFAIL
Vandalism - VNDLSM
Weather condition/Forces of nature or Act of God - ACTGOD
Action
Adjusted - ADJUSTD
Decommission - DECOMM
Decontaminate - DECONTME
Do Nothing - DONOTHIN
Lubricate - LUBRCTE
Other (specify) - OTHER
Recalibrate - RECALBRT
Remove Obstruction - REMVOBT
Repair Asset - REPRASS
Repair Component - REPCMPT
Replace Asset - REPLASS
Replace Component - REPLCMPT
Upgrade - UPGRADES
Lighting - LGHT
Problem
Abnormal Temprature - ABNTEMP
Corrosion - CORROS
Electrical Trip Out - ELECTRIP
Excessive Noise - EXNOISE
Excessive Vibration - EXVIBRTN
Jammed Equipment - JAMMEDEQ
Leaking - LEAKING
Low Performance - LOWPERF
Non Functional - NONFUNC4
Non-Operational - NONOPER
Physical Damage - PHYDMGE
Unusual Smell - UNSMELL
Unusual Smoke - UNSMOKE
Failure
Defected Bulb - DEFEBU1
Defected Contactors - DEFECOT2
Defected Control Settings - DEFECOS1
Defected Panel Switch - DEFEPAS1
Defected Sensor - DEFESE2
Defected Wiring - DEFEWI1
Inside/Outside Facilities Contaminated Lighting - IOFCLGHT
Inside/Outside Facilities Insufficient Lighting - IOFILGHT
Other (Specify) - OTHERS6
Cause
Accelerated Wear - ACCWEAR
Accident - ACCIDENT
Aging - AGING131
Aging - AGING133
Aging - AGING14
Aging - AGING142
Aging - AGING57
Aging - AGING87
Contamination - CONTAM
Defective Asset - DEFASSET
Defective/ Worn Component - WORNCMPT
Electrical Fault - ELECFA55
Electrical Fault - ELECFA82
Electrical Fault - ELECFA92
Excessive Load - EXLOAD
Improper Maintenance - IMPRMNT
Improper Maintenance - Incorrect Panel Switch Position - IMAIOSP1
Improper Maintenance - Incorrect Panel Switch Wiring - IMIPSW1
Incorrect Control Setting - INCOTSE1
Incorrect Settings - INCOSE2
Insufficient Lubrication - INSLUBR
Lack of/ Inadequate Training - LACKTRN
Loose Connection - LOOSC20
Loose Connection - LOOSC22
Loose Connection - LOOSC29
Loose/ Missing Component - MISSCMP
Normal Wear - NRMWEAR
Other (specify) - OTHER
Other (Specify) - OTHER20
Poor Installation - PRINSTAL
Procedure Issue - PROCISSU
Utility Failure - UTLFAIL
Vandalism - VNDLSM
Weather condition/Forces of nature or Act of God - ACTGOD
Action
Adjusted - ADJUSTD
Check Manufacturer Manual - CHKMM
Decommission - DECOMM
Decontaminate - DECONTME
Do Nothing - DONOTHIN
Lubricate - LUBRCTE
Other (specify) - OTHER
Recalibrate - RECALBRT
Remove Obstruction - REMVOBT
Repair - REPAIR
Repair Asset - REPRASS
Repair Component - REPCMPT
Replace - REPLACE
Replace Asset - REPLASS
Replace Component - REPLCMPT
Upgrade - UPGRADES
Lighting Control System - LGHTCTRL
Problem
Abnormal Temprature - ABNTEMP
Corrosion - CORROS
Electrical Trip Out - ELECTRIP
Excessive Noise - EXNOISE
Excessive Vibration - EXVIBRTN
HMI Screen Is Blank - HMIBLA1
Jammed Equipment - JAMMEDEQ
Leaking - LEAKING
Low Performance - LOWPERF
Non-Operational - NONOPER
Other (Specify) - OTOPEC4
Physical Damage - PHYDMGE
Unit Not Turning On Lights - UITTIOU1
Unusual Smell - UNSMELL
Unusual Smoke - UNSMOKE
Warning Indicator Lights On - WRNINDL1
Failure
Defected Contactors - DEFECOT3
Defected Control Unit - DEFCOU2
Defected Fuse - DEFEFU2
Defected HMI Communication System - DEFHCS1
Defected Power Supply - DEFEPOS1
Defected Screen Panel - DEFESCP1
Lighting Control System Failed - LCSFAIL
Other (Specify) - OTHERS7
Cause
Accelerated Wear - ACCWEAR
Accident - ACCIDENT
Aging - AGING116
Aging - AGING123
Aging - AGING145
Aging - AGING16
Aging - AGING52
Aging - AGING58
Contamination - CONTAM
Defective Asset - DEFASSET
Defective/ Worn Component - WORNCMPT
Electrical Fault - ELECFA64
Electrical Fault - ELECFA71
Electrical Power - ELECPO1
Excessive Load - EXLOAD
Improper Maintenance - IMPRMNT
Improper Maintenance - Incorrect Panel Switch Position - IMAIOSP2
Incorrect Settings - INCOSE1
Incorrect Wiring - INCOWI1
Insufficient Lubrication - INSLUBR
Lack of/ Inadequate Training - LACKTRN
Loose Connection - LOOSC28
Loose Connection - LOOSC30
Loose Connection - LOOSC31
Loose/ Missing Component - MISSCMP
No Voltage At Board - NOVOATB1
Normal Wear - NRMWEAR
Other (specify) - OTHER
Other (Specify) - OTHER24
Poor Installation - PRINSTAL
Procedure Issue - PROCISSU
Procedure Issue-Incorrect Operational Load Settings - PIIOLS2
Utility Failure - UTLFAIL
Vandalism - VNDLSM
Weather condition/Forces of nature or Act of God - ACTGOD
Action
Adjusted - ADJUSTD
Check Manufacturer Manual - CHKMM
Decommission - DECOMM
Decontaminate - DECONTME
Do Nothing - DONOTHIN
Lubricate - LUBRCTE
Other (specify) - OTHER
Recalibrate - RECALBRT
Remove Obstruction - REMVOBT
Repair - REPAIR
Repair Asset - REPRASS
Repair Component - REPCMPT
Replace - REPLACE
Replace Asset - REPLASS
Replace Component - REPLCMPT
Upgrade - UPGRADES
Load Bank - LOADBNK
Problem
Abnormal Temprature - ABNTEMP
Cooling Fan Non Functional - COONFNL1
Corrosion - CORROS
Electrical Trip Out - ELECTRIP
Excessive Noise - EXNOISE
Excessive Vibration - EXVIBRTN
Jammed Equipment - JAMMEDEQ
Leaking - LEAKING
Low Performance - LOWPERF
No Load Is Being Applied - NLDBGAP1
Non-Operational - NONOPER
Other (Specify) - OTOPEC3
Physical Damage - PHYDMGE
Unusual Smell - UNSMELL
Unusual Smoke - UNSMOKE
Failure
Defected Connecting Lead - DEFECOL1
Defected Fan - DEFEFA1
Defected Over Load Protected Device - DEFOLPD1
Defected Over Temperature Protective Device - DEFOTPD1
Load bank deteriorated - LBKDET
Other (Specify) - OTHERS5
Cause
Accelerated Wear - ACCWEAR
Accident - ACCIDENT
Aging - AGING4
Aging - AGING5
Aging - AGING80
Contamination - CONTAM
Defective Asset - DEFASSET
Defective/ Worn Component - WORNCMPT
Electrical Fault - ELECFA19
Electrical Fault - ELECFA33
Electrical Fault - ELECFA58
Excessive Load - EXLOAD
Improper Maintenance - IMPRMNT
Incorrect Motor Current And Overload Setting. - IMCAOS1
Insufficient Lubrication - INSLUBR
Lack of/ Inadequate Training - LACKTRN
Loose Connection - LOOSC16
Loose/ Missing Component - MISSCMP
Normal Wear - NRMWEAR
Other (specify) - OTHER
Other (Specify) - OTHER23
Poor Installation - PRINSTAL
Procedure Issue - PROCISSU
Procedure Issue-Incorrect Operational Load Settings - PIIOLS1
Utility Failure - UTLFAIL
Vandalism - VNDLSM
Weather condition/Forces of nature or Act of God - ACTGOD
Action
Adjusted - ADJUSTD
Check Manufacturer Manual - CHKMM
Decommission - DECOMM
Decontaminate - DECONTME
Do Nothing - DONOTHIN
Lubricate - LUBRCTE
Other (specify) - OTHER
Recalibrate - RECALBRT
Remove Obstruction - REMVOBT
Repair - REPAIR
Repair Asset - REPRASS
Repair Component - REPCMPT
Replace - REPLACE
Replace Asset - REPLASS
Replace Component - REPLCMPT
Upgrade - UPGRADES
Loading Arm - LOADARM
Problem
Abnormal Temprature - ABNTEMP
Corrosion - CORROS
Electrical Trip Out - ELECTRIP
Excessive Noise - EXNOISE
Excessive Vibration - EXVIBRTN
Jammed Equipment - JAMMEDEQ
Leaking - LEAKING
Low Performance - LOWPERF
Non-Operational - NONOPER
Physical Damage - PHYDMGE
Unusual Smell - UNSMELL
Unusual Smoke - UNSMOKE
Failure
Fueling arm deteriorated - FUADET
Fueling arm lubrication depleted - FUALDET
Cause
Accelerated Wear - ACCWEAR
Accident - ACCIDENT
Contamination - CONTAM
Defective Asset - DEFASSET
Defective/ Worn Component - WORNCMPT
Excessive Load - EXLOAD
Improper Maintenance - IMPRMNT
Insufficient Lubrication - INSLUBR
Lack of/ Inadequate Training - LACKTRN
Loose/ Missing Component - MISSCMP
Normal Wear - NRMWEAR
Other (specify) - OTHER
Poor Installation - PRINSTAL
Procedure Issue - PROCISSU
Utility Failure - UTLFAIL
Vandalism - VNDLSM
Weather condition/Forces of nature or Act of God - ACTGOD
Action
Adjusted - ADJUSTD
Decommission - DECOMM
Decontaminate - DECONTME
Do Nothing - DONOTHIN
Lubricate - LUBRCTE
Other (specify) - OTHER
Recalibrate - RECALBRT
Remove Obstruction - REMVOBT
Repair Asset - REPRASS
Repair Component - REPCMPT
Replace Asset - REPLASS
Replace Component - REPLCMPT
Upgrade - UPGRADES
Loading Arm Drip Tray - LOADARMT
Problem
Abnormal Temprature - ABNTEMP
Corrosion - CORROS
Electrical Trip Out - ELECTRIP
Excessive Noise - EXNOISE
Excessive Vibration - EXVIBRTN
Jammed Equipment - JAMMEDEQ
Leaking - LEAKING
Low Performance - LOWPERF
Non-Operational - NONOPER
Physical Damage - PHYDMGE
Unusual Smell - UNSMELL
Unusual Smoke - UNSMOKE
Failure
Loading arm drip tray deteriorated - LARMTDET
Cause
Accelerated Wear - ACCWEAR
Accident - ACCIDENT
Contamination - CONTAM
Defective Asset - DEFASSET
Defective/ Worn Component - WORNCMPT
Excessive Load - EXLOAD
Improper Maintenance - IMPRMNT
Insufficient Lubrication - INSLUBR
Lack of/ Inadequate Training - LACKTRN
Loose/ Missing Component - MISSCMP
Normal Wear - NRMWEAR
Other (specify) - OTHER
Poor Installation - PRINSTAL
Procedure Issue - PROCISSU
Utility Failure - UTLFAIL
Vandalism - VNDLSM
Weather condition/Forces of nature or Act of God - ACTGOD
Action
Adjusted - ADJUSTD
Decommission - DECOMM
Decontaminate - DECONTME
Do Nothing - DONOTHIN
Lubricate - LUBRCTE
Other (specify) - OTHER
Recalibrate - RECALBRT
Remove Obstruction - REMVOBT
Repair Asset - REPRASS
Repair Component - REPCMPT
Replace Asset - REPLASS
Replace Component - REPLCMPT
Upgrade - UPGRADES
Loading Dock Levelers - LOADDL
Problem
Abnormal Temprature - ABNTEMP
Corrosion - CORROS
Electrical Trip Out - ELECTRIP
Excessive Noise - EXNOISE
Excessive Vibration - EXVIBRTN
Jammed Equipment - JAMMEDEQ
Leaking - LEAKING
Low Performance - LOWPERF
Non-Operational - NONOPER
Physical Damage - PHYDMGE
Unusual Smell - UNSMELL
Unusual Smoke - UNSMOKE
Failure
Hydraulic Oil Degraded - LDLHODEG
Leveler cylinder pivots and other hinges insufficiently lubricated - LDLLUB
Loading dock leveler components deteriorated - LDLCDET
Cause
Accelerated Wear - ACCWEAR
Accident - ACCIDENT
Contamination - CONTAM
Defective Asset - DEFASSET
Defective/ Worn Component - WORNCMPT
Excessive Load - EXLOAD
Improper Maintenance - IMPRMNT
Insufficient Lubrication - INSLUBR
Lack of/ Inadequate Training - LACKTRN
Loose/ Missing Component - MISSCMP
Normal Wear - NRMWEAR
Other (specify) - OTHER
Poor Installation - PRINSTAL
Procedure Issue - PROCISSU
Utility Failure - UTLFAIL
Vandalism - VNDLSM
Weather condition/Forces of nature or Act of God - ACTGOD
Action
Adjusted - ADJUSTD
Decommission - DECOMM
Decontaminate - DECONTME
Do Nothing - DONOTHIN
Lubricate - LUBRCTE
Other (specify) - OTHER
Recalibrate - RECALBRT
Remove Obstruction - REMVOBT
Repair Asset - REPRASS
Repair Component - REPCMPT
Replace Asset - REPLASS
Replace Component - REPLCMPT
Upgrade - UPGRADES
Locomotive Wash Chemical Feed - LOCOWSFD
Problem
Abnormal Temprature - ABNTEMP
Corrosion - CORROS
Electrical Trip Out - ELECTRIP
Excessive Noise - EXNOISE
Excessive Vibration - EXVIBRTN
Jammed Equipment - JAMMEDEQ
Leaking - LEAKING
Low Performance - LOWPERF
Non-Operational - NONOPER
Physical Damage - PHYDMGE
Unusual Smell - UNSMELL
Unusual Smoke - UNSMOKE
Failure
Air Compressor System Deteriorated - ARCMSDET
Chemical Insufficient Tank Level - CHITNLEV
Chemical Pump Deteriorated - CHPDET
Locomotive wash chemical feed air compressor oil deteriorated - LWCFADET
Locomotive Wash Chemical Feed Deteriorated - LWCFDET
Locomotive wash chemical feed pneumatic filter contaminated - LWCFCONT
Locomotive wash diaphragm chemical feed pump air line lube depleted - LWDCDEP
Cause
Accelerated Wear - ACCWEAR
Accident - ACCIDENT
Contamination - CONTAM
Defective Asset - DEFASSET
Defective/ Worn Component - WORNCMPT
Excessive Load - EXLOAD
Improper Maintenance - IMPRMNT
Insufficient Lubrication - INSLUBR
Lack of/ Inadequate Training - LACKTRN
Loose/ Missing Component - MISSCMP
Normal Wear - NRMWEAR
Other (specify) - OTHER
Poor Installation - PRINSTAL
Procedure Issue - PROCISSU
Utility Failure - UTLFAIL
Vandalism - VNDLSM
Weather condition/Forces of nature or Act of God - ACTGOD
Action
Adjusted - ADJUSTD
Decommission - DECOMM
Decontaminate - DECONTME
Do Nothing - DONOTHIN
Lubricate - LUBRCTE
Other (specify) - OTHER
Recalibrate - RECALBRT
Remove Obstruction - REMVOBT
Repair Asset - REPRASS
Repair Component - REPCMPT
Replace Asset - REPLASS
Replace Component - REPLCMPT
Upgrade - UPGRADES
Locomotive Wash Distribution System - LOCOWSDS
Problem
Abnormal Temprature - ABNTEMP
Corrosion - CORROS
Electrical Trip Out - ELECTRIP
Excessive Noise - EXNOISE
Excessive Vibration - EXVIBRTN
Jammed Equipment - JAMMEDEQ
Leaking - LEAKING
Low Performance - LOWPERF
Non-Operational - NONOPER
Physical Damage - PHYDMGE
Unusual Smell - UNSMELL
Unusual Smoke - UNSMOKE
Failure
Locomotive Washer Distribution System Deteriorated - LWDSDET
Cause
Accelerated Wear - ACCWEAR
Accident - ACCIDENT
Contamination - CONTAM
Defective Asset - DEFASSET
Defective/ Worn Component - WORNCMPT
Excessive Load - EXLOAD
Improper Maintenance - IMPRMNT
Insufficient Lubrication - INSLUBR
Lack of/ Inadequate Training - LACKTRN
Loose/ Missing Component - MISSCMP
Normal Wear - NRMWEAR
Other (specify) - OTHER
Poor Installation - PRINSTAL
Procedure Issue - PROCISSU
Utility Failure - UTLFAIL
Vandalism - VNDLSM
Weather condition/Forces of nature or Act of God - ACTGOD
Action
Adjusted - ADJUSTD
Decommission - DECOMM
Decontaminate - DECONTME
Do Nothing - DONOTHIN
Lubricate - LUBRCTE
Other (specify) - OTHER
Recalibrate - RECALBRT
Remove Obstruction - REMVOBT
Repair Asset - REPRASS
Repair Component - REPCMPT
Replace Asset - REPLASS
Replace Component - REPLCMPT
Upgrade - UPGRADES
Locomotive Wash Wastewater Treatment System - LOCOWWTS
Problem
Abnormal Temprature - ABNTEMP
Corrosion - CORROS
Electrical Trip Out - ELECTRIP
Excessive Noise - EXNOISE
Excessive Vibration - EXVIBRTN
Jammed Equipment - JAMMEDEQ
Leaking - LEAKING
Low Performance - LOWPERF
Non-Operational - NONOPER
Physical Damage - PHYDMGE
Unusual Smell - UNSMELL
Unusual Smoke - UNSMOKE
Failure
Chemical Tanks Insufficient Levels - LCTILEV
High level float switch failed - LHLFFAIL
pH Analyzer Calibration Drifted - LPHADRF
Sump Pit Contaminated - SUPTCONT
Wash Waste Water Treatment Mechanical Components Deteriorated - WWWTMDET
Cause
Accelerated Wear - ACCWEAR
Accident - ACCIDENT
Contamination - CONTAM
Defective Asset - DEFASSET
Defective/ Worn Component - WORNCMPT
Excessive Load - EXLOAD
Improper Maintenance - IMPRMNT
Insufficient Lubrication - INSLUBR
Lack of/ Inadequate Training - LACKTRN
Loose/ Missing Component - MISSCMP
Normal Wear - NRMWEAR
Other (specify) - OTHER
Poor Installation - PRINSTAL
Procedure Issue - PROCISSU
Utility Failure - UTLFAIL
Vandalism - VNDLSM
Weather condition/Forces of nature or Act of God - ACTGOD
Action
Adjusted - ADJUSTD
Decommission - DECOMM
Decontaminate - DECONTME
Do Nothing - DONOTHIN
Lubricate - LUBRCTE
Other (specify) - OTHER
Recalibrate - RECALBRT
Remove Obstruction - REMVOBT
Repair Asset - REPRASS
Repair Component - REPCMPT
Replace Asset - REPLASS
Replace Component - REPLCMPT
Upgrade - UPGRADES
Low Voltage Distribution System - LOWVLTDS
Problem
Abnormal Temprature - ABNTEMP
Corrosion - CORROS
Electrical Trip Out - ELECTRIP
Excessive Noise - EXNOISE
Excessive Vibration - EXVIBRTN
Jammed Equipment - JAMMEDEQ
Leaking - LEAKING
Low Performance - LOWPERF
Non-Operational - NONOPER
Physical Damage - PHYDMGE
Unusual Smell - UNSMELL
Unusual Smoke - UNSMOKE
Failure
Low Voltage Distribution System Wiring and Connections Deteriorated - LVDSCDET
Cause
Accelerated Wear - ACCWEAR
Accident - ACCIDENT
Contamination - CONTAM
Defective Asset - DEFASSET
Defective/ Worn Component - WORNCMPT
Excessive Load - EXLOAD
Improper Maintenance - IMPRMNT
Insufficient Lubrication - INSLUBR
Lack of/ Inadequate Training - LACKTRN
Loose/ Missing Component - MISSCMP
Normal Wear - NRMWEAR
Other (specify) - OTHER
Poor Installation - PRINSTAL
Procedure Issue - PROCISSU
Utility Failure - UTLFAIL
Vandalism - VNDLSM
Weather condition/Forces of nature or Act of God - ACTGOD
Action
Adjusted - ADJUSTD
Decommission - DECOMM
Decontaminate - DECONTME
Do Nothing - DONOTHIN
Lubricate - LUBRCTE
Other (specify) - OTHER
Recalibrate - RECALBRT
Remove Obstruction - REMVOBT
Repair Asset - REPRASS
Repair Component - REPCMPT
Replace Asset - REPLASS
Replace Component - REPLCMPT
Upgrade - UPGRADES
Low Voltage Electrical Testing Equipment - LVETE
Problem
Indicator Light Not working - INDLNW1
No Control Voltage Output - NOCOVOT1
No Output Voltage - NOOUTVO1
Other(Specify) - OTHER
Physical Damaged - PHYDA2
Failure
Device broken - DEVBROK1
failed indicator light - FAINLIG1
No AC voltage - NOACVO1
No Control Output - NOCONOT1
Other(Specify) - OTHER
Cause
Cart Handle broken - CATHBRO1
damaged box - DAMDBOX1
damaged cart - DAMDCAR1
Damaged fuse - DAMFUS1
damaged wheel - DAMDWHE1
Inner wiring damaged - INNWIDA1
light fused - LIGFUSD1
Malfunction - MALFUNC2
Other (specify) - OTHER
UVR Switch is broken - UVRSWBR1
Action
change handle - CHANHAN
change wheel - CHANWHE
Contact Manufacturer - CONMANU
Other (specify) - OTHER
Low Voltage Panel Board - LOWVLTPB
Problem
Abnormal Temprature - ABNTEMP
Corrosion - CORROS
Electrical Trip Out - ELECTRIP
Excessive Noise - EXNOISE
Excessive Vibration - EXVIBRTN
Jammed Equipment - JAMMEDEQ
Leaking - LEAKING
Low Performance - LOWPERF
No Power - NOPOWER4
Non-Operational - NONOPER
Other (Specify) - OTOPEC8
Physical Damage - PHYDMGE
Unusual Smell - UNSMELL
Unusual Smoke - UNSMOKE
Failure
Defected Contactors - DEFECOT5
Defected Control Power Supply - DEFCOU4
Defected Fuse - DEFEFU5
Defected Overload Relay - DEFEOVR3
Defected Relays - DEFERE3
Defected Terminal Block - DEFETEB3
Defected Transformer - DEFETR3
Low Voltage Panel Board/Components Deteriorated - LVPBCDET
Other (Specify) - OTHERS13
Tripped Breaker - TRIPBR3
Undersized Fuse - UNDEFU3
Cause
Accelerated Wear - ACCWEAR
Accident - ACCIDENT
Aging - AGING106
Aging - AGING119
Aging - AGING134
Aging - AGING152
Aging - AGING159
Aging - AGING50
Aging - AGING89
Broken Drive Gear - BRDRIG3
Contamination - CONTAM
Defective Asset - DEFASSET
Defective/ Worn Component - WORNCMPT
Electrical Fault - ELECFA10
Electrical Fault - ELECFA53
Electrical Fault - ELECFA62
Electrical Fault - ELECFA79
Electrical Fault - ELECFA97
Excessive Load - EXLOAD
Improper Maintenance - IMPRM17
Improper Maintenance - IMPRMNT
Improper Motor Drive Settings - IMMDSE1
Increased Current - INCRCU2
Insufficient Lubrication - INSLUBR
Lack of/ Inadequate Training - LACKTRN
Large Change In Load - LACINL2
Loose Connection - LOOSC12
Loose Connection - LOOSC14
Loose Connection - LOOSC24
Loose Connection - LOOSC25
Loose/ Missing Component - MISSCMP
Misalignment - MISALIN1
Normal Wear - NORMW29
Normal Wear - NORMW45
Normal Wear - NRMWEAR
Other (specify) - OTHER
Other (Specify) - OTHER15
Over Heating - OVERHE2
Poor Installation - PRINSTAL
Procedure Issue - PROCISSU
Utility Failure - UTLFAIL
Vandalism - VNDLSM
Weather condition/Forces of nature or Act of God - ACTGOD
Action
Adjust The Current Rating According To The Name Plate. - ADCRANP
Adjusted - ADJUSTD
Check Manufacturer Manual - CHKMM
Decommission - DECOMM
Decontaminate - DECONTME
Do Nothing - DONOTHIN
Lubricate - LUBRCTE
Other (specify) - OTHER
Recalibrate - RECALBRT
Remove Obstruction - REMVOBT
Repair - REPAIR
Repair Asset - REPRASS
Repair Component - REPCMPT
Replace - REPLACE
Replace Asset - REPLASS
Replace Component - REPLCMPT
Upgrade - UPGRADES
Low Voltage Transformer - LOWVLTTR
Problem
Abnormal Temprature - ABNTEMP
Burning Smell - BRNSMLL1
Corrosion - CORROS
Corrosion Damage - CRRSDMG1
Electrical Trip Out - ELECTRIP
Excessive Noise - EXNOISE
Excessive Vibration - EXVIBRTN
Jammed Equipment - JAMMEDEQ
Leaking - LEAKING
Low Performance - LOWPERF
No Output Power - NOOUTPW1
Noise & Vibration - NOSVIBR1
Non-Operational - NONOPER
Nuisance Tripping Of Protective Devices At Energization - NUTPPTD1
Other (Specify) - OTOPEC5
Physical Damage - PHYDMGE
Unusual Smell - UNSMELL
Unusual Smoke - UNSMOKE
Failure
Blocked Air Vents - BLOCAIV1
Burned Insulation Or Smoke - BUIOSM1
Corroded Enclosure, Core And Coils - CENCAC1
Damaged Core - DAMACO1
Damaged Insulation - DAMAIN2
Damaged Tap Cable - DAMATAC1
Damaged Winding - DAMAWI1
Defected Cooler Fans - DEFECOF1
Defected Over Current Device - DEFOVCD1
Defected Protective Device - DEFEPRD1
Low Power Factor - LOWPOF1
Low Voltage Transformer deteriorated - LVTDET
No Secondary Voltage - NOSSEV1
Other (Specify) - OTHERS8
Overheated Transformer - OVERTR1
Cause
Accelerated Wear - ACCWEAR
Accident - ACCIDENT
Aging - AGING117
Aging - AGING153
Aging - AGING154
Aging - AGING168
Aging - AGING59
Aging - AGING63
Contamination - CONTAM
Corrosive Environment - CORREN2
Defective Asset - DEFASSET
Defective/ Worn Component - WORNCMPT
Electrical Fault - ELECFA17
Electrical Fault - ELECFA20
Electrical Fault - ELECFA69
Electrical Fault - ELECFA93
Excessive Load - EXLOAD
Higher Room Temperature - HIHROTE1
Improper Input Voltages - IMINVO1
Improper Maintenance - IMPRM26
Improper Maintenance - IMPRMNT
Insufficient Lubrication - INSLUBR
Lack of/ Inadequate Training - LACKTRN
Loose Cable Connection - LOCACO1
Loose/ Missing Component - MISSCMP
Misalignment - MISAL10
No Primary Voltage - NOPRVO1
Normal Wear - NRMWEAR
Other (specify) - OTHER
Other (Specify) - OTHER7
Overload - OVERLOA2
Poor Installation - PRINSTAL
Procedure Issue - PROCISSU
Unbalanced Loading Condition - UNLOCO1
Undersize Over Current Device - UOVCD1
Utility Failure - UTLFAIL
Vandalism - VNDLSM
Weather condition/Forces of nature or Act of God - ACTGOD
Action
Add Industrial Fan To Cool Down - AIFODO
Adjusted - ADJUSTD
Check Manufacturer Manual - CHKMM
Decommission - DECOMM
Decontaminate - DECONTME
Do Nothing - DONOTHIN
Increase Size Of Transformer - INSITRA
Lubricate - LUBRCTE
Other (specify) - OTHER
Recalibrate - RECALBRT
Reduce Load Size - REDLOSI
Relocate Transformer - RECTRAN
Remove Obstruction - REMVOBT
Repair - REPAIR
Repair Asset - REPRASS
Repair Component - REPCMPT
Replace - REPLACE
Replace Asset - REPLASS
Replace Component - REPLCMPT
Replace Transformer - REPLTRA
Upgrade - UPGRADES
Verify Taps Are Correctly Set - VTARCSE
Manhole - MNHOL
Problem
Abnormal Temprature - ABNTEMP
Corrosion - CORROS
Electrical Trip Out - ELECTRIP
Excessive Noise - EXNOISE
Excessive Vibration - EXVIBRTN
Jammed Equipment - JAMMEDEQ
Leaking - LEAKING
Low Performance - LOWPERF
Non-Operational - NONOPER
Physical Damage - PHYDMGE
Unusual Smell - UNSMELL
Unusual Smoke - UNSMOKE
Failure
Manhole cover and ring deteriorated - MHCRDET
Cause
Accelerated Wear - ACCWEAR
Accident - ACCIDENT
Contamination - CONTAM
Defective Asset - DEFASSET
Defective/ Worn Component - WORNCMPT
Excessive Load - EXLOAD
Improper Maintenance - IMPRMNT
Insufficient Lubrication - INSLUBR
Lack of/ Inadequate Training - LACKTRN
Loose/ Missing Component - MISSCMP
Normal Wear - NRMWEAR
Other (specify) - OTHER
Poor Installation - PRINSTAL
Procedure Issue - PROCISSU
Utility Failure - UTLFAIL
Vandalism - VNDLSM
Weather condition/Forces of nature or Act of God - ACTGOD
Action
Adjusted - ADJUSTD
Decommission - DECOMM
Decontaminate - DECONTME
Do Nothing - DONOTHIN
Lubricate - LUBRCTE
Other (specify) - OTHER
Recalibrate - RECALBRT
Remove Obstruction - REMVOBT
Repair Asset - REPRASS
Repair Component - REPCMPT
Replace Asset - REPLASS
Replace Component - REPLCMPT
Upgrade - UPGRADES
Manual Valve (>=100) - MANVLV
Problem
Abnormal Temprature - ABNTEMP
Corrosion - CORROS
Electrical Trip Out - ELECTRIP
Excessive Noise - EXNOISE
Excessive Vibration - EXVIBRTN
Jammed Equipment - JAMMEDEQ
Leaking - LEAKING
Low Performance - LOWPERF
Non-Operational - NONOPER
Physical Damage - PHYDMGE
Unusual Smell - UNSMELL
Unusual Smoke - UNSMOKE
Failure
Gate valve lubrication depleted - GVLLDET
Gate valve seized - GVLSEIZ
Valve failed - MVLVFAIL
Cause
Accelerated Wear - ACCWEAR
Accident - ACCIDENT
Contamination - CONTAM
Defective Asset - DEFASSET
Defective/ Worn Component - WORNCMPT
Excessive Load - EXLOAD
Improper Maintenance - IMPRMNT
Insufficient Lubrication - INSLUBR
Lack of/ Inadequate Training - LACKTRN
Loose/ Missing Component - MISSCMP
Normal Wear - NRMWEAR
Other (specify) - OTHER
Poor Installation - PRINSTAL
Procedure Issue - PROCISSU
Utility Failure - UTLFAIL
Vandalism - VNDLSM
Weather condition/Forces of nature or Act of God - ACTGOD
Action
Adjusted - ADJUSTD
Decommission - DECOMM
Decontaminate - DECONTME
Do Nothing - DONOTHIN
Lubricate - LUBRCTE
Other (specify) - OTHER
Recalibrate - RECALBRT
Remove Obstruction - REMVOBT
Repair Asset - REPRASS
Repair Component - REPCMPT
Replace Asset - REPLASS
Replace Component - REPLCMPT
Upgrade - UPGRADES
Medium/ High Voltage Distribution System - MHVLTDS
Problem
Abnormal Temprature - ABNTEMP
Corrosion - CORROS
Electrical Trip Out - ELECTRIP
Excessive Noise - EXNOISE
Excessive Vibration - EXVIBRTN
Jammed Equipment - JAMMEDEQ
Leaking - LEAKING
Low Performance - LOWPERF
Non-Operational - NONOPER
Physical Damage - PHYDMGE
Unusual Smell - UNSMELL
Unusual Smoke - UNSMOKE
Failure
High Voltage Power Cables Deteriorated - HVPCDET
Cause
Accelerated Wear - ACCWEAR
Accident - ACCIDENT
Contamination - CONTAM
Defective Asset - DEFASSET
Defective/ Worn Component - WORNCMPT
Excessive Load - EXLOAD
Improper Maintenance - IMPRMNT
Insufficient Lubrication - INSLUBR
Lack of/ Inadequate Training - LACKTRN
Loose/ Missing Component - MISSCMP
Normal Wear - NRMWEAR
Other (specify) - OTHER
Poor Installation - PRINSTAL
Procedure Issue - PROCISSU
Utility Failure - UTLFAIL
Vandalism - VNDLSM
Weather condition/Forces of nature or Act of God - ACTGOD
Action
Adjusted - ADJUSTD
Decommission - DECOMM
Decontaminate - DECONTME
Do Nothing - DONOTHIN
Lubricate - LUBRCTE
Other (specify) - OTHER
Recalibrate - RECALBRT
Remove Obstruction - REMVOBT
Repair Asset - REPRASS
Repair Component - REPCMPT
Replace Asset - REPLASS
Replace Component - REPLCMPT
Upgrade - UPGRADES
Medium/High Voltage Distribution System - MHVLTDS
Problem
Abnormal Temprature - ABNTEMP
Corrosion - CORROS
Electrical Trip Out - ELECTRIP
Excessive Noise - EXNOISE
Excessive Vibration - EXVIBRTN
Jammed Equipment - JAMMEDEQ
Leaking - LEAKING
Low Performance - LOWPERF
Non-Operational - NONOPER
Physical Damage - PHYDMGE
Unusual Smell - UNSMELL
Unusual Smoke - UNSMOKE
Failure
High Voltage Power Cables Deteriorated - HVPCDET
Cause
Accelerated Wear - ACCWEAR
Accident - ACCIDENT
Contamination - CONTAM
Defective Asset - DEFASSET
Defective/ Worn Component - WORNCMPT
Excessive Load - EXLOAD
Improper Maintenance - IMPRMNT
Insufficient Lubrication - INSLUBR
Lack of/ Inadequate Training - LACKTRN
Loose/ Missing Component - MISSCMP
Normal Wear - NRMWEAR
Other (specify) - OTHER
Poor Installation - PRINSTAL
Procedure Issue - PROCISSU
Utility Failure - UTLFAIL
Vandalism - VNDLSM
Weather condition/Forces of nature or Act of God - ACTGOD
Action
Adjusted - ADJUSTD
Decommission - DECOMM
Decontaminate - DECONTME
Do Nothing - DONOTHIN
Lubricate - LUBRCTE
Other (specify) - OTHER
Recalibrate - RECALBRT
Remove Obstruction - REMVOBT
Repair Asset - REPRASS
Repair Component - REPCMPT
Replace Asset - REPLASS
Replace Component - REPLCMPT
Upgrade - UPGRADES
Medium/High Voltage Transformer - MHVLTTRS
Problem
Abnormal Temprature - ABNTEMP
Corrosion - CORROS
Electrical Trip Out - ELECTRIP
Excessive Noise - EXNOISE
Excessive Vibration - EXVIBRTN
Jammed Equipment - JAMMEDEQ
Leaking - LEAKING
Low Performance - LOWPERF
Non-Operational - NONOPER
Physical Damage - PHYDMGE
Power Outage - PWROUT1
Unusual Smell - UNSMELL
Unusual Smoke - UNSMOKE
Failure
Defected Transformer - DEFETR4
Medium/High Voltage Transformer Cooling System Deteriorated - MHVTCDET
Medium/High Voltage Transformer Deteriorated - MHVTDET
Medium/High Voltage Transformer High Temperature Shutdown Circuit Failed - MHVTHFL
Medium/High Voltage Transformer Oil Contaminated - MHVTOCNT
Cause
Accelerated Wear - ACCWEAR
Accident - ACCIDENT
Contamination - CONTAM
Defective Asset - DEFASSET
Defective/ Worn Component - WORNCMPT
Electrical Fault - ELECFA43
Excessive Load - EXLOAD
Improper Maintenance - IMPRMNT
Insufficient Lubrication - INSLUBR
Lack of/ Inadequate Training - LACKTRN
Loose/ Missing Component - MISSCMP
Normal Wear - NRMWEAR
Other (specify) - OTHER
Poor Installation - PRINSTAL
Procedure Issue - PROCISSU
Utility Failure - UTLFAIL
Vandalism - VNDLSM
Weather condition/Forces of nature or Act of God - ACTGOD
Action
Adjusted - ADJUSTD
Call Contractor - CALCONT
Decommission - DECOMM
Decontaminate - DECONTME
Do Nothing - DONOTHIN
Lubricate - LUBRCTE
Other (specify) - OTHER
Recalibrate - RECALBRT
Remove Obstruction - REMVOBT
Repair Asset - REPRASS
Repair Component - REPCMPT
Replace Asset - REPLASS
Replace Component - REPLCMPT
Replace Transformer - REPLTRA
Upgrade - UPGRADES
Mixer - MIXER
Problem
Abnormal Temprature - ABNTEMP
Corrosion - CORROS
Electrical Trip Out - ELECTRIP
Excessive Noise - EXNOISE
Excessive Vibration - EXVIBRTN
Jammed Equipment - JAMMEDEQ
Leaking - LEAKING
Low Performance - LOWPERF
Non-Operational - NONOPER
Physical Damage - PHYDMGE
Unusual Smell - UNSMELL
Unusual Smoke - UNSMOKE
Failure
Mixer failed - MXRFAIL
Cause
Accelerated Wear - ACCWEAR
Accident - ACCIDENT
Contamination - CONTAM
Defective Asset - DEFASSET
Defective/ Worn Component - WORNCMPT
Excessive Load - EXLOAD
Improper Maintenance - IMPRMNT
Insufficient Lubrication - INSLUBR
Lack of/ Inadequate Training - LACKTRN
Loose/ Missing Component - MISSCMP
Normal Wear - NRMWEAR
Other (specify) - OTHER
Poor Installation - PRINSTAL
Procedure Issue - PROCISSU
Utility Failure - UTLFAIL
Vandalism - VNDLSM
Weather condition/Forces of nature or Act of God - ACTGOD
Action
Adjusted - ADJUSTD
Decommission - DECOMM
Decontaminate - DECONTME
Do Nothing - DONOTHIN
Lubricate - LUBRCTE
Other (specify) - OTHER
Recalibrate - RECALBRT
Remove Obstruction - REMVOBT
Repair Asset - REPRASS
Repair Component - REPCMPT
Replace Asset - REPLASS
Replace Component - REPLCMPT
Upgrade - UPGRADES
Motor Control Centers (MCC) - MTRCONTC
Problem
Abnormal Temprature - ABNTEMP
Corrosion - CORROS
Electrical Trip Out - ELECTRIP
Excessive Noise - EXNOISE
Excessive Vibration - EXVIBRTN
Jammed Equipment - JAMMEDEQ
Leaking - LEAKING
Low Performance - LOWPERF
Non-Operational - NONOPER
Other (Specify) - OTOPEC9
Physical Damage - PHYDMGE
Power Outage /No Power - PWOUTNP1
Unusual Smell - UNSMELL
Unusual Smoke - UNSMOKE
Failure
Control Relay Failed - CNRLFAIL
Defected Connector - DEFECN1
Defected Fuse - DEFEFU6
Defected Switch - DEFESW3
Motor Control Center Contaminated - MCCONT
Motor Control Center Deteriorated - MCCDET
Other (Specify) - OTHERS14
Solid State Components Failed - SSCMFAIL
Undersized Fuse - UNDEFU4
Worn Cables - WORNCA1
Cause
Accelerated Wear - ACCWEAR
Accident - ACCIDENT
Aging - AGING155
Aging - AGING165
Aging - AGING21
Aging - AGING64
Contamination - CONTAM
Defective Asset - DEFASSET
Defective/ Worn Component - WORNCMPT
Electrical Fault - ELECFA41
Electrical Fault - ELECFA75
Electrical Fault - ELECFA86
Excessive Load - EXLOAD
Improper Maintenance - IMPRM22
Improper Maintenance - IMPRMNT
Insufficient Lubrication - INSLUBR
Lack of/ Inadequate Training - LACKTRN
Loose/ Missing Component - MISSCMP
Normal Wear - NRMWEAR
Other (specify) - OTHER
Other (Specify) - OTHER25
Poor Installation - PRINSTAL
Procedure Issue - PROCISSU
Utility Failure - UTLFAIL
Vandalism - VNDLSM
Weather condition/Forces of nature or Act of God - ACTGOD
Action
Adjusted - ADJUSTD
Check Manufacturer Manual - CHKMM
Decommission - DECOMM
Decontaminate - DECONTME
Do Nothing - DONOTHIN
Lubricate - LUBRCTE
Other (specify) - OTHER
Recalibrate - RECALBRT
Remove Obstruction - REMVOBT
Repair - REPAIR
Repair Asset - REPRASS
Repair Component - REPCMPT
Replace - REPLACE
Replace Asset - REPLASS
Replace Component - REPLCMPT
Upgrade - UPGRADES
Motor Operated Valve and Actuator - MTROVLEA
Problem
Abnormal Temprature - ABNTEMP
Corrosion - CORROS
Electrical Trip Out - ELECTRIP
Excessive Noise - EXNOISE
Excessive Vibration - EXVIBRTN
Jammed Equipment - JAMMEDEQ
Leaking - LEAKING
Low Performance - LOWPERF
Non-Operational - NONOPER
Physical Damage - PHYDMGE
Unusual Smell - UNSMELL
Unusual Smoke - UNSMOKE
Failure
Motorized valve components worn or contaminated - MOVCCONT
Valve worn - MOVWORN
Cause
Accelerated Wear - ACCWEAR
Accident - ACCIDENT
Contamination - CONTAM
Defective Asset - DEFASSET
Defective/ Worn Component - WORNCMPT
Excessive Load - EXLOAD
Improper Maintenance - IMPRMNT
Insufficient Lubrication - INSLUBR
Lack of/ Inadequate Training - LACKTRN
Loose/ Missing Component - MISSCMP
Normal Wear - NRMWEAR
Other (specify) - OTHER
Poor Installation - PRINSTAL
Procedure Issue - PROCISSU
Utility Failure - UTLFAIL
Vandalism - VNDLSM
Weather condition/Forces of nature or Act of God - ACTGOD
Action
Adjusted - ADJUSTD
Decommission - DECOMM
Decontaminate - DECONTME
Do Nothing - DONOTHIN
Lubricate - LUBRCTE
Other (specify) - OTHER
Recalibrate - RECALBRT
Remove Obstruction - REMVOBT
Repair Asset - REPRASS
Repair Component - REPCMPT
Replace Asset - REPLASS
Replace Component - REPLCMPT
Upgrade - UPGRADES
Overhead Door - OHDDR
Problem
Abnormal Temprature - ABNTEMP
Corrosion - CORROS
Electrical Trip Out - ELECTRIP
Excessive Noise - EXNOISE
Excessive Vibration - EXVIBRTN
Jammed Equipment - JAMMEDEQ
Leaking - LEAKING
Low Performance - LOWPERF
Non-Operational - NONOPER
Physical Damage - PHYDMGE
Unusual Smell - UNSMELL
Unusual Smoke - UNSMOKE
Failure
Overhead door drive system deteriorated - ODRDSDET
Overhead door drive system insufficiently lubricated - ODRSLUB
Overhead door mechanical system deteriorated - ODRMSDET
Overhead door sensors deteriorated - ODRSRDET
Cause
Accelerated Wear - ACCWEAR
Accident - ACCIDENT
Contamination - CONTAM
Defective Asset - DEFASSET
Defective/ Worn Component - WORNCMPT
Excessive Load - EXLOAD
Improper Maintenance - IMPRMNT
Insufficient Lubrication - INSLUBR
Lack of/ Inadequate Training - LACKTRN
Loose/ Missing Component - MISSCMP
Normal Wear - NRMWEAR
Other (specify) - OTHER
Poor Installation - PRINSTAL
Procedure Issue - PROCISSU
Utility Failure - UTLFAIL
Vandalism - VNDLSM
Weather condition/Forces of nature or Act of God - ACTGOD
Action
Adjusted - ADJUSTD
Decommission - DECOMM
Decontaminate - DECONTME
Do Nothing - DONOTHIN
Lubricate - LUBRCTE
Other (specify) - OTHER
Recalibrate - RECALBRT
Remove Obstruction - REMVOBT
Repair Asset - REPRASS
Repair Component - REPCMPT
Replace Asset - REPLASS
Replace Component - REPLCMPT
Upgrade - UPGRADES
Parapet Wall - PRPTWLL
Problem
Abnormal Temprature - ABNTEMP
Corrosion - CORROS
Electrical Trip Out - ELECTRIP
Excessive Noise - EXNOISE
Excessive Vibration - EXVIBRTN
Jammed Equipment - JAMMEDEQ
Leaking - LEAKING
Low Performance - LOWPERF
Non-Operational - NONOPER
Physical Damage - PHYDMGE
Unusual Smell - UNSMELL
Unusual Smoke - UNSMOKE
Failure
Parapet Wall deteriorated - PRWLDET
Rooftop parapet wall deteriorated - RPRWLDET
Cause
Accelerated Wear - ACCWEAR
Accident - ACCIDENT
Contamination - CONTAM
Defective Asset - DEFASSET
Defective/ Worn Component - WORNCMPT
Excessive Load - EXLOAD
Improper Maintenance - IMPRMNT
Insufficient Lubrication - INSLUBR
Lack of/ Inadequate Training - LACKTRN
Loose/ Missing Component - MISSCMP
Normal Wear - NRMWEAR
Other (specify) - OTHER
Poor Installation - PRINSTAL
Procedure Issue - PROCISSU
Utility Failure - UTLFAIL
Vandalism - VNDLSM
Weather condition/Forces of nature or Act of God - ACTGOD
Action
Adjusted - ADJUSTD
Decommission - DECOMM
Decontaminate - DECONTME
Do Nothing - DONOTHIN
Lubricate - LUBRCTE
Other (specify) - OTHER
Recalibrate - RECALBRT
Remove Obstruction - REMVOBT
Repair Asset - REPRASS
Repair Component - REPCMPT
Replace Asset - REPLASS
Replace Component - REPLCMPT
Upgrade - UPGRADES
Parking Area - PKGAREA
Problem
Abnormal Temprature - ABNTEMP
Corrosion - CORROS
Electrical Trip Out - ELECTRIP
Excessive Noise - EXNOISE
Excessive Vibration - EXVIBRTN
Jammed Equipment - JAMMEDEQ
Leaking - LEAKING
Low Performance - LOWPERF
Non-Operational - NONOPER
Physical Damage - PHYDMGE
Unusual Smell - UNSMELL
Unusual Smoke - UNSMOKE
Failure
Parking area degraded - PKGADEG
Cause
Accelerated Wear - ACCWEAR
Accident - ACCIDENT
Contamination - CONTAM
Defective Asset - DEFASSET
Defective/ Worn Component - WORNCMPT
Excessive Load - EXLOAD
Improper Maintenance - IMPRMNT
Insufficient Lubrication - INSLUBR
Lack of/ Inadequate Training - LACKTRN
Loose/ Missing Component - MISSCMP
Normal Wear - NRMWEAR
Other (specify) - OTHER
Poor Installation - PRINSTAL
Procedure Issue - PROCISSU
Utility Failure - UTLFAIL
Vandalism - VNDLSM
Weather condition/Forces of nature or Act of God - ACTGOD
Action
Adjusted - ADJUSTD
Decommission - DECOMM
Decontaminate - DECONTME
Do Nothing - DONOTHIN
Lubricate - LUBRCTE
Other (specify) - OTHER
Recalibrate - RECALBRT
Remove Obstruction - REMVOBT
Repair Asset - REPRASS
Repair Component - REPCMPT
Replace Asset - REPLASS
Replace Component - REPLCMPT
Upgrade - UPGRADES
Parking Deck Protection System - PKGDCKPS
Problem
Abnormal Temprature - ABNTEMP
Corrosion - CORROS
Electrical Trip Out - ELECTRIP
Excessive Noise - EXNOISE
Excessive Vibration - EXVIBRTN
Jammed Equipment - JAMMEDEQ
Leaking - LEAKING
Low Performance - LOWPERF
Non-Operational - NONOPER
Physical Damage - PHYDMGE
Unusual Smell - UNSMELL
Unusual Smoke - UNSMOKE
Failure
Deck protection system deteriorated - DPSDET
Cause
Accelerated Wear - ACCWEAR
Accident - ACCIDENT
Contamination - CONTAM
Defective Asset - DEFASSET
Defective/ Worn Component - WORNCMPT
Excessive Load - EXLOAD
Improper Maintenance - IMPRMNT
Insufficient Lubrication - INSLUBR
Lack of/ Inadequate Training - LACKTRN
Loose/ Missing Component - MISSCMP
Normal Wear - NRMWEAR
Other (specify) - OTHER
Poor Installation - PRINSTAL
Procedure Issue - PROCISSU
Utility Failure - UTLFAIL
Vandalism - VNDLSM
Weather condition/Forces of nature or Act of God - ACTGOD
Action
Adjusted - ADJUSTD
Decommission - DECOMM
Decontaminate - DECONTME
Do Nothing - DONOTHIN
Lubricate - LUBRCTE
Other (specify) - OTHER
Recalibrate - RECALBRT
Remove Obstruction - REMVOBT
Repair Asset - REPRASS
Repair Component - REPCMPT
Replace Asset - REPLASS
Replace Component - REPLCMPT
Upgrade - UPGRADES
Parking Structure Deck - PKGSTRDK
Problem
Abnormal Temprature - ABNTEMP
Corrosion - CORROS
Electrical Trip Out - ELECTRIP
Excessive Noise - EXNOISE
Excessive Vibration - EXVIBRTN
Jammed Equipment - JAMMEDEQ
Leaking - LEAKING
Low Performance - LOWPERF
Non-Operational - NONOPER
Physical Damage - PHYDMGE
Unusual Smell - UNSMELL
Unusual Smoke - UNSMOKE
Failure
Parking structure deck deteriorated - PSDDET
Parking structure deck painting marks degraded - PSDPDEG
Cause
Accelerated Wear - ACCWEAR
Accident - ACCIDENT
Contamination - CONTAM
Defective Asset - DEFASSET
Defective/ Worn Component - WORNCMPT
Excessive Load - EXLOAD
Improper Maintenance - IMPRMNT
Insufficient Lubrication - INSLUBR
Lack of/ Inadequate Training - LACKTRN
Loose/ Missing Component - MISSCMP
Normal Wear - NRMWEAR
Other (specify) - OTHER
Poor Installation - PRINSTAL
Procedure Issue - PROCISSU
Utility Failure - UTLFAIL
Vandalism - VNDLSM
Weather condition/Forces of nature or Act of God - ACTGOD
Action
Adjusted - ADJUSTD
Decommission - DECOMM
Decontaminate - DECONTME
Do Nothing - DONOTHIN
Lubricate - LUBRCTE
Other (specify) - OTHER
Recalibrate - RECALBRT
Remove Obstruction - REMVOBT
Repair Asset - REPRASS
Repair Component - REPCMPT
Replace Asset - REPLASS
Replace Component - REPLCMPT
Upgrade - UPGRADES
Parking Structure Framing - PKGSTRFR
Problem
Abnormal Temprature - ABNTEMP
Corrosion - CORROS
Electrical Trip Out - ELECTRIP
Excessive Noise - EXNOISE
Excessive Vibration - EXVIBRTN
Jammed Equipment - JAMMEDEQ
Leaking - LEAKING
Low Performance - LOWPERF
Non-Operational - NONOPER
Physical Damage - PHYDMGE
Unusual Smell - UNSMELL
Unusual Smoke - UNSMOKE
Failure
Parking structure framing deteriorated - PSFDET
Cause
Accelerated Wear - ACCWEAR
Accident - ACCIDENT
Contamination - CONTAM
Defective Asset - DEFASSET
Defective/ Worn Component - WORNCMPT
Excessive Load - EXLOAD
Improper Maintenance - IMPRMNT
Insufficient Lubrication - INSLUBR
Lack of/ Inadequate Training - LACKTRN
Loose/ Missing Component - MISSCMP
Normal Wear - NRMWEAR
Other (specify) - OTHER
Poor Installation - PRINSTAL
Procedure Issue - PROCISSU
Utility Failure - UTLFAIL
Vandalism - VNDLSM
Weather condition/Forces of nature or Act of God - ACTGOD
Action
Adjusted - ADJUSTD
Decommission - DECOMM
Decontaminate - DECONTME
Do Nothing - DONOTHIN
Lubricate - LUBRCTE
Other (specify) - OTHER
Recalibrate - RECALBRT
Remove Obstruction - REMVOBT
Repair Asset - REPRASS
Repair Component - REPCMPT
Replace Asset - REPLASS
Replace Component - REPLCMPT
Upgrade - UPGRADES
Parking Structure Roof - PKGSTRRF
Problem
Abnormal Temprature - ABNTEMP
Corrosion - CORROS
Electrical Trip Out - ELECTRIP
Excessive Noise - EXNOISE
Excessive Vibration - EXVIBRTN
Jammed Equipment - JAMMEDEQ
Leaking - LEAKING
Low Performance - LOWPERF
Non-Operational - NONOPER
Physical Damage - PHYDMGE
Unusual Smell - UNSMELL
Unusual Smoke - UNSMOKE
Failure
Roof membrane deteriorated - RFMDET
Roof structure, components, surface, or hardware deteriorated - RSCHDEP
Cause
Accelerated Wear - ACCWEAR
Accident - ACCIDENT
Contamination - CONTAM
Defective Asset - DEFASSET
Defective/ Worn Component - WORNCMPT
Excessive Load - EXLOAD
Improper Maintenance - IMPRMNT
Insufficient Lubrication - INSLUBR
Lack of/ Inadequate Training - LACKTRN
Loose/ Missing Component - MISSCMP
Normal Wear - NRMWEAR
Other (specify) - OTHER
Poor Installation - PRINSTAL
Procedure Issue - PROCISSU
Utility Failure - UTLFAIL
Vandalism - VNDLSM
Weather condition/Forces of nature or Act of God - ACTGOD
Action
Adjusted - ADJUSTD
Decommission - DECOMM
Decontaminate - DECONTME
Do Nothing - DONOTHIN
Lubricate - LUBRCTE
Other (specify) - OTHER
Recalibrate - RECALBRT
Remove Obstruction - REMVOBT
Repair Asset - REPRASS
Repair Component - REPCMPT
Replace Asset - REPLASS
Replace Component - REPLCMPT
Upgrade - UPGRADES
Parking Structure Slab on Grade - PKGSTRSL
Problem
Abnormal Temprature - ABNTEMP
Corrosion - CORROS
Electrical Trip Out - ELECTRIP
Excessive Noise - EXNOISE
Excessive Vibration - EXVIBRTN
Jammed Equipment - JAMMEDEQ
Leaking - LEAKING
Low Performance - LOWPERF
Non-Operational - NONOPER
Physical Damage - PHYDMGE
Unusual Smell - UNSMELL
Unusual Smoke - UNSMOKE
Failure
Slab on grade deteriorated - SLOGDET
Cause
Accelerated Wear - ACCWEAR
Accident - ACCIDENT
Contamination - CONTAM
Defective Asset - DEFASSET
Defective/ Worn Component - WORNCMPT
Excessive Load - EXLOAD
Improper Maintenance - IMPRMNT
Insufficient Lubrication - INSLUBR
Lack of/ Inadequate Training - LACKTRN
Loose/ Missing Component - MISSCMP
Normal Wear - NRMWEAR
Other (specify) - OTHER
Poor Installation - PRINSTAL
Procedure Issue - PROCISSU
Utility Failure - UTLFAIL
Vandalism - VNDLSM
Weather condition/Forces of nature or Act of God - ACTGOD
Action
Adjusted - ADJUSTD
Decommission - DECOMM
Decontaminate - DECONTME
Do Nothing - DONOTHIN
Lubricate - LUBRCTE
Other (specify) - OTHER
Recalibrate - RECALBRT
Remove Obstruction - REMVOBT
Repair Asset - REPRASS
Repair Component - REPCMPT
Replace Asset - REPLASS
Replace Component - REPLCMPT
Upgrade - UPGRADES
Pedestrian Walk Way - PEDWLK
Problem
Abnormal Temprature - ABNTEMP
Corrosion - CORROS
Electrical Trip Out - ELECTRIP
Excessive Noise - EXNOISE
Excessive Vibration - EXVIBRTN
Jammed Equipment - JAMMEDEQ
Leaking - LEAKING
Low Performance - LOWPERF
Non-Operational - NONOPER
Physical Damage - PHYDMGE
Unusual Smell - UNSMELL
Unusual Smoke - UNSMOKE
Failure
Pedestrian walkway degraded - PEDWDEG
Cause
Accelerated Wear - ACCWEAR
Accident - ACCIDENT
Contamination - CONTAM
Defective Asset - DEFASSET
Defective/ Worn Component - WORNCMPT
Excessive Load - EXLOAD
Improper Maintenance - IMPRMNT
Insufficient Lubrication - INSLUBR
Lack of/ Inadequate Training - LACKTRN
Loose/ Missing Component - MISSCMP
Normal Wear - NRMWEAR
Other (specify) - OTHER
Poor Installation - PRINSTAL
Procedure Issue - PROCISSU
Utility Failure - UTLFAIL
Vandalism - VNDLSM
Weather condition/Forces of nature or Act of God - ACTGOD
Action
Adjusted - ADJUSTD
Decommission - DECOMM
Decontaminate - DECONTME
Do Nothing - DONOTHIN
Lubricate - LUBRCTE
Other (specify) - OTHER
Recalibrate - RECALBRT
Remove Obstruction - REMVOBT
Repair Asset - REPRASS
Repair Component - REPCMPT
Replace Asset - REPLASS
Replace Component - REPLCMPT
Upgrade - UPGRADES
Pedestrian Walkway - PEDWLK
Problem
Abnormal Temprature - ABNTEMP
Corrosion - CORROS
Electrical Trip Out - ELECTRIP
Excessive Noise - EXNOISE
Excessive Vibration - EXVIBRTN
Jammed Equipment - JAMMEDEQ
Leaking - LEAKING
Low Performance - LOWPERF
Non-Operational - NONOPER
Physical Damage - PHYDMGE
Unusual Smell - UNSMELL
Unusual Smoke - UNSMOKE
Failure
Pedestrian walkway degraded - PEDWDEG
Cause
Accelerated Wear - ACCWEAR
Accident - ACCIDENT
Contamination - CONTAM
Defective Asset - DEFASSET
Defective/ Worn Component - WORNCMPT
Excessive Load - EXLOAD
Improper Maintenance - IMPRMNT
Insufficient Lubrication - INSLUBR
Lack of/ Inadequate Training - LACKTRN
Loose/ Missing Component - MISSCMP
Normal Wear - NRMWEAR
Other (specify) - OTHER
Poor Installation - PRINSTAL
Procedure Issue - PROCISSU
Utility Failure - UTLFAIL
Vandalism - VNDLSM
Weather condition/Forces of nature or Act of God - ACTGOD
Action
Adjusted - ADJUSTD
Decommission - DECOMM
Decontaminate - DECONTME
Do Nothing - DONOTHIN
Lubricate - LUBRCTE
Other (specify) - OTHER
Recalibrate - RECALBRT
Remove Obstruction - REMVOBT
Repair Asset - REPRASS
Repair Component - REPCMPT
Replace Asset - REPLASS
Replace Component - REPLCMPT
Upgrade - UPGRADES
Photovoltaic System - PHTOSYS
Problem
Abnormal Temprature - ABNTEMP
Corrosion - CORROS
Electrical Trip Out - ELECTRIP
Excessive Noise - EXNOISE
Excessive Vibration - EXVIBRTN
Jammed Equipment - JAMMEDEQ
Leaking - LEAKING
Low Performance - LOWPERF
Non-Operational - NONOPER
Physical Damage - PHYDMGE
Unusual Smell - UNSMELL
Unusual Smoke - UNSMOKE
Failure
Inverter/control failed - PHTOCNTR
Photovoltaic cell failed - PHTOCELL
Photovoltaic cells contaminated - PHTOCONT
Photovoltaic cells expired life - PHTOEXP
Photovoltaic system deteriorated - PHTODET
Cause
Accelerated Wear - ACCWEAR
Accident - ACCIDENT
Contamination - CONTAM
Defective Asset - DEFASSET
Defective/ Worn Component - WORNCMPT
Excessive Load - EXLOAD
Improper Maintenance - IMPRMNT
Insufficient Lubrication - INSLUBR
Lack of/ Inadequate Training - LACKTRN
Loose/ Missing Component - MISSCMP
Normal Wear - NRMWEAR
Other (specify) - OTHER
Poor Installation - PRINSTAL
Procedure Issue - PROCISSU
Utility Failure - UTLFAIL
Vandalism - VNDLSM
Weather condition/Forces of nature or Act of God - ACTGOD
Action
Adjusted - ADJUSTD
Decommission - DECOMM
Decontaminate - DECONTME
Do Nothing - DONOTHIN
Lubricate - LUBRCTE
Other (specify) - OTHER
Recalibrate - RECALBRT
Remove Obstruction - REMVOBT
Repair Asset - REPRASS
Repair Component - REPCMPT
Replace Asset - REPLASS
Replace Component - REPLCMPT
Upgrade - UPGRADES
Plumbing Fixture - Fountains - PLMBFXTF
Problem
Abnormal Temprature - ABNTEMP
Corrosion - CORROS
Electrical Trip Out - ELECTRIP
Excessive Noise - EXNOISE
Excessive Vibration - EXVIBRTN
Jammed Equipment - JAMMEDEQ
Leaking - LEAKING
Low Performance - LOWPERF
Non-Operational - NONOPER
Physical Damage - PHYDMGE
Unusual Smell - UNSMELL
Unusual Smoke - UNSMOKE
Failure
Plumbing fixture fountain deteriorated - PLFFDET
Plumbing fixture fountain filter contaminated - PLFFCONT
Cause
Accelerated Wear - ACCWEAR
Accident - ACCIDENT
Contamination - CONTAM
Defective Asset - DEFASSET
Defective/ Worn Component - WORNCMPT
Excessive Load - EXLOAD
Improper Maintenance - IMPRMNT
Insufficient Lubrication - INSLUBR
Lack of/ Inadequate Training - LACKTRN
Loose/ Missing Component - MISSCMP
Normal Wear - NRMWEAR
Other (specify) - OTHER
Poor Installation - PRINSTAL
Procedure Issue - PROCISSU
Utility Failure - UTLFAIL
Vandalism - VNDLSM
Weather condition/Forces of nature or Act of God - ACTGOD
Action
Adjusted - ADJUSTD
Decommission - DECOMM
Decontaminate - DECONTME
Do Nothing - DONOTHIN
Lubricate - LUBRCTE
Other (specify) - OTHER
Recalibrate - RECALBRT
Remove Obstruction - REMVOBT
Repair Asset - REPRASS
Repair Component - REPCMPT
Replace Asset - REPLASS
Replace Component - REPLCMPT
Upgrade - UPGRADES
Plumbing Fixture - PLMBFXT
Problem
Abnormal Temprature - ABNTEMP
Corrosion - CORROS
Electrical Trip Out - ELECTRIP
Excessive Noise - EXNOISE
Excessive Vibration - EXVIBRTN
Jammed Equipment - JAMMEDEQ
Leaking - LEAKING
Low Performance - LOWPERF
Non-Operational - NONOPER
Physical Damage - PHYDMGE
Unusual Smell - UNSMELL
Unusual Smoke - UNSMOKE
Failure
Plumbing fixture deteriorated - PLFDET
Plumbing fixtures automatic function failed - PLFAFAIL
Tunnel drains contaminated - TUNDCONT
Cause
Accelerated Wear - ACCWEAR
Accident - ACCIDENT
Contamination - CONTAM
Defective Asset - DEFASSET
Defective/ Worn Component - WORNCMPT
Excessive Load - EXLOAD
Improper Maintenance - IMPRMNT
Insufficient Lubrication - INSLUBR
Lack of/ Inadequate Training - LACKTRN
Loose/ Missing Component - MISSCMP
Normal Wear - NRMWEAR
Other (specify) - OTHER
Poor Installation - PRINSTAL
Procedure Issue - PROCISSU
Utility Failure - UTLFAIL
Vandalism - VNDLSM
Weather condition/Forces of nature or Act of God - ACTGOD
Action
Adjusted - ADJUSTD
Decommission - DECOMM
Decontaminate - DECONTME
Do Nothing - DONOTHIN
Lubricate - LUBRCTE
Other (specify) - OTHER
Recalibrate - RECALBRT
Remove Obstruction - REMVOBT
Repair Asset - REPRASS
Repair Component - REPCMPT
Replace Asset - REPLASS
Replace Component - REPLCMPT
Upgrade - UPGRADES
Portable Emergency Eyewash - PRTEMRGE
Problem
Abnormal Temprature - ABNTEMP
Corrosion - CORROS
Electrical Trip Out - ELECTRIP
Excessive Noise - EXNOISE
Excessive Vibration - EXVIBRTN
Jammed Equipment - JAMMEDEQ
Leaking - LEAKING
Low Performance - LOWPERF
Non-Operational - NONOPER
Physical Damage - PHYDMGE
Unusual Smell - UNSMELL
Unusual Smoke - UNSMOKE
Failure
Portable emergency eyewash solution depleted - PEESDEP
Portable emergency eyewash station deteriorated - PEESDET
Portable Emergency Eyewash Station Operation Failed - PEEOFAIL
Cause
Accelerated Wear - ACCWEAR
Accident - ACCIDENT
Contamination - CONTAM
Defective Asset - DEFASSET
Defective/ Worn Component - WORNCMPT
Excessive Load - EXLOAD
Improper Maintenance - IMPRMNT
Insufficient Lubrication - INSLUBR
Lack of/ Inadequate Training - LACKTRN
Loose/ Missing Component - MISSCMP
Normal Wear - NRMWEAR
Other (specify) - OTHER
Poor Installation - PRINSTAL
Procedure Issue - PROCISSU
Utility Failure - UTLFAIL
Vandalism - VNDLSM
Weather condition/Forces of nature or Act of God - ACTGOD
Action
Adjusted - ADJUSTD
Decommission - DECOMM
Decontaminate - DECONTME
Do Nothing - DONOTHIN
Lubricate - LUBRCTE
Other (specify) - OTHER
Recalibrate - RECALBRT
Remove Obstruction - REMVOBT
Repair Asset - REPRASS
Repair Component - REPCMPT
Replace Asset - REPLASS
Replace Component - REPLCMPT
Upgrade - UPGRADES
Portable Office - PORTOFFC
Problem
Abnormal Temprature - ABNTEMP
Corrosion - CORROS
Electrical Trip Out - ELECTRIP
Excessive Noise - EXNOISE
Excessive Vibration - EXVIBRTN
Jammed Equipment - JAMMEDEQ
Leaking - LEAKING
Low Performance - LOWPERF
Non-Operational - NONOPER
Physical Damage - PHYDMGE
Unusual Smell - UNSMELL
Unusual Smoke - UNSMOKE
Failure
Portable Office deteriorated and/or damaged - PODDAM
Cause
Accelerated Wear - ACCWEAR
Accident - ACCIDENT
Contamination - CONTAM
Defective Asset - DEFASSET
Defective/ Worn Component - WORNCMPT
Excessive Load - EXLOAD
Improper Maintenance - IMPRMNT
Insufficient Lubrication - INSLUBR
Lack of/ Inadequate Training - LACKTRN
Loose/ Missing Component - MISSCMP
Normal Wear - NRMWEAR
Other (specify) - OTHER
Poor Installation - PRINSTAL
Procedure Issue - PROCISSU
Utility Failure - UTLFAIL
Vandalism - VNDLSM
Weather condition/Forces of nature or Act of God - ACTGOD
Action
Adjusted - ADJUSTD
Decommission - DECOMM
Decontaminate - DECONTME
Do Nothing - DONOTHIN
Lubricate - LUBRCTE
Other (specify) - OTHER
Recalibrate - RECALBRT
Remove Obstruction - REMVOBT
Repair Asset - REPRASS
Repair Component - REPCMPT
Replace Asset - REPLASS
Replace Component - REPLCMPT
Upgrade - UPGRADES
Post Indicator Valve - PSTINVLV
Problem
Abnormal Temprature - ABNTEMP
Corrosion - CORROS
Electrical Trip Out - ELECTRIP
Excessive Noise - EXNOISE
Excessive Vibration - EXVIBRTN
Jammed Equipment - JAMMEDEQ
Leaking - LEAKING
Low Performance - LOWPERF
Non-Operational - NONOPER
Physical Damage - PHYDMGE
Unusual Smell - UNSMELL
Unusual Smoke - UNSMOKE
Failure
Fire safety valve deteriorated - FSVDET
Fire safety valve failed - FSVFAIL
Cause
Accelerated Wear - ACCWEAR
Accident - ACCIDENT
Contamination - CONTAM
Defective Asset - DEFASSET
Defective/ Worn Component - WORNCMPT
Excessive Load - EXLOAD
Improper Maintenance - IMPRMNT
Insufficient Lubrication - INSLUBR
Lack of/ Inadequate Training - LACKTRN
Loose/ Missing Component - MISSCMP
Normal Wear - NRMWEAR
Other (specify) - OTHER
Poor Installation - PRINSTAL
Procedure Issue - PROCISSU
Utility Failure - UTLFAIL
Vandalism - VNDLSM
Weather condition/Forces of nature or Act of God - ACTGOD
Action
Adjusted - ADJUSTD
Decommission - DECOMM
Decontaminate - DECONTME
Do Nothing - DONOTHIN
Lubricate - LUBRCTE
Other (specify) - OTHER
Recalibrate - RECALBRT
Remove Obstruction - REMVOBT
Repair Asset - REPRASS
Repair Component - REPCMPT
Replace Asset - REPLASS
Replace Component - REPLCMPT
Upgrade - UPGRADES
Pressure Reducing Valve (PRV) - PRREDVLV
Problem
Abnormal Temprature - ABNTEMP
Corrosion - CORROS
Electrical Trip Out - ELECTRIP
Excessive Noise - EXNOISE
Excessive Vibration - EXVIBRTN
Jammed Equipment - JAMMEDEQ
Leaking - LEAKING
Low Performance - LOWPERF
Non-Operational - NONOPER
Physical Damage - PHYDMGE
Unusual Smell - UNSMELL
Unusual Smoke - UNSMOKE
Failure
Pressure reducing valve components failed - PRVCFAIL
Pressure/vacuum relief valve seals and gaskets deteriorated - PRVSDET
Cause
Accelerated Wear - ACCWEAR
Accident - ACCIDENT
Contamination - CONTAM
Defective Asset - DEFASSET
Defective/ Worn Component - WORNCMPT
Excessive Load - EXLOAD
Improper Maintenance - IMPRMNT
Insufficient Lubrication - INSLUBR
Lack of/ Inadequate Training - LACKTRN
Loose/ Missing Component - MISSCMP
Normal Wear - NRMWEAR
Other (specify) - OTHER
Poor Installation - PRINSTAL
Procedure Issue - PROCISSU
Utility Failure - UTLFAIL
Vandalism - VNDLSM
Weather condition/Forces of nature or Act of God - ACTGOD
Action
Adjusted - ADJUSTD
Decommission - DECOMM
Decontaminate - DECONTME
Do Nothing - DONOTHIN
Lubricate - LUBRCTE
Other (specify) - OTHER
Recalibrate - RECALBRT
Remove Obstruction - REMVOBT
Repair Asset - REPRASS
Repair Component - REPCMPT
Replace Asset - REPLASS
Replace Component - REPLCMPT
Upgrade - UPGRADES
Pressure Regulating Valve (PGV) - PRREGVLV
Problem
Abnormal Temprature - ABNTEMP
Corrosion - CORROS
Electrical Trip Out - ELECTRIP
Excessive Noise - EXNOISE
Excessive Vibration - EXVIBRTN
Jammed Equipment - JAMMEDEQ
Leaking - LEAKING
Low Performance - LOWPERF
Non-Operational - NONOPER
Physical Damage - PHYDMGE
Unusual Smell - UNSMELL
Unusual Smoke - UNSMOKE
Failure
Pressure regulator components failed - PRRCFAIL
Cause
Accelerated Wear - ACCWEAR
Accident - ACCIDENT
Contamination - CONTAM
Defective Asset - DEFASSET
Defective/ Worn Component - WORNCMPT
Excessive Load - EXLOAD
Improper Maintenance - IMPRMNT
Insufficient Lubrication - INSLUBR
Lack of/ Inadequate Training - LACKTRN
Loose/ Missing Component - MISSCMP
Normal Wear - NRMWEAR
Other (specify) - OTHER
Poor Installation - PRINSTAL
Procedure Issue - PROCISSU
Utility Failure - UTLFAIL
Vandalism - VNDLSM
Weather condition/Forces of nature or Act of God - ACTGOD
Action
Adjusted - ADJUSTD
Decommission - DECOMM
Decontaminate - DECONTME
Do Nothing - DONOTHIN
Lubricate - LUBRCTE
Other (specify) - OTHER
Recalibrate - RECALBRT
Remove Obstruction - REMVOBT
Repair Asset - REPRASS
Repair Component - REPCMPT
Replace Asset - REPLASS
Replace Component - REPLCMPT
Upgrade - UPGRADES
Pressure Relief Valve (PRFV) - PRRELVLV
Problem
Abnormal Temprature - ABNTEMP
Corrosion - CORROS
Electrical Trip Out - ELECTRIP
Excessive Noise - EXNOISE
Excessive Vibration - EXVIBRTN
Jammed Equipment - JAMMEDEQ
Leaking - LEAKING
Low Performance - LOWPERF
Non-Operational - NONOPER
Physical Damage - PHYDMGE
Unusual Smell - UNSMELL
Unusual Smoke - UNSMOKE
Failure
Pressure relief valve components failed - PRLVFAIL
Pressure/vacuum relief valve seals and gaskets deteriorated - PRLSDET
Cause
Accelerated Wear - ACCWEAR
Accident - ACCIDENT
Contamination - CONTAM
Defective Asset - DEFASSET
Defective/ Worn Component - WORNCMPT
Excessive Load - EXLOAD
Improper Maintenance - IMPRMNT
Insufficient Lubrication - INSLUBR
Lack of/ Inadequate Training - LACKTRN
Loose/ Missing Component - MISSCMP
Normal Wear - NRMWEAR
Other (specify) - OTHER
Poor Installation - PRINSTAL
Procedure Issue - PROCISSU
Utility Failure - UTLFAIL
Vandalism - VNDLSM
Weather condition/Forces of nature or Act of God - ACTGOD
Action
Adjusted - ADJUSTD
Decommission - DECOMM
Decontaminate - DECONTME
Do Nothing - DONOTHIN
Lubricate - LUBRCTE
Other (specify) - OTHER
Recalibrate - RECALBRT
Remove Obstruction - REMVOBT
Repair Asset - REPRASS
Repair Component - REPCMPT
Replace Asset - REPLASS
Replace Component - REPLCMPT
Upgrade - UPGRADES
Pressure Tank - Air Compressor - PRTKARCP
Problem
Abnormal Temprature - ABNTEMP
Corrosion - CORROS
Electrical Trip Out - ELECTRIP
Excessive Noise - EXNOISE
Excessive Vibration - EXVIBRTN
Jammed Equipment - JAMMEDEQ
Leaking - LEAKING
Loss Of Pressure/Air Leak - LSSPR1
Low Performance - LOWPERF
Non-Operational - NONOPER
Physical Damage - PHYDMGE
Unusual Smell - UNSMELL
Unusual Smoke - UNSMOKE
Failure
Overpressure Gauge - OVERGA1
Pressure Tank-Air Compressor Failed - PRTKFAIL
Safety Relief Valve Failure - SAFRVF1
Tank Crack - TANKCR1
Cause
Accelerated Wear - ACCWEAR
Accident - ACCDENT3
Accident - ACCIDENT
Contamination - CONTAM
Contamination - CONTAM24
Defective Asset - DEFASSET
Defective/ Worn Component - WORNCMPT
Excessive Load - EXLOAD
Improper Maintenance - IMPRM69
Improper Maintenance - IMPRMNT
Improper Maintenance - IMPRMNT5
Insufficient Lubrication - INSLUBR
Lack of/ Inadequate Training - LACKTRN
Loose/ Missing Component - MISSCMP
Normal Wear - NORMW12
Normal Wear - NRMWEAR
Other (specify) - OTHER
Over Pressurizing - OVERPRE1
Over Pressurizing - OVERPRE2
Poor Installation - PRINSTAL
Procedure Issue - PROCISSU
Utility Failure - UTLFAIL
Vandalism - VNDLSM
Weather condition/Forces of nature or Act of God - ACTGOD
Action
Adjusted - ADJUSTD
Decommission - DECOMM
Decontaminate - DECONTME
Do Nothing - DONOTHIN
Lubricate - LUBRCTE
Other (specify) - OTHER
Recalibrate - RECALBRT
Remove Obstruction - REMVOBT
Repair - REPAIR
Repair Asset - REPRASS
Repair Component - REPCMPT
Replace - REPLACE
Replace Asset - REPLASS
Replace Component - REPLCMPT
Upgrade - UPGRADES
Pressure Wash Pump Skid - PRWSPMP
Problem
Abnormal Temprature - ABNTEMP
Corrosion - CORROS
Electrical Trip Out - ELECTRIP
Excessive Noise - EXNOISE
Excessive Vibration - EXVIBRTN
Jammed Equipment - JAMMEDEQ
Leaking - LEAKING
Low Performance - LOWPERF
Non-Operational - NONOPER
Physical Damage - PHYDMGE
Unusual Smell - UNSMELL
Unusual Smoke - UNSMOKE
Failure
Washer Pump Skid Deteriorated - WSPKDET
Cause
Accelerated Wear - ACCWEAR
Accident - ACCIDENT
Contamination - CONTAM
Defective Asset - DEFASSET
Defective/ Worn Component - WORNCMPT
Excessive Load - EXLOAD
Improper Maintenance - IMPRMNT
Insufficient Lubrication - INSLUBR
Lack of/ Inadequate Training - LACKTRN
Loose/ Missing Component - MISSCMP
Normal Wear - NRMWEAR
Other (specify) - OTHER
Poor Installation - PRINSTAL
Procedure Issue - PROCISSU
Utility Failure - UTLFAIL
Vandalism - VNDLSM
Weather condition/Forces of nature or Act of God - ACTGOD
Action
Adjusted - ADJUSTD
Decommission - DECOMM
Decontaminate - DECONTME
Do Nothing - DONOTHIN
Lubricate - LUBRCTE
Other (specify) - OTHER
Recalibrate - RECALBRT
Remove Obstruction - REMVOBT
Repair Asset - REPRASS
Repair Component - REPCMPT
Replace Asset - REPLASS
Replace Component - REPLCMPT
Upgrade - UPGRADES
Process Waste Water Treatment System - PWWTS
Problem
Abnormal Temprature - ABNTEMP
Corrosion - CORROS
Electrical Trip Out - ELECTRIP
Excessive Noise - EXNOISE
Excessive Vibration - EXVIBRTN
Jammed Equipment - JAMMEDEQ
Leaking - LEAKING
Low Performance - LOWPERF
Non-Operational - NONOPER
Physical Damage - PHYDMGE
Unusual Smell - UNSMELL
Unusual Smoke - UNSMOKE
Failure
Process waste water treatment system failed - PWWSFAIL
Cause
Accelerated Wear - ACCWEAR
Accident - ACCIDENT
Contamination - CONTAM
Defective Asset - DEFASSET
Defective/ Worn Component - WORNCMPT
Excessive Load - EXLOAD
Improper Maintenance - IMPRMNT
Insufficient Lubrication - INSLUBR
Lack of/ Inadequate Training - LACKTRN
Loose/ Missing Component - MISSCMP
Normal Wear - NRMWEAR
Other (specify) - OTHER
Poor Installation - PRINSTAL
Procedure Issue - PROCISSU
Utility Failure - UTLFAIL
Vandalism - VNDLSM
Weather condition/Forces of nature or Act of God - ACTGOD
Action
Adjusted - ADJUSTD
Decommission - DECOMM
Decontaminate - DECONTME
Do Nothing - DONOTHIN
Lubricate - LUBRCTE
Other (specify) - OTHER
Recalibrate - RECALBRT
Remove Obstruction - REMVOBT
Repair Asset - REPRASS
Repair Component - REPCMPT
Replace Asset - REPLASS
Replace Component - REPLCMPT
Upgrade - UPGRADES
Pump - PMP
Problem
Abnormal Temprature - ABNTEMP
Corrosion - CORROS
Electrical Trip Out - ELECTRIP
Excessive Noise - EXNOISE
Excessive Noise - EXNOISE1
Excessive Vibration - EXVIBRTN
Jammed Equipment - JAMMEDEQ
Leaking - LEAKING
Leaking - LEAKING1
Low Performance - LOWPERF
Non Working - Pump - NONWKPM1
Non-Operational - NONOPER
Physical Damage - PHYDMGE
Unusual Smell - UNSMELL
Unusual Smoke - UNSMOKE
Failure
Casing Damage - CASIDAM1
Defective Motor - DEFEMO1
Defective Motor - DEFEMO2
Misaligned Coupling - MISACO1
Misalignment Of Inlet/Outlet - MISAOFI1
Pneumatic pump air lubricator oil depleted - PPMSODEP
Pump bearings insufficiently lubricated - PMPBILUB
Pump components deteriorated or contaminated - PMPCDET
Pump failed - PMPFAIL
Worn Bearing - WORNBE1
Worn Seal - WORNSE1
Cause
Accelerated Wear - ACCWEAR
Accident - ACCIDENT
Aging - AGING139
Aging - AGING171
Aging - AGING71
Contamination - CONTAM
Defective Asset - DEFASSET
Defective/ Worn Component - WORNCMPT
Electrical Fault - ELECFA18
Excessive Load - EXLOAD
Improper Maintenance - IMPRMNT
Insufficient Lubrication - INSLUBR
Lack of/ Inadequate Training - LACKTRN
Loose/ Missing Component - MISSCMP
Lubrication - LUBRICA6
Normal Wear - NRMWEAR
Other (specify) - OTHER
Poor Installation - PRINSTAL
Procedure Issue - PROCISSU
Utility Failure - UTLFAIL
Vandalism - VNDLSM
Vibrations - VIBRA10
Vibrations - VIBRA12
Vibrations - VIBRATE1
Weather condition/Forces of nature or Act of God - ACTGOD
Action
Adjusted - ADJUSTD
Decommission - DECOMM
Decontaminate - DECONTME
Do Nothing - DONOTHIN
Lubricate - LUBRCTE
Other (specify) - OTHER
Recalibrate - RECALBRT
Remove Obstruction - REMVOBT
Repair - REPAIR
Repair Asset - REPRASS
Repair Component - REPCMPT
Replace - REPLACE
Replace Asset - REPLASS
Replace Component - REPLCMPT
Upgrade - UPGRADES
Rail Mini Accessibility Platform - RLMNACC
Problem
Abnormal Temprature - ABNTEMP
Corrosion - CORROS
Electrical Trip Out - ELECTRIP
Excessive Noise - EXNOISE
Excessive Vibration - EXVIBRTN
Jammed Equipment - JAMMEDEQ
Leaking - LEAKING
Low Performance - LOWPERF
Non-Operational - NONOPER
Physical Damage - PHYDMGE
Unusual Smell - UNSMELL
Unusual Smoke - UNSMOKE
Failure
Mini accessibility platform structure deteriorated - MAPSDET
Cause
Accelerated Wear - ACCWEAR
Accident - ACCIDENT
Contamination - CONTAM
Defective Asset - DEFASSET
Defective/ Worn Component - WORNCMPT
Excessive Load - EXLOAD
Improper Maintenance - IMPRMNT
Insufficient Lubrication - INSLUBR
Lack of/ Inadequate Training - LACKTRN
Loose/ Missing Component - MISSCMP
Normal Wear - NRMWEAR
Other (specify) - OTHER
Poor Installation - PRINSTAL
Procedure Issue - PROCISSU
Utility Failure - UTLFAIL
Vandalism - VNDLSM
Weather condition/Forces of nature or Act of God - ACTGOD
Action
Adjusted - ADJUSTD
Decommission - DECOMM
Decontaminate - DECONTME
Do Nothing - DONOTHIN
Lubricate - LUBRCTE
Other (specify) - OTHER
Recalibrate - RECALBRT
Remove Obstruction - REMVOBT
Repair Asset - REPRASS
Repair Component - REPCMPT
Replace Asset - REPLASS
Replace Component - REPLCMPT
Upgrade - UPGRADES
Rail Platform - RLPLTF
Problem
Abnormal Temprature - ABNTEMP
Corrosion - CORROS
Electrical Trip Out - ELECTRIP
Excessive Noise - EXNOISE
Excessive Vibration - EXVIBRTN
Jammed Equipment - JAMMEDEQ
Leaking - LEAKING
Low Performance - LOWPERF
Non-Operational - NONOPER
Physical Damage - PHYDMGE
Unusual Smell - UNSMELL
Unusual Smoke - UNSMOKE
Failure
Platform structure deteriorated - PLFSDET
Cause
Accelerated Wear - ACCWEAR
Accident - ACCIDENT
Contamination - CONTAM
Defective Asset - DEFASSET
Defective/ Worn Component - WORNCMPT
Excessive Load - EXLOAD
Improper Maintenance - IMPRMNT
Insufficient Lubrication - INSLUBR
Lack of/ Inadequate Training - LACKTRN
Loose/ Missing Component - MISSCMP
Normal Wear - NRMWEAR
Other (specify) - OTHER
Poor Installation - PRINSTAL
Procedure Issue - PROCISSU
Utility Failure - UTLFAIL
Vandalism - VNDLSM
Weather condition/Forces of nature or Act of God - ACTGOD
Action
Adjusted - ADJUSTD
Decommission - DECOMM
Decontaminate - DECONTME
Do Nothing - DONOTHIN
Lubricate - LUBRCTE
Other (specify) - OTHER
Recalibrate - RECALBRT
Remove Obstruction - REMVOBT
Repair Asset - REPRASS
Repair Component - REPCMPT
Replace Asset - REPLASS
Replace Component - REPLCMPT
Upgrade - UPGRADES
Rectifier - RCTFR
Problem
Abnormal Temprature - ABNTEMP
Corrosion - CORROS
Electrical Trip Out - ELECTRIP
Excessive Noise - EXNOISE
Excessive Vibration - EXVIBRTN
Jammed Equipment - JAMMEDEQ
Leaking - LEAKING
Low Performance - LOWPERF
No DC Output - NDCUT1
Non-Operational - NONOPER
Other (Specify) - OTOPEC11
Physical Damage - PHYDMGE
Rectifier Breaker Trips - RCBRTRP1
Unusual Smell - UNSMELL
Unusual Smoke - UNSMOKE
Failure
Breaker Trips After Long Periods Of Use - BTALPUT1
Breaker Trips Immediately - BREATRI1
Failure to Recover - RECFAIL
No Ac Voltage - NOAACV1
No Ac Voltage Between Breaker And Transformer - NAVBBAT1
No Ac Voltage Between Stack And Fuse - NAVBSAF1
No Ac Voltage Between Taps And Fuse - NAVBTAF1
No Dc Voltage Across Dc Output Lugs - NDVADOL1
Other (Specify) - OTHERS16
Rectifier components deteriorated and/or damaged - RECCDET
Secondary Circuit Breaker Trips - SECBRT1
Secondary Fuse Blows - SECOFUB1
Cause
Accelerated Wear - ACCWEAR
Accident - ACCIDENT
Blown Fuse - BLWNF1
Blown Fuse In Disconnect - BLFDIS1
Breaker Rating Too Low For Input Voltage - BRRLINV1
Circuit Breaker Tripped Repeatedly - CRBRTI1
Contamination - CONTAM
Defective Asset - DEFASSET
Defective Breaker - DEFEBR1
Defective Bridge - DEFEBD1
Defective Circuit Breaker - DEFCRBR1
Defective Dc Arrestor - DEFDCA1
Defective Dc Arrestor - DEFDCA2
Defective Transformer - DEFTRAN1
Defective Voltmeter - DEFFVO1
Defective/ Worn Component - WORNCMPT
Excessive Load - EXLOAD
Fuse Blown Repeatedly - FUSBLO1
Improper Maintenance - IMPRMNT
Insufficient Lubrication - INSLUBR
Lack of/ Inadequate Training - LACKTRN
Loose Connection At Control Panel - LOCOCOP1
Loose Connection On Bridge - LOCOBR1
Loose Primary Connection - LOPRCO1
Loose Secondary Connection - LOSECO1
Loose/ Missing Component - MISSCMP
No Ac Service - NOACSR1
Normal Wear - NRMWEAR
Other (specify) - OTHER
Other (Specify) - OTHER1
Output Voltage Too High - OUTVOL1
Output Voltage Too High - OUTVOL2
Output Voltage Too High - OUTVOL3
Poor Installation - PRINSTAL
Procedure Issue - PROCISSU
Short Circuit In Dc Cables - SCDCA1
Short Circuit In Dc Cables - SCDCA2
Tripped Circuit Breaker - TRCRBR1
Tripped Secondary Circuit Breaker - TRSECB1
Utility Failure - UTLFAIL
Vandalism - VNDLSM
Weather condition/Forces of nature or Act of God - ACTGOD
Action
Adjusted - ADJUSTD
Check Ac Lighting Arrestor - CHACLAR
Check Manufacturer Manual - CHKMM
Decommission - DECOMM
Decontaminate - DECONTME
Do Nothing - DONOTHIN
Lower Output - LOWOUT
Lower Output Voltage - LOWOUTV
Lubricate - LUBRCTE
Other (specify) - OTHER
Recalibrate - RECALBRT
Remove Obstruction - REMVOBT
Repair - REPAIR
Repair Asset - REPRASS
Repair Component - REPCMPT
Replace - REPLACE
Replace Asset - REPLASS
Replace Cable - REPCABL
Replace Circuit Breaker - REPCRBR
Replace Component - REPLCMPT
Replace Fuse - REPLFUSE
Replace With Correct Rating - REPWCOR
Reset Circuit Breaker - RESCIRBR
Restore Power - RESPOW
Upgrade - UPGRADES
Refrigerant Branch Circuit Controller - REFBCC
Problem
Abnormal Temprature - ABNTEMP
Corrosion - CORROS
Electrical Trip Out - ELECTRIP
Excessive Noise - EXNOISE
Excessive Vibration - EXVIBRTN
Jammed Equipment - JAMMEDEQ
Leaking - LEAKING
Low Performance - LOWPERF
Non-Operational - NONOPER
Physical Damage - PHYDMGE
Unusual Smell - UNSMELL
Unusual Smoke - UNSMOKE
Failure
Refrigerant branch circuit controller failed - RFRVFAIL
Cause
Accelerated Wear - ACCWEAR
Accident - ACCIDENT
Contamination - CONTAM
Defective Asset - DEFASSET
Defective/ Worn Component - WORNCMPT
Excessive Load - EXLOAD
Improper Maintenance - IMPRMNT
Insufficient Lubrication - INSLUBR
Lack of/ Inadequate Training - LACKTRN
Loose/ Missing Component - MISSCMP
Normal Wear - NRMWEAR
Other (specify) - OTHER
Poor Installation - PRINSTAL
Procedure Issue - PROCISSU
Utility Failure - UTLFAIL
Vandalism - VNDLSM
Weather condition/Forces of nature or Act of God - ACTGOD
Action
Adjusted - ADJUSTD
Decommission - DECOMM
Decontaminate - DECONTME
Do Nothing - DONOTHIN
Lubricate - LUBRCTE
Other (specify) - OTHER
Recalibrate - RECALBRT
Remove Obstruction - REMVOBT
Repair Asset - REPRASS
Repair Component - REPCMPT
Replace Asset - REPLASS
Replace Component - REPLCMPT
Upgrade - UPGRADES
Retaining Wall - RTNWLL
Problem
Abnormal Temprature - ABNTEMP
Corrosion - CORROS
Electrical Trip Out - ELECTRIP
Excessive Noise - EXNOISE
Excessive Vibration - EXVIBRTN
Jammed Equipment - JAMMEDEQ
Leaking - LEAKING
Low Performance - LOWPERF
Non-Operational - NONOPER
Physical Damage - PHYDMGE
Unusual Smell - UNSMELL
Unusual Smoke - UNSMOKE
Failure
Concrete retaining wall deteriorated - CONRWDET
Concrete retaining wall settled - CONRWSET
Gabion retaining wall settled - GRWSET
Gabion wall cage retaining wall corroded - GWCRWCOR
Masonry retaining wall deteriorated - MRETWDET
Masonry retaining wall settled - MRETWSET
RECO retaining wall deteriorated - RECRWDET
Steel retaining wall corroded - STLRWCOR
Steel retaining wall settled - STLRWSET
Stone retaining wall deteriorated - STNRWDET
Stone retaining wall settled - STNRWSET
Stone slope protection deteriorated - STNSPDET
Timber retaining wall rotted - TIMRWROT
Timber retaining wall settled - TIMBWSET
Cause
Accelerated Wear - ACCWEAR
Accident - ACCIDENT
Contamination - CONTAM
Defective Asset - DEFASSET
Defective/ Worn Component - WORNCMPT
Excessive Load - EXLOAD
Improper Maintenance - IMPRMNT
Insufficient Lubrication - INSLUBR
Lack of/ Inadequate Training - LACKTRN
Loose/ Missing Component - MISSCMP
Normal Wear - NRMWEAR
Other (specify) - OTHER
Poor Installation - PRINSTAL
Procedure Issue - PROCISSU
Utility Failure - UTLFAIL
Vandalism - VNDLSM
Weather condition/Forces of nature or Act of God - ACTGOD
Action
Adjusted - ADJUSTD
Decommission - DECOMM
Decontaminate - DECONTME
Do Nothing - DONOTHIN
Lubricate - LUBRCTE
Other (specify) - OTHER
Recalibrate - RECALBRT
Remove Obstruction - REMVOBT
Repair Asset - REPRASS
Repair Component - REPCMPT
Replace Asset - REPLASS
Replace Component - REPLCMPT
Upgrade - UPGRADES
Road Bridge - BRDG
Problem
Abnormal Temprature - ABNTEMP
Corrosion - CORROS
Electrical Trip Out - ELECTRIP
Excessive Noise - EXNOISE
Excessive Vibration - EXVIBRTN
Jammed Equipment - JAMMEDEQ
Leaking - LEAKING
Low Performance - LOWPERF
Non-Operational - NONOPER
Physical Damage - PHYDMGE
Unusual Smell - UNSMELL
Unusual Smoke - UNSMOKE
Cause
Accelerated Wear - ACCWEAR
Accident - ACCIDENT
Contamination - CONTAM
Defective Asset - DEFASSET
Defective/ Worn Component - WORNCMPT
Excessive Load - EXLOAD
Improper Maintenance - IMPRMNT
Insufficient Lubrication - INSLUBR
Lack of/ Inadequate Training - LACKTRN
Loose/ Missing Component - MISSCMP
Normal Wear - NRMWEAR
Other (specify) - OTHER
Poor Installation - PRINSTAL
Procedure Issue - PROCISSU
Utility Failure - UTLFAIL
Vandalism - VNDLSM
Weather condition/Forces of nature or Act of God - ACTGOD
Action
Adjusted - ADJUSTD
Decommission - DECOMM
Decontaminate - DECONTME
Do Nothing - DONOTHIN
Lubricate - LUBRCTE
Other (specify) - OTHER
Recalibrate - RECALBRT
Remove Obstruction - REMVOBT
Repair Asset - REPRASS
Repair Component - REPCMPT
Replace Asset - REPLASS
Replace Component - REPLCMPT
Upgrade - UPGRADES
Roadway - RDWY
Problem
Abnormal Temprature - ABNTEMP
Corrosion - CORROS
Electrical Trip Out - ELECTRIP
Excessive Noise - EXNOISE
Excessive Vibration - EXVIBRTN
Jammed Equipment - JAMMEDEQ
Leaking - LEAKING
Low Performance - LOWPERF
Non-Operational - NONOPER
Physical Damage - PHYDMGE
Unusual Smell - UNSMELL
Unusual Smoke - UNSMOKE
Failure
Roadway degraded - RDWYDEG
Cause
Accelerated Wear - ACCWEAR
Accident - ACCIDENT
Contamination - CONTAM
Defective Asset - DEFASSET
Defective/ Worn Component - WORNCMPT
Excessive Load - EXLOAD
Improper Maintenance - IMPRMNT
Insufficient Lubrication - INSLUBR
Lack of/ Inadequate Training - LACKTRN
Loose/ Missing Component - MISSCMP
Normal Wear - NRMWEAR
Other (specify) - OTHER
Poor Installation - PRINSTAL
Procedure Issue - PROCISSU
Utility Failure - UTLFAIL
Vandalism - VNDLSM
Weather condition/Forces of nature or Act of God - ACTGOD
Action
Adjusted - ADJUSTD
Decommission - DECOMM
Decontaminate - DECONTME
Do Nothing - DONOTHIN
Lubricate - LUBRCTE
Other (specify) - OTHER
Recalibrate - RECALBRT
Remove Obstruction - REMVOBT
Repair Asset - REPRASS
Repair Component - REPCMPT
Replace Asset - REPLASS
Replace Component - REPLCMPT
Upgrade - UPGRADES
Room Interior - RMINT
Problem
Abnormal Temprature - ABNTEMP
Corrosion - CORROS
Electrical Trip Out - ELECTRIP
Excessive Noise - EXNOISE
Excessive Vibration - EXVIBRTN
Jammed Equipment - JAMMEDEQ
Leaking - LEAKING
Low Performance - LOWPERF
Non-Operational - NONOPER
Physical Damage - PHYDMGE
Unusual Smell - UNSMELL
Unusual Smoke - UNSMOKE
Failure
Room interior floors, wall, or ceiling deteriorated - RIFWCDET
Cause
Accelerated Wear - ACCWEAR
Accident - ACCIDENT
Contamination - CONTAM
Defective Asset - DEFASSET
Defective/ Worn Component - WORNCMPT
Excessive Load - EXLOAD
Improper Maintenance - IMPRMNT
Insufficient Lubrication - INSLUBR
Lack of/ Inadequate Training - LACKTRN
Loose/ Missing Component - MISSCMP
Normal Wear - NRMWEAR
Other (specify) - OTHER
Poor Installation - PRINSTAL
Procedure Issue - PROCISSU
Utility Failure - UTLFAIL
Vandalism - VNDLSM
Weather condition/Forces of nature or Act of God - ACTGOD
Action
Adjusted - ADJUSTD
Decommission - DECOMM
Decontaminate - DECONTME
Do Nothing - DONOTHIN
Lubricate - LUBRCTE
Other (specify) - OTHER
Recalibrate - RECALBRT
Remove Obstruction - REMVOBT
Repair Asset - REPRASS
Repair Component - REPCMPT
Replace Asset - REPLASS
Replace Component - REPLCMPT
Upgrade - UPGRADES
Sand Blower - SNDBLR
Problem
Abnormal Temprature - ABNTEMP
Corrosion - CORROS
Electrical Trip Out - ELECTRIP
Excessive Noise - EXNOISE
Excessive Vibration - EXVIBRTN
Jammed Equipment - JAMMEDEQ
Leaking - LEAKING
Low Performance - LOWPERF
Non-Operational - NONOPER
Physical Damage - PHYDMGE
Unusual Smell - UNSMELL
Unusual Smoke - UNSMOKE
Failure
Sand blower air filter contaminated - SBAFCONT
Sand blower components deteriorated - SBCMDET
Sand blower oil level depleted - SBOLDEP
Cause
Accelerated Wear - ACCWEAR
Accident - ACCIDENT
Contamination - CONTAM
Defective Asset - DEFASSET
Defective/ Worn Component - WORNCMPT
Excessive Load - EXLOAD
Improper Maintenance - IMPRMNT
Insufficient Lubrication - INSLUBR
Lack of/ Inadequate Training - LACKTRN
Loose/ Missing Component - MISSCMP
Normal Wear - NRMWEAR
Other (specify) - OTHER
Poor Installation - PRINSTAL
Procedure Issue - PROCISSU
Utility Failure - UTLFAIL
Vandalism - VNDLSM
Weather condition/Forces of nature or Act of God - ACTGOD
Action
Adjusted - ADJUSTD
Decommission - DECOMM
Decontaminate - DECONTME
Do Nothing - DONOTHIN
Lubricate - LUBRCTE
Other (specify) - OTHER
Recalibrate - RECALBRT
Remove Obstruction - REMVOBT
Repair Asset - REPRASS
Repair Component - REPCMPT
Replace Asset - REPLASS
Replace Component - REPLCMPT
Upgrade - UPGRADES
Sand Hopper - SANDHOP
Problem
Abnormal Temprature - ABNTEMP
Corrosion - CORROS
Electrical Trip Out - ELECTRIP
Excessive Noise - EXNOISE
Excessive Vibration - EXVIBRTN
Jammed Equipment - JAMMEDEQ
Leaking - LEAKING
Low Performance - LOWPERF
Non-Operational - NONOPER
Physical Damage - PHYDMGE
Unusual Smell - UNSMELL
Unusual Smoke - UNSMOKE
Failure
Station storage hopper and chamber deteriorated - SSHCDET
Station storage hopper and chamber vent filters contaminated - SSHCCONT
Cause
Accelerated Wear - ACCWEAR
Accident - ACCIDENT
Contamination - CONTAM
Defective Asset - DEFASSET
Defective/ Worn Component - WORNCMPT
Excessive Load - EXLOAD
Improper Maintenance - IMPRMNT
Insufficient Lubrication - INSLUBR
Lack of/ Inadequate Training - LACKTRN
Loose/ Missing Component - MISSCMP
Normal Wear - NRMWEAR
Other (specify) - OTHER
Poor Installation - PRINSTAL
Procedure Issue - PROCISSU
Utility Failure - UTLFAIL
Vandalism - VNDLSM
Weather condition/Forces of nature or Act of God - ACTGOD
Action
Adjusted - ADJUSTD
Decommission - DECOMM
Decontaminate - DECONTME
Do Nothing - DONOTHIN
Lubricate - LUBRCTE
Other (specify) - OTHER
Recalibrate - RECALBRT
Remove Obstruction - REMVOBT
Repair Asset - REPRASS
Repair Component - REPCMPT
Replace Asset - REPLASS
Replace Component - REPLCMPT
Upgrade - UPGRADES
Sand Loading - Distribution System - SNDLDDS
Problem
Abnormal Temprature - ABNTEMP
Corrosion - CORROS
Electrical Trip Out - ELECTRIP
Excessive Noise - EXNOISE
Excessive Vibration - EXVIBRTN
Jammed Equipment - JAMMEDEQ
Leaking - LEAKING
Low Performance - LOWPERF
Non-Operational - NONOPER
Physical Damage - PHYDMGE
Unusual Smell - UNSMELL
Unusual Smoke - UNSMOKE
Failure
Pneumatic Sand Conveying System deteriorated - PSCSDET
Sand loading system air control module failed - SNLSFAIL
Sand loading system deteriorated - SNLSDET
Cause
Accelerated Wear - ACCWEAR
Accident - ACCIDENT
Contamination - CONTAM
Defective Asset - DEFASSET
Defective/ Worn Component - WORNCMPT
Excessive Load - EXLOAD
Improper Maintenance - IMPRMNT
Insufficient Lubrication - INSLUBR
Lack of/ Inadequate Training - LACKTRN
Loose/ Missing Component - MISSCMP
Normal Wear - NRMWEAR
Other (specify) - OTHER
Poor Installation - PRINSTAL
Procedure Issue - PROCISSU
Utility Failure - UTLFAIL
Vandalism - VNDLSM
Weather condition/Forces of nature or Act of God - ACTGOD
Action
Adjusted - ADJUSTD
Decommission - DECOMM
Decontaminate - DECONTME
Do Nothing - DONOTHIN
Lubricate - LUBRCTE
Other (specify) - OTHER
Recalibrate - RECALBRT
Remove Obstruction - REMVOBT
Repair Asset - REPRASS
Repair Component - REPCMPT
Replace Asset - REPLASS
Replace Component - REPLCMPT
Upgrade - UPGRADES
Sand Loading Distribution System - SNDLDDS
Problem
Abnormal Temprature - ABNTEMP
Corrosion - CORROS
Electrical Trip Out - ELECTRIP
Excessive Noise - EXNOISE
Excessive Vibration - EXVIBRTN
Jammed Equipment - JAMMEDEQ
Leaking - LEAKING
Low Performance - LOWPERF
Non-Operational - NONOPER
Physical Damage - PHYDMGE
Unusual Smell - UNSMELL
Unusual Smoke - UNSMOKE
Failure
Pneumatic Sand Conveying System deteriorated - PSCSDET
Sand loading system air control module failed - SNLSFAIL
Sand loading system deteriorated - SNLSDET
Cause
Accelerated Wear - ACCWEAR
Accident - ACCIDENT
Contamination - CONTAM
Defective Asset - DEFASSET
Defective/ Worn Component - WORNCMPT
Excessive Load - EXLOAD
Improper Maintenance - IMPRMNT
Insufficient Lubrication - INSLUBR
Lack of/ Inadequate Training - LACKTRN
Loose/ Missing Component - MISSCMP
Normal Wear - NRMWEAR
Other (specify) - OTHER
Poor Installation - PRINSTAL
Procedure Issue - PROCISSU
Utility Failure - UTLFAIL
Vandalism - VNDLSM
Weather condition/Forces of nature or Act of God - ACTGOD
Action
Adjusted - ADJUSTD
Decommission - DECOMM
Decontaminate - DECONTME
Do Nothing - DONOTHIN
Lubricate - LUBRCTE
Other (specify) - OTHER
Recalibrate - RECALBRT
Remove Obstruction - REMVOBT
Repair Asset - REPRASS
Repair Component - REPCMPT
Replace Asset - REPLASS
Replace Component - REPLCMPT
Upgrade - UPGRADES
Sand Pod - SNDPOD
Problem
Abnormal Temprature - ABNTEMP
Corrosion - CORROS
Electrical Trip Out - ELECTRIP
Excessive Noise - EXNOISE
Excessive Vibration - EXVIBRTN
Jammed Equipment - JAMMEDEQ
Leaking - LEAKING
Low Performance - LOWPERF
Non-Operational - NONOPER
Physical Damage - PHYDMGE
Unusual Smell - UNSMELL
Unusual Smoke - UNSMOKE
Failure
Sand pod deteriorated - SNPDET
Cause
Accelerated Wear - ACCWEAR
Accident - ACCIDENT
Contamination - CONTAM
Defective Asset - DEFASSET
Defective/ Worn Component - WORNCMPT
Excessive Load - EXLOAD
Improper Maintenance - IMPRMNT
Insufficient Lubrication - INSLUBR
Lack of/ Inadequate Training - LACKTRN
Loose/ Missing Component - MISSCMP
Normal Wear - NRMWEAR
Other (specify) - OTHER
Poor Installation - PRINSTAL
Procedure Issue - PROCISSU
Utility Failure - UTLFAIL
Vandalism - VNDLSM
Weather condition/Forces of nature or Act of God - ACTGOD
Action
Adjusted - ADJUSTD
Decommission - DECOMM
Decontaminate - DECONTME
Do Nothing - DONOTHIN
Lubricate - LUBRCTE
Other (specify) - OTHER
Recalibrate - RECALBRT
Remove Obstruction - REMVOBT
Repair Asset - REPRASS
Repair Component - REPCMPT
Replace Asset - REPLASS
Replace Component - REPLCMPT
Upgrade - UPGRADES
Sand Pump - Train - SNDPMPTR
Problem
Abnormal Temprature - ABNTEMP
Corrosion - CORROS
Electrical Trip Out - ELECTRIP
Excessive Noise - EXNOISE
Excessive Vibration - EXVIBRTN
Jammed Equipment - JAMMEDEQ
Leaking - LEAKING
Low Performance - LOWPERF
Non-Operational - NONOPER
Physical Damage - PHYDMGE
Unusual Smell - UNSMELL
Unusual Smoke - UNSMOKE
Failure
Sand pump failed - SNPMFAIL
Cause
Accelerated Wear - ACCWEAR
Accident - ACCIDENT
Contamination - CONTAM
Defective Asset - DEFASSET
Defective/ Worn Component - WORNCMPT
Excessive Load - EXLOAD
Improper Maintenance - IMPRMNT
Insufficient Lubrication - INSLUBR
Lack of/ Inadequate Training - LACKTRN
Loose/ Missing Component - MISSCMP
Normal Wear - NRMWEAR
Other (specify) - OTHER
Poor Installation - PRINSTAL
Procedure Issue - PROCISSU
Utility Failure - UTLFAIL
Vandalism - VNDLSM
Weather condition/Forces of nature or Act of God - ACTGOD
Action
Adjusted - ADJUSTD
Decommission - DECOMM
Decontaminate - DECONTME
Do Nothing - DONOTHIN
Lubricate - LUBRCTE
Other (specify) - OTHER
Recalibrate - RECALBRT
Remove Obstruction - REMVOBT
Repair Asset - REPRASS
Repair Component - REPCMPT
Replace Asset - REPLASS
Replace Component - REPLCMPT
Upgrade - UPGRADES
Sand Silo - SNDSILO
Problem
Abnormal Temprature - ABNTEMP
Corrosion - CORROS
Electrical Trip Out - ELECTRIP
Excessive Noise - EXNOISE
Excessive Vibration - EXVIBRTN
Jammed Equipment - JAMMEDEQ
Leaking - LEAKING
Low Performance - LOWPERF
Non-Operational - NONOPER
Physical Damage - PHYDMGE
Unusual Smell - UNSMELL
Unusual Smoke - UNSMOKE
Failure
Sand silo deteriorated - SNSDET
Sand silo second level control failed - SNSSFAIL
Sand silo vent filters contaminated - SMSVCONT
Cause
Accelerated Wear - ACCWEAR
Accident - ACCIDENT
Contamination - CONTAM
Defective Asset - DEFASSET
Defective/ Worn Component - WORNCMPT
Excessive Load - EXLOAD
Improper Maintenance - IMPRMNT
Insufficient Lubrication - INSLUBR
Lack of/ Inadequate Training - LACKTRN
Loose/ Missing Component - MISSCMP
Normal Wear - NRMWEAR
Other (specify) - OTHER
Poor Installation - PRINSTAL
Procedure Issue - PROCISSU
Utility Failure - UTLFAIL
Vandalism - VNDLSM
Weather condition/Forces of nature or Act of God - ACTGOD
Action
Adjusted - ADJUSTD
Decommission - DECOMM
Decontaminate - DECONTME
Do Nothing - DONOTHIN
Lubricate - LUBRCTE
Other (specify) - OTHER
Recalibrate - RECALBRT
Remove Obstruction - REMVOBT
Repair Asset - REPRASS
Repair Component - REPCMPT
Replace Asset - REPLASS
Replace Component - REPLCMPT
Upgrade - UPGRADES
Separator - SEP
Problem
Abnormal Temprature - ABNTEMP
Corrosion - CORROS
Electrical Trip Out - ELECTRIP
Excess Floating Hydrocarbon - EXFLH1
Excessive Noise - EXNOISE
Excessive Vibration - EXVIBRTN
Failed Inspection - FAILI1
Jammed Equipment - JAMMEDEQ
Leaking - LEAKING
Low Performance - LOWPERF
Non-Operational - NONOPER
Non-Operational - NONOPER8
Physical Damage - PHYDA1
Physical Damage - PHYDMGE
Spill - SPILL1
Unusual Smell - UNSMELL
Unusual Smoke - UNSMOKE
Failure
Baffle - BAFFLE1
Cover - COVER1
Excess Floating Debris - EXCEFLD1
Excess Floating Hydrocarbon - EXCEFLH1
Excess Floating Hydrocarbon - EXCEFLH2
Excess Hydrocarbon/Debris - EXCEHY1
Excess Sediments - EXCESE1
Fuel - FUEL1
Separator internal components deteriorated - SEPICDET
Sludge - SLUDGE1
Steel tank corroded - STLTCOR
Stormceptor oil ingress into the city storm water - STRSINGR
Structure Damage - STRUDA1
Tank has excessive build-up of contaminants - TNKCONT
Unit Non Operational - UNITNOO1
Cause
Accelerated Wear - ACCWEAR
Accident - ACCIDENT
Contamination - CONTAM
Contractor - CONTR1
Contractor - CONTR2
Contractor - CONTR3
Defective Asset - DEFASSET
Defective/ Worn Component - WORNCMPT
Excessive Build Up - EXCMOL1
Excessive Load - EXLOAD
Fuel - FUEL1
Fuel - FUEL2
Fuel & Debris - FUELEB1
Fueling Operator/Equipment Error - FUOEE1
Ground Water Contamination - FUSBLR1
Improper Maintenance - IMPRMNT
Insufficient Lubrication - INSLUBR
Lack of/ Inadequate Training - LACKTRN
Loose/ Missing Component - MISSCMP
Malfunction - MALFUNC1
Normal Wear - NRMWEAR
Other (specify) - OTHER
Poor Installation - PRINSTAL
Procedure Issue - PROCISSU
Sludge - SLUDG1
Sludge & Debris - SLUDB1
Spill - SPILL1
Stormwater Flow - STROFL1
Utility Failure - UTLFAIL
Vandalism - VNDLSM
Weather condition/Forces of nature or Act of God - ACTGOD
Action
Adjusted - ADJUSTD
Decommission - DECOMM
Decontaminate - DECONTME
Do Nothing - DONOTHIN
Lubricate - LUBRCTE
Other (specify) - OTHER
Recalibrate - RECALBRT
Refill Unit - REFUNI
Remove Obstruction - REMVOBT
Repair - REPAIR
Repair Asset - REPRASS
Repair Component - REPCMPT
Replace - REPLACE
Replace Asset - REPLASS
Replace Component - REPLCMPT
Report - REPORT
Upgrade - UPGRADES
Vac Truck Empty - VACTRE
Vac Truck Skimming - VATRUSK
Septic Tank - SEPTNK
Problem
Abnormal Temprature - ABNTEMP
Corrosion - CORROS
Electrical Trip Out - ELECTRIP
Excessive Noise - EXNOISE
Excessive Vibration - EXVIBRTN
Jammed Equipment - JAMMEDEQ
Leaking - LEAKING
Low Performance - LOWPERF
Non-Operational - NONOPER
Physical Damage - PHYDMGE
Unusual Smell - UNSMELL
Unusual Smoke - UNSMOKE
Failure
Septic tank deteriorated - STNKDET
Septic tank sludge over fill - STNKOVER
Cause
Accelerated Wear - ACCWEAR
Accident - ACCIDENT
Contamination - CONTAM
Defective Asset - DEFASSET
Defective/ Worn Component - WORNCMPT
Excessive Load - EXLOAD
Improper Maintenance - IMPRMNT
Insufficient Lubrication - INSLUBR
Lack of/ Inadequate Training - LACKTRN
Loose/ Missing Component - MISSCMP
Normal Wear - NRMWEAR
Other (specify) - OTHER
Poor Installation - PRINSTAL
Procedure Issue - PROCISSU
Utility Failure - UTLFAIL
Vandalism - VNDLSM
Weather condition/Forces of nature or Act of God - ACTGOD
Action
Adjusted - ADJUSTD
Decommission - DECOMM
Decontaminate - DECONTME
Do Nothing - DONOTHIN
Lubricate - LUBRCTE
Other (specify) - OTHER
Recalibrate - RECALBRT
Remove Obstruction - REMVOBT
Repair Asset - REPRASS
Repair Component - REPCMPT
Replace Asset - REPLASS
Replace Component - REPLCMPT
Upgrade - UPGRADES
Sewage Clear Station - SEWCLRST
Problem
Abnormal Temprature - ABNTEMP
Corrosion - CORROS
Electrical Trip Out - ELECTRIP
Excessive Noise - EXNOISE
Excessive Vibration - EXVIBRTN
Jammed Equipment - JAMMEDEQ
Leaking - LEAKING
Low Performance - LOWPERF
Non-Operational - NONOPER
Physical Damage - PHYDMGE
Unusual Smell - UNSMELL
Unusual Smoke - UNSMOKE
Failure
Sewage clear station tank solid accumulation - SCSTACCM
Cause
Accelerated Wear - ACCWEAR
Accident - ACCIDENT
Contamination - CONTAM
Defective Asset - DEFASSET
Defective/ Worn Component - WORNCMPT
Excessive Load - EXLOAD
Improper Maintenance - IMPRMNT
Insufficient Lubrication - INSLUBR
Lack of/ Inadequate Training - LACKTRN
Loose/ Missing Component - MISSCMP
Normal Wear - NRMWEAR
Other (specify) - OTHER
Poor Installation - PRINSTAL
Procedure Issue - PROCISSU
Utility Failure - UTLFAIL
Vandalism - VNDLSM
Weather condition/Forces of nature or Act of God - ACTGOD
Action
Adjusted - ADJUSTD
Decommission - DECOMM
Decontaminate - DECONTME
Do Nothing - DONOTHIN
Lubricate - LUBRCTE
Other (specify) - OTHER
Recalibrate - RECALBRT
Remove Obstruction - REMVOBT
Repair Asset - REPRASS
Repair Component - REPCMPT
Replace Asset - REPLASS
Replace Component - REPLCMPT
Upgrade - UPGRADES
Shear Valve - SHRVLV
Problem
Abnormal Temprature - ABNTEMP
Corrosion - CORROS
Electrical Trip Out - ELECTRIP
Excessive Noise - EXNOISE
Excessive Vibration - EXVIBRTN
Jammed Equipment - JAMMEDEQ
Leaking - LEAKING
Low Performance - LOWPERF
Non-Operational - NONOPER
Physical Damage - PHYDMGE
Unusual Smell - UNSMELL
Unusual Smoke - UNSMOKE
Failure
Shear valve failed - SVLVFAIL
Valve fails to shear - VLVSHEA
Cause
Accelerated Wear - ACCWEAR
Accident - ACCIDENT
Contamination - CONTAM
Defective Asset - DEFASSET
Defective/ Worn Component - WORNCMPT
Excessive Load - EXLOAD
Improper Maintenance - IMPRMNT
Insufficient Lubrication - INSLUBR
Lack of/ Inadequate Training - LACKTRN
Loose/ Missing Component - MISSCMP
Normal Wear - NRMWEAR
Other (specify) - OTHER
Poor Installation - PRINSTAL
Procedure Issue - PROCISSU
Utility Failure - UTLFAIL
Vandalism - VNDLSM
Weather condition/Forces of nature or Act of God - ACTGOD
Action
Adjusted - ADJUSTD
Decommission - DECOMM
Decontaminate - DECONTME
Do Nothing - DONOTHIN
Lubricate - LUBRCTE
Other (specify) - OTHER
Recalibrate - RECALBRT
Remove Obstruction - REMVOBT
Repair Asset - REPRASS
Repair Component - REPCMPT
Replace Asset - REPLASS
Replace Component - REPLCMPT
Upgrade - UPGRADES
Shed - SHD
Problem
Abnormal Temprature - ABNTEMP
Corrosion - CORROS
Electrical Trip Out - ELECTRIP
Excessive Noise - EXNOISE
Excessive Vibration - EXVIBRTN
Jammed Equipment - JAMMEDEQ
Leaking - LEAKING
Low Performance - LOWPERF
Non-Operational - NONOPER
Physical Damage - PHYDMGE
Unusual Smell - UNSMELL
Unusual Smoke - UNSMOKE
Failure
Shed foundation deteriorated - SFNDDET
Shed heater operating at inappropriate time - SHHTTIME
Shed roof deteriorated - SRFDET
Shed structure deteriorated - SSTRDET
Cause
Accelerated Wear - ACCWEAR
Accident - ACCIDENT
Contamination - CONTAM
Defective Asset - DEFASSET
Defective/ Worn Component - WORNCMPT
Excessive Load - EXLOAD
Improper Maintenance - IMPRMNT
Insufficient Lubrication - INSLUBR
Lack of/ Inadequate Training - LACKTRN
Loose/ Missing Component - MISSCMP
Normal Wear - NRMWEAR
Other (specify) - OTHER
Poor Installation - PRINSTAL
Procedure Issue - PROCISSU
Utility Failure - UTLFAIL
Vandalism - VNDLSM
Weather condition/Forces of nature or Act of God - ACTGOD
Action
Adjusted - ADJUSTD
Decommission - DECOMM
Decontaminate - DECONTME
Do Nothing - DONOTHIN
Lubricate - LUBRCTE
Other (specify) - OTHER
Recalibrate - RECALBRT
Remove Obstruction - REMVOBT
Repair Asset - REPRASS
Repair Component - REPCMPT
Replace Asset - REPLASS
Replace Component - REPLCMPT
Upgrade - UPGRADES
Shelter - SHLTR
Problem
Abnormal Temprature - ABNTEMP
Corrosion - CORROS
Electrical Trip Out - ELECTRIP
Excessive Noise - EXNOISE
Excessive Vibration - EXVIBRTN
Jammed Equipment - JAMMEDEQ
Leaking - LEAKING
Low Performance - LOWPERF
Non-Operational - NONOPER
Physical Damage - PHYDMGE
Unusual Smell - UNSMELL
Unusual Smoke - UNSMOKE
Failure
Shelter roof deteriorated - SHRFDET
Shelter structure deteriorated - SHSTRDET
Cause
Accelerated Wear - ACCWEAR
Accident - ACCIDENT
Contamination - CONTAM
Defective Asset - DEFASSET
Defective/ Worn Component - WORNCMPT
Excessive Load - EXLOAD
Improper Maintenance - IMPRMNT
Insufficient Lubrication - INSLUBR
Lack of/ Inadequate Training - LACKTRN
Loose/ Missing Component - MISSCMP
Normal Wear - NRMWEAR
Other (specify) - OTHER
Poor Installation - PRINSTAL
Procedure Issue - PROCISSU
Utility Failure - UTLFAIL
Vandalism - VNDLSM
Weather condition/Forces of nature or Act of God - ACTGOD
Action
Adjusted - ADJUSTD
Decommission - DECOMM
Decontaminate - DECONTME
Do Nothing - DONOTHIN
Lubricate - LUBRCTE
Other (specify) - OTHER
Recalibrate - RECALBRT
Remove Obstruction - REMVOBT
Repair Asset - REPRASS
Repair Component - REPCMPT
Replace Asset - REPLASS
Replace Component - REPLCMPT
Upgrade - UPGRADES
Signal Light - SIGLGHT
Problem
Abnormal Temprature - ABNTEMP
Corrosion - CORROS
Electrical Trip Out - ELECTRIP
Excessive Noise - EXNOISE
Excessive Vibration - EXVIBRTN
Jammed Equipment - JAMMEDEQ
Leaking - LEAKING
Low Performance - LOWPERF
Non-Operational - NONOPER
Physical Damage - PHYDMGE
Unusual Smell - UNSMELL
Unusual Smoke - UNSMOKE
Failure
Battery connections loose - BATCONL
Battery plate sulfation buildup - BATSULF
Controller failure - CTLF
Electrical insulation frayed or cracked - EINSULCK
Internal Battery Failure - BATTFAIL
Cause
Accelerated Wear - ACCWEAR
Accident - ACCIDENT
Contamination - CONTAM
Defective Asset - DEFASSET
Defective/ Worn Component - WORNCMPT
Excessive Load - EXLOAD
Improper Maintenance - IMPRMNT
Insufficient Lubrication - INSLUBR
Lack of/ Inadequate Training - LACKTRN
Loose/ Missing Component - MISSCMP
Normal Wear - NRMWEAR
Other (specify) - OTHER
Poor Installation - PRINSTAL
Procedure Issue - PROCISSU
Utility Failure - UTLFAIL
Vandalism - VNDLSM
Weather condition/Forces of nature or Act of God - ACTGOD
Action
Adjusted - ADJUSTD
Decommission - DECOMM
Decontaminate - DECONTME
Do Nothing - DONOTHIN
Lubricate - LUBRCTE
Other (specify) - OTHER
Recalibrate - RECALBRT
Remove Obstruction - REMVOBT
Repair Asset - REPRASS
Repair Component - REPCMPT
Replace Asset - REPLASS
Replace Component - REPLCMPT
Upgrade - UPGRADES
Signs - Facility ID - SGNFACID
Problem
Abnormal Temprature - ABNTEMP
Corrosion - CORROS
Electrical Trip Out - ELECTRIP
Excessive Noise - EXNOISE
Excessive Vibration - EXVIBRTN
Jammed Equipment - JAMMEDEQ
Leaking - LEAKING
Low Performance - LOWPERF
Non-Operational - NONOPER
Physical Damage - PHYDMGE
Unusual Smell - UNSMELL
Unusual Smoke - UNSMOKE
Failure
Signage support deteriorated - SGNSDET
Static signage face and enclosure contaminated - SSFECONT
Static signage face and enclosure deteriorated - SSFEDET
Cause
Accelerated Wear - ACCWEAR
Accident - ACCIDENT
Contamination - CONTAM
Defective Asset - DEFASSET
Defective/ Worn Component - WORNCMPT
Excessive Load - EXLOAD
Improper Maintenance - IMPRMNT
Insufficient Lubrication - INSLUBR
Lack of/ Inadequate Training - LACKTRN
Loose/ Missing Component - MISSCMP
Normal Wear - NRMWEAR
Other (specify) - OTHER
Poor Installation - PRINSTAL
Procedure Issue - PROCISSU
Utility Failure - UTLFAIL
Vandalism - VNDLSM
Weather condition/Forces of nature or Act of God - ACTGOD
Action
Adjusted - ADJUSTD
Decommission - DECOMM
Decontaminate - DECONTME
Do Nothing - DONOTHIN
Lubricate - LUBRCTE
Other (specify) - OTHER
Recalibrate - RECALBRT
Remove Obstruction - REMVOBT
Repair Asset - REPRASS
Repair Component - REPCMPT
Replace Asset - REPLASS
Replace Component - REPLCMPT
Upgrade - UPGRADES
Signs - Parking - SGNPARK
Problem
Abnormal Temprature - ABNTEMP
Corrosion - CORROS
Electrical Trip Out - ELECTRIP
Excessive Noise - EXNOISE
Excessive Vibration - EXVIBRTN
Jammed Equipment - JAMMEDEQ
Leaking - LEAKING
Low Performance - LOWPERF
Non-Operational - NONOPER
Physical Damage - PHYDMGE
Unusual Smell - UNSMELL
Unusual Smoke - UNSMOKE
Cause
Accelerated Wear - ACCWEAR
Accident - ACCIDENT
Contamination - CONTAM
Defective Asset - DEFASSET
Defective/ Worn Component - WORNCMPT
Excessive Load - EXLOAD
Improper Maintenance - IMPRMNT
Insufficient Lubrication - INSLUBR
Lack of/ Inadequate Training - LACKTRN
Loose/ Missing Component - MISSCMP
Normal Wear - NRMWEAR
Other (specify) - OTHER
Poor Installation - PRINSTAL
Procedure Issue - PROCISSU
Utility Failure - UTLFAIL
Vandalism - VNDLSM
Weather condition/Forces of nature or Act of God - ACTGOD
Action
Adjusted - ADJUSTD
Decommission - DECOMM
Decontaminate - DECONTME
Do Nothing - DONOTHIN
Lubricate - LUBRCTE
Other (specify) - OTHER
Recalibrate - RECALBRT
Remove Obstruction - REMVOBT
Repair Asset - REPRASS
Repair Component - REPCMPT
Replace Asset - REPLASS
Replace Component - REPLCMPT
Upgrade - UPGRADES
Sloped Roof - SLPDRF
Problem
Abnormal Temprature - ABNTEMP
Corrosion - CORROS
Electrical Trip Out - ELECTRIP
Excessive Noise - EXNOISE
Excessive Vibration - EXVIBRTN
Jammed Equipment - JAMMEDEQ
Leaking - LEAKING
Low Performance - LOWPERF
Non-Operational - NONOPER
Physical Damage - PHYDMGE
Unusual Smell - UNSMELL
Unusual Smoke - UNSMOKE
Failure
Roof structure, components, surface, or hardware deteriorated - RSCHDEP
Cause
Accelerated Wear - ACCWEAR
Accident - ACCIDENT
Contamination - CONTAM
Defective Asset - DEFASSET
Defective/ Worn Component - WORNCMPT
Excessive Load - EXLOAD
Improper Maintenance - IMPRMNT
Insufficient Lubrication - INSLUBR
Lack of/ Inadequate Training - LACKTRN
Loose/ Missing Component - MISSCMP
Normal Wear - NRMWEAR
Other (specify) - OTHER
Poor Installation - PRINSTAL
Procedure Issue - PROCISSU
Utility Failure - UTLFAIL
Vandalism - VNDLSM
Weather condition/Forces of nature or Act of God - ACTGOD
Action
Adjusted - ADJUSTD
Decommission - DECOMM
Decontaminate - DECONTME
Do Nothing - DONOTHIN
Lubricate - LUBRCTE
Other (specify) - OTHER
Recalibrate - RECALBRT
Remove Obstruction - REMVOBT
Repair Asset - REPRASS
Repair Component - REPCMPT
Replace Asset - REPLASS
Replace Component - REPLCMPT
Upgrade - UPGRADES
Solenoid Valve - SOLEVLV
Problem
Abnormal Temprature - ABNTEMP
Corrosion - CORROS
Electrical Trip Out - ELECTRIP
Excessive Noise - EXNOISE
Excessive Vibration - EXVIBRTN
Jammed Equipment - JAMMEDEQ
Leaking - LEAKING
Low Performance - LOWPERF
Non-Operational - NONOPER
Physical Damage - PHYDMGE
Unusual Smell - UNSMELL
Unusual Smoke - UNSMOKE
Failure
Solenoid valve components worn - SVLVWORN
Cause
Accelerated Wear - ACCWEAR
Accident - ACCIDENT
Contamination - CONTAM
Defective Asset - DEFASSET
Defective/ Worn Component - WORNCMPT
Excessive Load - EXLOAD
Improper Maintenance - IMPRMNT
Insufficient Lubrication - INSLUBR
Lack of/ Inadequate Training - LACKTRN
Loose/ Missing Component - MISSCMP
Normal Wear - NRMWEAR
Other (specify) - OTHER
Poor Installation - PRINSTAL
Procedure Issue - PROCISSU
Utility Failure - UTLFAIL
Vandalism - VNDLSM
Weather condition/Forces of nature or Act of God - ACTGOD
Action
Adjusted - ADJUSTD
Decommission - DECOMM
Decontaminate - DECONTME
Do Nothing - DONOTHIN
Lubricate - LUBRCTE
Other (specify) - OTHER
Recalibrate - RECALBRT
Remove Obstruction - REMVOBT
Repair Asset - REPRASS
Repair Component - REPCMPT
Replace Asset - REPLASS
Replace Component - REPLCMPT
Upgrade - UPGRADES
Spill Kits Station - SPLKTSTN
Problem
Abnormal Temprature - ABNTEMP
Corrosion - CORROS
Electrical Trip Out - ELECTRIP
Excessive Noise - EXNOISE
Excessive Vibration - EXVIBRTN
Jammed Equipment - JAMMEDEQ
Leaking - LEAKING
Low Performance - LOWPERF
Non-Operational - NONOPER
Physical Damage - PHYDMGE
Unusual Smell - UNSMELL
Unusual Smoke - UNSMOKE
Failure
Spill kit components deteriorated - SKCDET
Spill Kits Station seal deteriorated - SKSSDET
Cause
Accelerated Wear - ACCWEAR
Accident - ACCIDENT
Contamination - CONTAM
Defective Asset - DEFASSET
Defective/ Worn Component - WORNCMPT
Excessive Load - EXLOAD
Improper Maintenance - IMPRMNT
Insufficient Lubrication - INSLUBR
Lack of/ Inadequate Training - LACKTRN
Loose/ Missing Component - MISSCMP
Normal Wear - NRMWEAR
Other (specify) - OTHER
Poor Installation - PRINSTAL
Procedure Issue - PROCISSU
Utility Failure - UTLFAIL
Vandalism - VNDLSM
Weather condition/Forces of nature or Act of God - ACTGOD
Action
Adjusted - ADJUSTD
Decommission - DECOMM
Decontaminate - DECONTME
Do Nothing - DONOTHIN
Lubricate - LUBRCTE
Other (specify) - OTHER
Recalibrate - RECALBRT
Remove Obstruction - REMVOBT
Repair Asset - REPRASS
Repair Component - REPCMPT
Replace Asset - REPLASS
Replace Component - REPLCMPT
Upgrade - UPGRADES
Sprinkler System - SPRNKSYS
Problem
Abnormal Temprature - ABNTEMP
Corrosion - CORROS
Electrical Trip Out - ELECTRIP
Excessive Noise - EXNOISE
Excessive Vibration - EXVIBRTN
Jammed Equipment - JAMMEDEQ
Leaking - LEAKING
Low Performance - LOWPERF
Non-Operational - NONOPER
Physical Damage - PHYDMGE
Unusual Smell - UNSMELL
Unusual Smoke - UNSMOKE
Failure
Sprinkler gauges for wet, deluge systems and preaction systems deteriorated - SPKSGDET
Sprinkler system antifreeze solution weakened or depleted - SPKSADEP
Sprinkler system deteriorated - SPKSDET
Sprinkler system failed - SPKSFAIL
Sprinkler system gauges for dry systems deteriorated - SPKGDET
Sprinkler system gauges, control valves and main drain failed - SPKGFAIL
Sprinkler system water flow alarm device failed - SPKAFAIL
Cause
Accelerated Wear - ACCWEAR
Accident - ACCIDENT
Contamination - CONTAM
Defective Asset - DEFASSET
Defective/ Worn Component - WORNCMPT
Excessive Load - EXLOAD
Improper Maintenance - IMPRMNT
Insufficient Lubrication - INSLUBR
Lack of/ Inadequate Training - LACKTRN
Loose/ Missing Component - MISSCMP
Normal Wear - NRMWEAR
Other (specify) - OTHER
Poor Installation - PRINSTAL
Procedure Issue - PROCISSU
Utility Failure - UTLFAIL
Vandalism - VNDLSM
Weather condition/Forces of nature or Act of God - ACTGOD
Action
Adjusted - ADJUSTD
Decommission - DECOMM
Decontaminate - DECONTME
Do Nothing - DONOTHIN
Lubricate - LUBRCTE
Other (specify) - OTHER
Recalibrate - RECALBRT
Remove Obstruction - REMVOBT
Repair Asset - REPRASS
Repair Component - REPCMPT
Replace Asset - REPLASS
Replace Component - REPLCMPT
Upgrade - UPGRADES
Stairway - STRWY
Problem
Abnormal Temprature - ABNTEMP
Corrosion - CORROS
Electrical Trip Out - ELECTRIP
Excessive Noise - EXNOISE
Excessive Vibration - EXVIBRTN
Jammed Equipment - JAMMEDEQ
Leaking - LEAKING
Low Performance - LOWPERF
Non-Operational - NONOPER
Physical Damage - PHYDMGE
Unusual Smell - UNSMELL
Unusual Smoke - UNSMOKE
Failure
Stairway stringers, treads, or landings deteriorated - STRWDET
Cause
Accelerated Wear - ACCWEAR
Accident - ACCIDENT
Contamination - CONTAM
Defective Asset - DEFASSET
Defective/ Worn Component - WORNCMPT
Excessive Load - EXLOAD
Improper Maintenance - IMPRMNT
Insufficient Lubrication - INSLUBR
Lack of/ Inadequate Training - LACKTRN
Loose/ Missing Component - MISSCMP
Normal Wear - NRMWEAR
Other (specify) - OTHER
Poor Installation - PRINSTAL
Procedure Issue - PROCISSU
Utility Failure - UTLFAIL
Vandalism - VNDLSM
Weather condition/Forces of nature or Act of God - ACTGOD
Action
Adjusted - ADJUSTD
Decommission - DECOMM
Decontaminate - DECONTME
Do Nothing - DONOTHIN
Lubricate - LUBRCTE
Other (specify) - OTHER
Recalibrate - RECALBRT
Remove Obstruction - REMVOBT
Repair Asset - REPRASS
Repair Component - REPCMPT
Replace Asset - REPLASS
Replace Component - REPLCMPT
Upgrade - UPGRADES
Standpipe System - STNDPSYS
Problem
Abnormal Temprature - ABNTEMP
Corrosion - CORROS
Electrical Trip Out - ELECTRIP
Excessive Noise - EXNOISE
Excessive Vibration - EXVIBRTN
Jammed Equipment - JAMMEDEQ
Leaking - LEAKING
Low Performance - LOWPERF
Non-Operational - NONOPER
Physical Damage - PHYDMGE
Unusual Smell - UNSMELL
Unusual Smoke - UNSMOKE
Failure
Dry standpipe system pressure failed - DSPSFAIL
Standpipe system condensation - STPSCOND
Standpipe system deteriorated - SPSSDET
Standpipe system hydrostatic capability failed - SPSHFAIL
Standpipe system water flow alarm failed - STPSFAIL
Cause
Accelerated Wear - ACCWEAR
Accident - ACCIDENT
Contamination - CONTAM
Defective Asset - DEFASSET
Defective/ Worn Component - WORNCMPT
Excessive Load - EXLOAD
Improper Maintenance - IMPRMNT
Insufficient Lubrication - INSLUBR
Lack of/ Inadequate Training - LACKTRN
Loose/ Missing Component - MISSCMP
Normal Wear - NRMWEAR
Other (specify) - OTHER
Poor Installation - PRINSTAL
Procedure Issue - PROCISSU
Utility Failure - UTLFAIL
Vandalism - VNDLSM
Weather condition/Forces of nature or Act of God - ACTGOD
Action
Adjusted - ADJUSTD
Decommission - DECOMM
Decontaminate - DECONTME
Do Nothing - DONOTHIN
Lubricate - LUBRCTE
Other (specify) - OTHER
Recalibrate - RECALBRT
Remove Obstruction - REMVOBT
Repair Asset - REPRASS
Repair Component - REPCMPT
Replace Asset - REPLASS
Replace Component - REPLCMPT
Upgrade - UPGRADES
Steam Deaerator - STMDRTOR
Problem
Abnormal Temprature - ABNTEMP
Corrosion - CORROS
Electrical Trip Out - ELECTRIP
Excessive Noise - EXNOISE
Excessive Vibration - EXVIBRTN
Jammed Equipment - JAMMEDEQ
Leaking - LEAKING
Low Performance - LOWPERF
Non-Operational - NONOPER
Physical Damage - PHYDMGE
Unusual Smell - UNSMELL
Unusual Smoke - UNSMOKE
Failure
Aerator Main Pressure Indicator Sensor Failed - AMPIFAIL
High pressure blowdown steam deaerator relief valve failed closed - HPBRVFCL
Steam Deaerator Internally Deteriorated - STDIDET
Cause
Accelerated Wear - ACCWEAR
Accident - ACCIDENT
Contamination - CONTAM
Defective Asset - DEFASSET
Defective/ Worn Component - WORNCMPT
Excessive Load - EXLOAD
Improper Maintenance - IMPRMNT
Insufficient Lubrication - INSLUBR
Lack of/ Inadequate Training - LACKTRN
Loose/ Missing Component - MISSCMP
Normal Wear - NRMWEAR
Other (specify) - OTHER
Poor Installation - PRINSTAL
Procedure Issue - PROCISSU
Utility Failure - UTLFAIL
Vandalism - VNDLSM
Weather condition/Forces of nature or Act of God - ACTGOD
Action
Adjusted - ADJUSTD
Decommission - DECOMM
Decontaminate - DECONTME
Do Nothing - DONOTHIN
Lubricate - LUBRCTE
Other (specify) - OTHER
Recalibrate - RECALBRT
Remove Obstruction - REMVOBT
Repair Asset - REPRASS
Repair Component - REPCMPT
Replace Asset - REPLASS
Replace Component - REPLCMPT
Upgrade - UPGRADES
Steam Flash Tank - STMFTANK
Problem
Abnormal Temprature - ABNTEMP
Corrosion - CORROS
Electrical Trip Out - ELECTRIP
Excessive Noise - EXNOISE
Excessive Vibration - EXVIBRTN
Jammed Equipment - JAMMEDEQ
Leaking - LEAKING
Low Performance - LOWPERF
Non-Operational - NONOPER
Physical Damage - PHYDMGE
Unusual Smell - UNSMELL
Unusual Smoke - UNSMOKE
Failure
Flash Tank Condensate Level Sight Glass Contaminated - FTCSCONT
High pressure blowdown flash tank relief valve failed closed - HPBRVCL
Steam Flash Tank Externally Deteriorated - SFTKEDET
Steam Flash Tank Float Deteriorated - SFTKFDET
Cause
Accelerated Wear - ACCWEAR
Accident - ACCIDENT
Contamination - CONTAM
Defective Asset - DEFASSET
Defective/ Worn Component - WORNCMPT
Excessive Load - EXLOAD
Improper Maintenance - IMPRMNT
Insufficient Lubrication - INSLUBR
Lack of/ Inadequate Training - LACKTRN
Loose/ Missing Component - MISSCMP
Normal Wear - NRMWEAR
Other (specify) - OTHER
Poor Installation - PRINSTAL
Procedure Issue - PROCISSU
Utility Failure - UTLFAIL
Vandalism - VNDLSM
Weather condition/Forces of nature or Act of God - ACTGOD
Action
Adjusted - ADJUSTD
Decommission - DECOMM
Decontaminate - DECONTME
Do Nothing - DONOTHIN
Lubricate - LUBRCTE
Other (specify) - OTHER
Recalibrate - RECALBRT
Remove Obstruction - REMVOBT
Repair Asset - REPRASS
Repair Component - REPCMPT
Replace Asset - REPLASS
Replace Component - REPLCMPT
Upgrade - UPGRADES
Storage Tank - STORTNK
Problem
Abnormal Temprature - ABNTEMP
Corrosion - CORROS
Electrical Trip Out - ELECTRIP
Excessive Noise - EXNOISE
Excessive Vibration - EXVIBRTN
Jammed Equipment - JAMMEDEQ
Leaking - LEAKING
Low Performance - LOWPERF
Non-Operational - NONOPER
Physical Damage - PHYDMGE
Unusual Smell - UNSMELL
Unusual Smoke - UNSMOKE
Failure
Glycol storage tank overfilled - GLSTOVER
Oil underground single wall storage tank deteriorated - OTKDET
Storage tank deteriorated - STTKDET
Underground double wall storage tank deteriorated - UTKDWDET
Waste oil storage tank overfilled - WPSTOVER
Water/ICE underground storage tank deteriorated - WTTKDET
Cause
Accelerated Wear - ACCWEAR
Accident - ACCIDENT
Contamination - CONTAM
Defective Asset - DEFASSET
Defective/ Worn Component - WORNCMPT
Excessive Load - EXLOAD
Improper Maintenance - IMPRMNT
Insufficient Lubrication - INSLUBR
Lack of/ Inadequate Training - LACKTRN
Loose/ Missing Component - MISSCMP
Normal Wear - NRMWEAR
Other (specify) - OTHER
Poor Installation - PRINSTAL
Procedure Issue - PROCISSU
Utility Failure - UTLFAIL
Vandalism - VNDLSM
Weather condition/Forces of nature or Act of God - ACTGOD
Action
Adjusted - ADJUSTD
Decommission - DECOMM
Decontaminate - DECONTME
Do Nothing - DONOTHIN
Lubricate - LUBRCTE
Other (specify) - OTHER
Recalibrate - RECALBRT
Remove Obstruction - REMVOBT
Repair Asset - REPRASS
Repair Component - REPCMPT
Replace Asset - REPLASS
Replace Component - REPLCMPT
Upgrade - UPGRADES
Stormceptor - STRCEPTR
Problem
Abnormal Temprature - ABNTEMP
Corrosion - CORROS
Electrical Trip Out - ELECTRIP
Excessive Noise - EXNOISE
Excessive Vibration - EXVIBRTN
Jammed Equipment - JAMMEDEQ
Leaking - LEAKING
Low Performance - LOWPERF
Non-Operational - NONOPER
Physical Damage - PHYDMGE
Unusual Smell - UNSMELL
Unusual Smoke - UNSMOKE
Cause
Accelerated Wear - ACCWEAR
Accident - ACCIDENT
Contamination - CONTAM
Defective Asset - DEFASSET
Defective/ Worn Component - WORNCMPT
Excessive Load - EXLOAD
Improper Maintenance - IMPRMNT
Insufficient Lubrication - INSLUBR
Lack of/ Inadequate Training - LACKTRN
Loose/ Missing Component - MISSCMP
Normal Wear - NRMWEAR
Other (specify) - OTHER
Poor Installation - PRINSTAL
Procedure Issue - PROCISSU
Utility Failure - UTLFAIL
Vandalism - VNDLSM
Weather condition/Forces of nature or Act of God - ACTGOD
Action
Adjusted - ADJUSTD
Decommission - DECOMM
Decontaminate - DECONTME
Do Nothing - DONOTHIN
Lubricate - LUBRCTE
Other (specify) - OTHER
Recalibrate - RECALBRT
Remove Obstruction - REMVOBT
Repair Asset - REPRASS
Repair Component - REPCMPT
Replace Asset - REPLASS
Replace Component - REPLCMPT
Upgrade - UPGRADES
Strainer - STRN
Problem
Abnormal Temprature - ABNTEMP
Corrosion - CORROS
Electrical Trip Out - ELECTRIP
Excessive Noise - EXNOISE
Excessive Vibration - EXVIBRTN
Jammed Equipment - JAMMEDEQ
Leaking - LEAKING
Low Performance - LOWPERF
Non-Operational - NONOPER
Physical Damage - PHYDMGE
Unusual Smell - UNSMELL
Unusual Smoke - UNSMOKE
Failure
Strainer components deteriorated - STRNDET
Strainer contaminated - STRNCONT
Cause
Accelerated Wear - ACCWEAR
Accident - ACCIDENT
Contamination - CONTAM
Defective Asset - DEFASSET
Defective/ Worn Component - WORNCMPT
Excessive Load - EXLOAD
Improper Maintenance - IMPRMNT
Insufficient Lubrication - INSLUBR
Lack of/ Inadequate Training - LACKTRN
Loose/ Missing Component - MISSCMP
Normal Wear - NRMWEAR
Other (specify) - OTHER
Poor Installation - PRINSTAL
Procedure Issue - PROCISSU
Utility Failure - UTLFAIL
Vandalism - VNDLSM
Weather condition/Forces of nature or Act of God - ACTGOD
Action
Adjusted - ADJUSTD
Decommission - DECOMM
Decontaminate - DECONTME
Do Nothing - DONOTHIN
Lubricate - LUBRCTE
Other (specify) - OTHER
Recalibrate - RECALBRT
Remove Obstruction - REMVOBT
Repair Asset - REPRASS
Repair Component - REPCMPT
Replace Asset - REPLASS
Replace Component - REPLCMPT
Upgrade - UPGRADES
Strainer (>75mm) - STRN
Problem
Abnormal Temprature - ABNTEMP
Corrosion - CORROS
Electrical Trip Out - ELECTRIP
Excessive Noise - EXNOISE
Excessive Vibration - EXVIBRTN
Jammed Equipment - JAMMEDEQ
Leaking - LEAKING
Low Performance - LOWPERF
Non-Operational - NONOPER
Physical Damage - PHYDMGE
Unusual Smell - UNSMELL
Unusual Smoke - UNSMOKE
Failure
Strainer components deteriorated - STRNDET
Strainer contaminated - STRNCONT
Cause
Accelerated Wear - ACCWEAR
Accident - ACCIDENT
Contamination - CONTAM
Defective Asset - DEFASSET
Defective/ Worn Component - WORNCMPT
Excessive Load - EXLOAD
Improper Maintenance - IMPRMNT
Insufficient Lubrication - INSLUBR
Lack of/ Inadequate Training - LACKTRN
Loose/ Missing Component - MISSCMP
Normal Wear - NRMWEAR
Other (specify) - OTHER
Poor Installation - PRINSTAL
Procedure Issue - PROCISSU
Utility Failure - UTLFAIL
Vandalism - VNDLSM
Weather condition/Forces of nature or Act of God - ACTGOD
Action
Adjusted - ADJUSTD
Decommission - DECOMM
Decontaminate - DECONTME
Do Nothing - DONOTHIN
Lubricate - LUBRCTE
Other (specify) - OTHER
Recalibrate - RECALBRT
Remove Obstruction - REMVOBT
Repair Asset - REPRASS
Repair Component - REPCMPT
Replace Asset - REPLASS
Replace Component - REPLCMPT
Upgrade - UPGRADES
Substructure - SBSTRUCT
Problem
Abnormal Temprature - ABNTEMP
Corrosion - CORROS
Electrical Trip Out - ELECTRIP
Excessive Noise - EXNOISE
Excessive Vibration - EXVIBRTN
Jammed Equipment - JAMMEDEQ
Leaking - LEAKING
Low Performance - LOWPERF
Non-Operational - NONOPER
Physical Damage - PHYDMGE
Unusual Smell - UNSMELL
Unusual Smoke - UNSMOKE
Failure
Substructure deteriorated - SUBSDET
Cause
Accelerated Wear - ACCWEAR
Accident - ACCIDENT
Contamination - CONTAM
Defective Asset - DEFASSET
Defective/ Worn Component - WORNCMPT
Excessive Load - EXLOAD
Improper Maintenance - IMPRMNT
Insufficient Lubrication - INSLUBR
Lack of/ Inadequate Training - LACKTRN
Loose/ Missing Component - MISSCMP
Normal Wear - NRMWEAR
Other (specify) - OTHER
Poor Installation - PRINSTAL
Procedure Issue - PROCISSU
Utility Failure - UTLFAIL
Vandalism - VNDLSM
Weather condition/Forces of nature or Act of God - ACTGOD
Action
Adjusted - ADJUSTD
Decommission - DECOMM
Decontaminate - DECONTME
Do Nothing - DONOTHIN
Lubricate - LUBRCTE
Other (specify) - OTHER
Recalibrate - RECALBRT
Remove Obstruction - REMVOBT
Repair Asset - REPRASS
Repair Component - REPCMPT
Replace Asset - REPLASS
Replace Component - REPLCMPT
Upgrade - UPGRADES
Substructure (Structural Framing System - Below Grade) - SBSTRUCT
Problem
Abnormal Temprature - ABNTEMP
Corrosion - CORROS
Electrical Trip Out - ELECTRIP
Excessive Noise - EXNOISE
Excessive Vibration - EXVIBRTN
Jammed Equipment - JAMMEDEQ
Leaking - LEAKING
Low Performance - LOWPERF
Non-Operational - NONOPER
Physical Damage - PHYDMGE
Unusual Smell - UNSMELL
Unusual Smoke - UNSMOKE
Failure
Substructure deteriorated - SUBSDET
Cause
Accelerated Wear - ACCWEAR
Accident - ACCIDENT
Contamination - CONTAM
Defective Asset - DEFASSET
Defective/ Worn Component - WORNCMPT
Excessive Load - EXLOAD
Improper Maintenance - IMPRMNT
Insufficient Lubrication - INSLUBR
Lack of/ Inadequate Training - LACKTRN
Loose/ Missing Component - MISSCMP
Normal Wear - NRMWEAR
Other (specify) - OTHER
Poor Installation - PRINSTAL
Procedure Issue - PROCISSU
Utility Failure - UTLFAIL
Vandalism - VNDLSM
Weather condition/Forces of nature or Act of God - ACTGOD
Action
Adjusted - ADJUSTD
Decommission - DECOMM
Decontaminate - DECONTME
Do Nothing - DONOTHIN
Lubricate - LUBRCTE
Other (specify) - OTHER
Recalibrate - RECALBRT
Remove Obstruction - REMVOBT
Repair Asset - REPRASS
Repair Component - REPCMPT
Replace Asset - REPLASS
Replace Component - REPLCMPT
Upgrade - UPGRADES
Subsurface Stormwater Control System - SUBSRFCS
Problem
Abnormal Temprature - ABNTEMP
Corrosion - CORROS
Electrical Trip Out - ELECTRIP
Excessive Noise - EXNOISE
Excessive Vibration - EXVIBRTN
Jammed Equipment - JAMMEDEQ
Leaking - LEAKING
Low Performance - LOWPERF
Non-Operational - NONOPER
Physical Damage - PHYDMGE
Unusual Smell - UNSMELL
Unusual Smoke - UNSMOKE
Failure
Subsurface Storm water Control System Contaminated - SSWCSDET
Cause
Accelerated Wear - ACCWEAR
Accident - ACCIDENT
Contamination - CONTAM
Defective Asset - DEFASSET
Defective/ Worn Component - WORNCMPT
Excessive Load - EXLOAD
Improper Maintenance - IMPRMNT
Insufficient Lubrication - INSLUBR
Lack of/ Inadequate Training - LACKTRN
Loose/ Missing Component - MISSCMP
Normal Wear - NRMWEAR
Other (specify) - OTHER
Poor Installation - PRINSTAL
Procedure Issue - PROCISSU
Utility Failure - UTLFAIL
Vandalism - VNDLSM
Weather condition/Forces of nature or Act of God - ACTGOD
Action
Adjusted - ADJUSTD
Decommission - DECOMM
Decontaminate - DECONTME
Do Nothing - DONOTHIN
Lubricate - LUBRCTE
Other (specify) - OTHER
Recalibrate - RECALBRT
Remove Obstruction - REMVOBT
Repair Asset - REPRASS
Repair Component - REPCMPT
Replace Asset - REPLASS
Replace Component - REPLCMPT
Upgrade - UPGRADES
Sump Pit - SMPIT
Problem
Abnormal Temprature - ABNTEMP
Corrosion - CORROS
Electrical Trip Out - ELECTRIP
Excessive Noise - EXNOISE
Excessive Vibration - EXVIBRTN
Jammed Equipment - JAMMEDEQ
Leaking - LEAKING
Low Performance - LOWPERF
Non-Operational - NONOPER
Physical Damage - PHYDMGE
Unusual Smell - UNSMELL
Unusual Smoke - UNSMOKE
Failure
Sump pit contaminated with debris - SMPCONT
Sump pit/grating deteriorated - SMPGDET
Cause
Accelerated Wear - ACCWEAR
Accident - ACCIDENT
Contamination - CONTAM
Defective Asset - DEFASSET
Defective/ Worn Component - WORNCMPT
Excessive Load - EXLOAD
Improper Maintenance - IMPRMNT
Insufficient Lubrication - INSLUBR
Lack of/ Inadequate Training - LACKTRN
Loose/ Missing Component - MISSCMP
Normal Wear - NRMWEAR
Other (specify) - OTHER
Poor Installation - PRINSTAL
Procedure Issue - PROCISSU
Utility Failure - UTLFAIL
Vandalism - VNDLSM
Weather condition/Forces of nature or Act of God - ACTGOD
Action
Adjusted - ADJUSTD
Decommission - DECOMM
Decontaminate - DECONTME
Do Nothing - DONOTHIN
Lubricate - LUBRCTE
Other (specify) - OTHER
Recalibrate - RECALBRT
Remove Obstruction - REMVOBT
Repair Asset - REPRASS
Repair Component - REPCMPT
Replace Asset - REPLASS
Replace Component - REPLCMPT
Upgrade - UPGRADES
Superstructure - SPSTRUCT
Problem
Abnormal Temprature - ABNTEMP
Corrosion - CORROS
Electrical Trip Out - ELECTRIP
Excessive Noise - EXNOISE
Excessive Vibration - EXVIBRTN
Jammed Equipment - JAMMEDEQ
Leaking - LEAKING
Low Performance - LOWPERF
Non-Operational - NONOPER
Physical Damage - PHYDMGE
Unusual Smell - UNSMELL
Unusual Smoke - UNSMOKE
Failure
Superstructure deteriorated - SMPSSDET
Cause
Accelerated Wear - ACCWEAR
Accident - ACCIDENT
Contamination - CONTAM
Defective Asset - DEFASSET
Defective/ Worn Component - WORNCMPT
Excessive Load - EXLOAD
Improper Maintenance - IMPRMNT
Insufficient Lubrication - INSLUBR
Lack of/ Inadequate Training - LACKTRN
Loose/ Missing Component - MISSCMP
Normal Wear - NRMWEAR
Other (specify) - OTHER
Poor Installation - PRINSTAL
Procedure Issue - PROCISSU
Utility Failure - UTLFAIL
Vandalism - VNDLSM
Weather condition/Forces of nature or Act of God - ACTGOD
Action
Adjusted - ADJUSTD
Decommission - DECOMM
Decontaminate - DECONTME
Do Nothing - DONOTHIN
Lubricate - LUBRCTE
Other (specify) - OTHER
Recalibrate - RECALBRT
Remove Obstruction - REMVOBT
Repair Asset - REPRASS
Repair Component - REPCMPT
Replace Asset - REPLASS
Replace Component - REPLCMPT
Upgrade - UPGRADES
Superstructure (Structural Framing System - Above Grade) - SPSTRUCT
Problem
Abnormal Temprature - ABNTEMP
Corrosion - CORROS
Electrical Trip Out - ELECTRIP
Excessive Noise - EXNOISE
Excessive Vibration - EXVIBRTN
Jammed Equipment - JAMMEDEQ
Leaking - LEAKING
Low Performance - LOWPERF
Non-Operational - NONOPER
Physical Damage - PHYDMGE
Unusual Smell - UNSMELL
Unusual Smoke - UNSMOKE
Failure
Superstructure deteriorated - SMPSSDET
Cause
Accelerated Wear - ACCWEAR
Accident - ACCIDENT
Contamination - CONTAM
Defective Asset - DEFASSET
Defective/ Worn Component - WORNCMPT
Excessive Load - EXLOAD
Improper Maintenance - IMPRMNT
Insufficient Lubrication - INSLUBR
Lack of/ Inadequate Training - LACKTRN
Loose/ Missing Component - MISSCMP
Normal Wear - NRMWEAR
Other (specify) - OTHER
Poor Installation - PRINSTAL
Procedure Issue - PROCISSU
Utility Failure - UTLFAIL
Vandalism - VNDLSM
Weather condition/Forces of nature or Act of God - ACTGOD
Action
Adjusted - ADJUSTD
Decommission - DECOMM
Decontaminate - DECONTME
Do Nothing - DONOTHIN
Lubricate - LUBRCTE
Other (specify) - OTHER
Recalibrate - RECALBRT
Remove Obstruction - REMVOBT
Repair Asset - REPRASS
Repair Component - REPCMPT
Replace Asset - REPLASS
Replace Component - REPLCMPT
Upgrade - UPGRADES
Surface Stormwater Control - SUBSRFCS
Problem
Abnormal Temprature - ABNTEMP
Corrosion - CORROS
Electrical Trip Out - ELECTRIP
Excessive Noise - EXNOISE
Excessive Vibration - EXVIBRTN
Jammed Equipment - JAMMEDEQ
Leaking - LEAKING
Low Performance - LOWPERF
Non-Operational - NONOPER
Physical Damage - PHYDMGE
Unusual Smell - UNSMELL
Unusual Smoke - UNSMOKE
Failure
Subsurface Storm water Control System Contaminated - SSWCSDET
Cause
Accelerated Wear - ACCWEAR
Accident - ACCIDENT
Contamination - CONTAM
Defective Asset - DEFASSET
Defective/ Worn Component - WORNCMPT
Excessive Load - EXLOAD
Improper Maintenance - IMPRMNT
Insufficient Lubrication - INSLUBR
Lack of/ Inadequate Training - LACKTRN
Loose/ Missing Component - MISSCMP
Normal Wear - NRMWEAR
Other (specify) - OTHER
Poor Installation - PRINSTAL
Procedure Issue - PROCISSU
Utility Failure - UTLFAIL
Vandalism - VNDLSM
Weather condition/Forces of nature or Act of God - ACTGOD
Action
Adjusted - ADJUSTD
Decommission - DECOMM
Decontaminate - DECONTME
Do Nothing - DONOTHIN
Lubricate - LUBRCTE
Other (specify) - OTHER
Recalibrate - RECALBRT
Remove Obstruction - REMVOBT
Repair Asset - REPRASS
Repair Component - REPCMPT
Replace Asset - REPLASS
Replace Component - REPLCMPT
Upgrade - UPGRADES
Surface Stormwater Control - SURFSCS
Problem
Abnormal Temprature - ABNTEMP
Corrosion - CORROS
Electrical Trip Out - ELECTRIP
Excessive Noise - EXNOISE
Excessive Vibration - EXVIBRTN
Jammed Equipment - JAMMEDEQ
Leaking - LEAKING
Low Performance - LOWPERF
Non-Operational - NONOPER
Physical Damage - PHYDMGE
Unusual Smell - UNSMELL
Unusual Smoke - UNSMOKE
Failure
Surface storm water control system deteriorated - SSWCONT
Cause
Accelerated Wear - ACCWEAR
Accident - ACCIDENT
Contamination - CONTAM
Defective Asset - DEFASSET
Defective/ Worn Component - WORNCMPT
Excessive Load - EXLOAD
Improper Maintenance - IMPRMNT
Insufficient Lubrication - INSLUBR
Lack of/ Inadequate Training - LACKTRN
Loose/ Missing Component - MISSCMP
Normal Wear - NRMWEAR
Other (specify) - OTHER
Poor Installation - PRINSTAL
Procedure Issue - PROCISSU
Utility Failure - UTLFAIL
Vandalism - VNDLSM
Weather condition/Forces of nature or Act of God - ACTGOD
Action
Adjusted - ADJUSTD
Decommission - DECOMM
Decontaminate - DECONTME
Do Nothing - DONOTHIN
Lubricate - LUBRCTE
Other (specify) - OTHER
Recalibrate - RECALBRT
Remove Obstruction - REMVOBT
Repair Asset - REPRASS
Repair Component - REPCMPT
Replace Asset - REPLASS
Replace Component - REPLCMPT
Upgrade - UPGRADES
Suspended Utilities - SUSPUTIL
Problem
Abnormal Temprature - ABNTEMP
Corrosion - CORROS
Electrical Trip Out - ELECTRIP
Excessive Noise - EXNOISE
Excessive Vibration - EXVIBRTN
Jammed Equipment - JAMMEDEQ
Leaking - LEAKING
Low Performance - LOWPERF
Non-Operational - NONOPER
Physical Damage - PHYDMGE
Unusual Smell - UNSMELL
Unusual Smoke - UNSMOKE
Failure
Suspended utilities deteriorated - SUTDET
Suspended utility support bracket fasteners loose or missing - SUTSNLS
Cause
Accelerated Wear - ACCWEAR
Accident - ACCIDENT
Contamination - CONTAM
Defective Asset - DEFASSET
Defective/ Worn Component - WORNCMPT
Excessive Load - EXLOAD
Improper Maintenance - IMPRMNT
Insufficient Lubrication - INSLUBR
Lack of/ Inadequate Training - LACKTRN
Loose/ Missing Component - MISSCMP
Normal Wear - NRMWEAR
Other (specify) - OTHER
Poor Installation - PRINSTAL
Procedure Issue - PROCISSU
Utility Failure - UTLFAIL
Vandalism - VNDLSM
Weather condition/Forces of nature or Act of God - ACTGOD
Action
Adjusted - ADJUSTD
Decommission - DECOMM
Decontaminate - DECONTME
Do Nothing - DONOTHIN
Lubricate - LUBRCTE
Other (specify) - OTHER
Recalibrate - RECALBRT
Remove Obstruction - REMVOBT
Repair Asset - REPRASS
Repair Component - REPCMPT
Replace Asset - REPLASS
Replace Component - REPLCMPT
Upgrade - UPGRADES
Switchboard - SWTBRD
Problem
Abnormal Temprature - ABNTEMP
Corrosion - CORROS
Electrical Trip Out - ELECTRIP
Excessive Noise - EXNOISE
Excessive Vibration - EXVIBRTN
Jammed Equipment - JAMMEDEQ
Leaking - LEAKING
Low Performance - LOWPERF
No Power - NOPOWER5
Non-Operational - NONOPER
Other (Specify) - OTOPEC10
Physical Damage - PHYDMGE
Unusual Smell - UNSMELL
Unusual Smoke - UNSMOKE
Failure
Arcing Wires - ARCIWIR1
Blown Fuse - FUSEDEF1
Defected Circuit Breaker - DEFECIB2
Defected Main Breaker - DEFEMAB1
Defected Panel - DEFEPA1
Defected Switch - DEFESW4
Loose Wiring - LOOSWI1
Other (Specify) - OTHERS15
Switchboard failed - SWBFAIL
Cause
Accelerated Wear - ACCWEAR
Accident - ACCIDENT
Aging - AGING114
Aging - AGING135
Aging - AGING49
Aging - AGING70
Aging - AGING97
Contamination - CONTAM
Defective Asset - DEFASSET
Defective/ Worn Component - WORNCMPT
Electrical Fault - ELECFA24
Electrical Fault - ELECFA25
Electrical Fault - ELECFA91
Electrical Fault - ELECFA98
Excessive Load - EXLOAD
Improper Maintenance - IMPRM14
Improper Maintenance - IMPRM23
Improper Maintenance - IMPRMNT
Insufficient Lubrication - INSLUBR
Lack of/ Inadequate Training - LACKTRN
Loose/ Missing Component - MISSCMP
Mechanical Fault - MECHFA1
Normal Wear - NRMWEAR
Other (specify) - OTHER
Other (Specify) - OTHER14
Poor Installation - PRINSTAL
Poor Termination - POORTE1
Procedure Issue - PROCISSU
Utility Failure - UTLFAIL
Vandalism - VNDLSM
Weather condition/Forces of nature or Act of God - ACTGOD
Wrong Size - WRONSI1
Wrong Size - WRONSI3
Wrong Size - WRONSI5
Action
Adjusted - ADJUSTD
Check Manufacturer Manual - CHKMM
Decommission - DECOMM
Decontaminate - DECONTME
Do Nothing - DONOTHIN
Lubricate - LUBRCTE
Other (specify) - OTHER
Recalibrate - RECALBRT
Remove Obstruction - REMVOBT
Repair - REPAIR
Repair Asset - REPRASS
Repair Component - REPCMPT
Replace - REPLACE
Replace Asset - REPLASS
Replace Component - REPLCMPT
Upgrade - UPGRADES
Switchgear - SWTGR
Problem
Abnormal Temperature - ABNTEMP2
Abnormal Temprature - ABNTEMP
Corrosion - CORROS
Damaged Enclosure - DMGENCL2
Electrical Trip Out - ELECT2
Electrical Trip Out - ELECTRIP
Excessive Noise - EXNOISE
Excessive Vibration - EXVIBRTN
Jammed Equipment - JAMMEDEQ
Leaking - LEAKING
Low Performance - LOWPERF
Non-Operational - NONOPER
Other (Specify) - OTOPEC2
Physical Damage - PHYDMGE
Unusual Smell - UNSMELL
Unusual Smoke - UNSMOKE
Failure
Corroded Enclosure And Component - CENACO2
Defected Component - DEFECP3
Defected Component - DEFECP4
Ground fault failed - GRFLFAIL
High Voltage Switchgear Load Break Switch Deteriorated - HVSWSDET
Other (Specify) - OTHERS2
Cause
Accelerated Wear - ACCWEAR
Accident - ACCIDENT
Aging - AGING28
Contamination - CONTAM
Corrosive Environment - CORREN1
Defective Asset - DEFASSET
Defective/ Worn Component - WORNCMPT
Electrical Fault - ELECF102
Excessive Load - EXLOAD
Improper Maintenance - IMPRMNT
Insufficient Lubrication - INSLUBR
Lack of/ Inadequate Training - LACKTRN
Loose/ Missing Component - MISSCMP
Normal Wear - NRMWEAR
Other (specify) - OTHER
Other (Specify) - OTHER17
Poor Installation - PRINSTAL
Procedure Issue - PROCISSU
Utility Failure - UTLFAIL
Vandalism - VANDL9
Vandalism - VNDLSM
Weather condition/Forces of nature or Act of God - ACTGOD
Action
Adjusted - ADJUSTD
Call Contractor - CALCONT
Check Manufacturer Manual - CHKMM
Decommission - DECOMM
Decontaminate - DECONTME
Do Nothing - DONOTHIN
Lubricate - LUBRCTE
Other (specify) - OTHER
Recalibrate - RECALBRT
Remove Obstruction - REMVOBT
Repair Asset - REPRASS
Repair Component - REPCMPT
Replace Asset - REPLASS
Replace Component - REPLCMPT
Upgrade - UPGRADES
Switchyard Service Entrance - SWTYDSE
Problem
Abnormal Temperature - ABNTEMP1
Abnormal Temprature - ABNTEMP
Corrosion - CORROS
Damaged Enclosure - DMGENCL1
Electrical Trip Out - ELECT1
Electrical Trip Out - ELECTRIP
Excessive Noise - EXNOISE
Excessive Vibration - EXVIBRTN
Jammed Equipment - JAMMEDEQ
Leaking - LEAKING
Low Performance - LOWPERF
Non-Operational - NONOPER
Other (Specify) - OTOPEC1
Physical Damage - PHYDMGE
Unusual Smell - UNSMELL
Unusual Smoke - UNSMOKE
Failure
Corroded Enclosure And Component - CENACO1
Defected Component - DEFECP1
Defected Component - DEFECP2
High Voltage Power Cables Deteriorated - HVPCDET
Other (Specify) - OTHERS1
Cause
Accelerated Wear - ACCWEAR
Accident - ACCIDENT
Aging - AGING73
Contamination - CONTAM
Corrosive Environment - CORREN3
Defective Asset - DEFASSET
Defective/ Worn Component - WORNCMPT
Electrical Fault - ELECFA32
Excessive Load - EXLOAD
Improper Maintenance - IMPRMNT
Insufficient Lubrication - INSLUBR
Lack of/ Inadequate Training - LACKTRN
Loose/ Missing Component - MISSCMP
Normal Wear - NRMWEAR
Other (specify) - OTHER
Other (Specify) - OTHER6
Poor Installation - PRINSTAL
Procedure Issue - PROCISSU
Utility Failure - UTLFAIL
Vandalism - VANDL2
Vandalism - VNDLSM
Weather condition/Forces of nature or Act of God - ACTGOD
Action
Adjusted - ADJUSTD
Call Contractor - CALCONT
Check Manufacturer Manual - CHKMM
Decommission - DECOMM
Decontaminate - DECONTME
Do Nothing - DONOTHIN
Lubricate - LUBRCTE
Other (specify) - OTHER
Recalibrate - RECALBRT
Remove Obstruction - REMVOBT
Repair Asset - REPRASS
Repair Component - REPCMPT
Replace Asset - REPLASS
Replace Component - REPLCMPT
Upgrade - UPGRADES
Switchyard Transformation - SWTYDTRS
Problem
Abnormal Temprature - ABNTEMP
Corrosion - CORROS
Electrical Trip Out - ELECTRIP
Excessive Noise - EXNOISE
Excessive Vibration - EXVIBRTN
Jammed Equipment - JAMMEDEQ
Leaking - LEAKING
Low Performance - LOWPERF
Non-Operational - NONOPER
Physical Damage - PHYDMGE
Unusual Smell - UNSMELL
Unusual Smoke - UNSMOKE
Failure
Switchyard Transformation High Voltage Power Cables Deteriorated - SHVPCDET
Cause
Accelerated Wear - ACCWEAR
Accident - ACCIDENT
Contamination - CONTAM
Defective Asset - DEFASSET
Defective/ Worn Component - WORNCMPT
Excessive Load - EXLOAD
Improper Maintenance - IMPRMNT
Insufficient Lubrication - INSLUBR
Lack of/ Inadequate Training - LACKTRN
Loose/ Missing Component - MISSCMP
Normal Wear - NRMWEAR
Other (specify) - OTHER
Poor Installation - PRINSTAL
Procedure Issue - PROCISSU
Utility Failure - UTLFAIL
Vandalism - VNDLSM
Weather condition/Forces of nature or Act of God - ACTGOD
Action
Adjusted - ADJUSTD
Decommission - DECOMM
Decontaminate - DECONTME
Do Nothing - DONOTHIN
Lubricate - LUBRCTE
Other (specify) - OTHER
Recalibrate - RECALBRT
Remove Obstruction - REMVOBT
Repair Asset - REPRASS
Repair Component - REPCMPT
Replace Asset - REPLASS
Replace Component - REPLCMPT
Upgrade - UPGRADES
Tank Heater - TANKHTR
Problem
Abnormal Temprature - ABNTEMP
Corrosion - CORROS
Electrical Trip Out - ELECTRIP
Excessive Noise - EXNOISE
Excessive Vibration - EXVIBRTN
Jammed Equipment - JAMMEDEQ
Leaking - LEAKING
Low Performance - LOWPERF
Non-Operational - NONOPER
Physical Damage - PHYDMGE
Unusual Smell - UNSMELL
Unusual Smoke - UNSMOKE
Failure
Tank heater heating element failed - TKHEFAIL
Cause
Accelerated Wear - ACCWEAR
Accident - ACCIDENT
Contamination - CONTAM
Defective Asset - DEFASSET
Defective/ Worn Component - WORNCMPT
Excessive Load - EXLOAD
Improper Maintenance - IMPRMNT
Insufficient Lubrication - INSLUBR
Lack of/ Inadequate Training - LACKTRN
Loose/ Missing Component - MISSCMP
Normal Wear - NRMWEAR
Other (specify) - OTHER
Poor Installation - PRINSTAL
Procedure Issue - PROCISSU
Utility Failure - UTLFAIL
Vandalism - VNDLSM
Weather condition/Forces of nature or Act of God - ACTGOD
Action
Adjusted - ADJUSTD
Decommission - DECOMM
Decontaminate - DECONTME
Do Nothing - DONOTHIN
Lubricate - LUBRCTE
Other (specify) - OTHER
Recalibrate - RECALBRT
Remove Obstruction - REMVOBT
Repair Asset - REPRASS
Repair Component - REPCMPT
Replace Asset - REPLASS
Replace Component - REPLCMPT
Upgrade - UPGRADES
Terminal Heater - TRMHTR
Problem
Abnormal Temprature - ABNTEMP
Corrosion - CORROS
Electrical Trip Out - ELECTRIP
Excessive Noise - EXNOISE
Excessive Vibration - EXVIBRTN
Jammed Equipment - JAMMEDEQ
Leaking - LEAKING
Low Performance - LOWPERF
Non-Operational - NONOPER
Physical Damage - PHYDMGE
Unusual Smell - UNSMELL
Unusual Smoke - UNSMOKE
Failure
Terminal heater components deteriorated - TKHCDET
Terminal heater filter contaminated - TKHFCONT
Terminal heater motor failed - TKHMFAIL
Cause
Accelerated Wear - ACCWEAR
Accident - ACCIDENT
Contamination - CONTAM
Defective Asset - DEFASSET
Defective/ Worn Component - WORNCMPT
Excessive Load - EXLOAD
Improper Maintenance - IMPRMNT
Insufficient Lubrication - INSLUBR
Lack of/ Inadequate Training - LACKTRN
Loose/ Missing Component - MISSCMP
Normal Wear - NRMWEAR
Other (specify) - OTHER
Poor Installation - PRINSTAL
Procedure Issue - PROCISSU
Utility Failure - UTLFAIL
Vandalism - VNDLSM
Weather condition/Forces of nature or Act of God - ACTGOD
Action
Adjusted - ADJUSTD
Decommission - DECOMM
Decontaminate - DECONTME
Do Nothing - DONOTHIN
Lubricate - LUBRCTE
Other (specify) - OTHER
Recalibrate - RECALBRT
Remove Obstruction - REMVOBT
Repair Asset - REPRASS
Repair Component - REPCMPT
Replace Asset - REPLASS
Replace Component - REPLCMPT
Upgrade - UPGRADES
Traffic Barrier - TRFCBARR
Problem
Abnormal Temprature - ABNTEMP
Corrosion - CORROS
Electrical Trip Out - ELECTRIP
Excessive Noise - EXNOISE
Excessive Vibration - EXVIBRTN
Jammed Equipment - JAMMEDEQ
Leaking - LEAKING
Low Performance - LOWPERF
Non-Operational - NONOPER
Physical Damage - PHYDMGE
Unusual Smell - UNSMELL
Unusual Smoke - UNSMOKE
Failure
Traffic barrier deteriorated - TRBRDET
Cause
Accelerated Wear - ACCWEAR
Accident - ACCIDENT
Contamination - CONTAM
Defective Asset - DEFASSET
Defective/ Worn Component - WORNCMPT
Excessive Load - EXLOAD
Improper Maintenance - IMPRMNT
Insufficient Lubrication - INSLUBR
Lack of/ Inadequate Training - LACKTRN
Loose/ Missing Component - MISSCMP
Normal Wear - NRMWEAR
Other (specify) - OTHER
Poor Installation - PRINSTAL
Procedure Issue - PROCISSU
Utility Failure - UTLFAIL
Vandalism - VNDLSM
Weather condition/Forces of nature or Act of God - ACTGOD
Action
Adjusted - ADJUSTD
Decommission - DECOMM
Decontaminate - DECONTME
Do Nothing - DONOTHIN
Lubricate - LUBRCTE
Other (specify) - OTHER
Recalibrate - RECALBRT
Remove Obstruction - REMVOBT
Repair Asset - REPRASS
Repair Component - REPCMPT
Replace Asset - REPLASS
Replace Component - REPLCMPT
Upgrade - UPGRADES
Train Fluids Dispensing Station - TRNFLDNS
Problem
Abnormal Temprature - ABNTEMP
Corrosion - CORROS
Electrical Trip Out - ELECTRIP
Excessive Noise - EXNOISE
Excessive Vibration - EXVIBRTN
Jammed Equipment - JAMMEDEQ
Leaking - LEAKING
Low Performance - LOWPERF
Non-Operational - NONOPER
Physical Damage - PHYDMGE
Unusual Smell - UNSMELL
Unusual Smoke - UNSMOKE
Failure
Train Fluids Dispensing Station components deteriorated - TFDSCDET
Cause
Accelerated Wear - ACCWEAR
Accident - ACCIDENT
Contamination - CONTAM
Defective Asset - DEFASSET
Defective/ Worn Component - WORNCMPT
Excessive Load - EXLOAD
Improper Maintenance - IMPRMNT
Insufficient Lubrication - INSLUBR
Lack of/ Inadequate Training - LACKTRN
Loose/ Missing Component - MISSCMP
Normal Wear - NRMWEAR
Other (specify) - OTHER
Poor Installation - PRINSTAL
Procedure Issue - PROCISSU
Utility Failure - UTLFAIL
Vandalism - VNDLSM
Weather condition/Forces of nature or Act of God - ACTGOD
Action
Adjusted - ADJUSTD
Decommission - DECOMM
Decontaminate - DECONTME
Do Nothing - DONOTHIN
Lubricate - LUBRCTE
Other (specify) - OTHER
Recalibrate - RECALBRT
Remove Obstruction - REMVOBT
Repair Asset - REPRASS
Repair Component - REPCMPT
Replace Asset - REPLASS
Replace Component - REPLCMPT
Upgrade - UPGRADES
Train Fluids Distribution System - TRNFLDS
Problem
Abnormal Temprature - ABNTEMP
Corrosion - CORROS
Electrical Trip Out - ELECTRIP
Excessive Noise - EXNOISE
Excessive Vibration - EXVIBRTN
Jammed Equipment - JAMMEDEQ
Leaking - LEAKING
Low Performance - LOWPERF
Non-Operational - NONOPER
Physical Damage - PHYDMGE
Unusual Smell - UNSMELL
Unusual Smoke - UNSMOKE
Failure
Train fluids distribution piping, hose and valves deteriorated - TFDPDET
Cause
Accelerated Wear - ACCWEAR
Accident - ACCIDENT
Contamination - CONTAM
Defective Asset - DEFASSET
Defective/ Worn Component - WORNCMPT
Excessive Load - EXLOAD
Improper Maintenance - IMPRMNT
Insufficient Lubrication - INSLUBR
Lack of/ Inadequate Training - LACKTRN
Loose/ Missing Component - MISSCMP
Normal Wear - NRMWEAR
Other (specify) - OTHER
Poor Installation - PRINSTAL
Procedure Issue - PROCISSU
Utility Failure - UTLFAIL
Vandalism - VNDLSM
Weather condition/Forces of nature or Act of God - ACTGOD
Action
Adjusted - ADJUSTD
Decommission - DECOMM
Decontaminate - DECONTME
Do Nothing - DONOTHIN
Lubricate - LUBRCTE
Other (specify) - OTHER
Recalibrate - RECALBRT
Remove Obstruction - REMVOBT
Repair Asset - REPRASS
Repair Component - REPCMPT
Replace Asset - REPLASS
Replace Component - REPLCMPT
Upgrade - UPGRADES
Train Waste Oil Recovery System - TRNWORS
Problem
Abnormal Temprature - ABNTEMP
Corrosion - CORROS
Electrical Trip Out - ELECTRIP
Excessive Noise - EXNOISE
Excessive Vibration - EXVIBRTN
Jammed Equipment - JAMMEDEQ
Leaking - LEAKING
Low Performance - LOWPERF
Non-Operational - NONOPER
Physical Damage - PHYDMGE
Unusual Smell - UNSMELL
Unusual Smoke - UNSMOKE
Failure
Waste oil recovery system piping system deteriorated - WORSPDET
Cause
Accelerated Wear - ACCWEAR
Accident - ACCIDENT
Contamination - CONTAM
Defective Asset - DEFASSET
Defective/ Worn Component - WORNCMPT
Excessive Load - EXLOAD
Improper Maintenance - IMPRMNT
Insufficient Lubrication - INSLUBR
Lack of/ Inadequate Training - LACKTRN
Loose/ Missing Component - MISSCMP
Normal Wear - NRMWEAR
Other (specify) - OTHER
Poor Installation - PRINSTAL
Procedure Issue - PROCISSU
Utility Failure - UTLFAIL
Vandalism - VNDLSM
Weather condition/Forces of nature or Act of God - ACTGOD
Action
Adjusted - ADJUSTD
Decommission - DECOMM
Decontaminate - DECONTME
Do Nothing - DONOTHIN
Lubricate - LUBRCTE
Other (specify) - OTHER
Recalibrate - RECALBRT
Remove Obstruction - REMVOBT
Repair Asset - REPRASS
Repair Component - REPCMPT
Replace Asset - REPLASS
Replace Component - REPLCMPT
Upgrade - UPGRADES
Train Wheel Truing System - TRNWHTS
Problem
Abnormal Temprature - ABNTEMP
Corrosion - CORROS
Electrical Trip Out - ELECTRIP
Excessive Noise - EXNOISE
Excessive Vibration - EXVIBRTN
Jammed Equipment - JAMMEDEQ
Leaking - LEAKING
Low Performance - LOWPERF
Non-Operational - NONOPER
Physical Damage - PHYDMGE
Unusual Smell - UNSMELL
Unusual Smoke - UNSMOKE
Failure
CNC wheel truing system components deteriorated - CNCCDET
CNC wheel truing system components lubrication depleted - CNCCLDET
CNC wheel truing system cutter coupling and/or blade and slots contaminated - CNCSCONT
CNC wheel truing system electric or electronic components failed - CMCCFAIL
CNC wheel truing system emergency tool retract function failed - CNCRFAIL
CNC wheel truing system E-stop function failed - CNCEFAIL
CNC wheel truing system improper feed rates - CNCIFEED
CNC wheel truing system PLC battery depleted - CMCBDEP
CNC wheel truing system pressure low - CNCPLOW
Cause
Accelerated Wear - ACCWEAR
Accident - ACCIDENT
Contamination - CONTAM
Defective Asset - DEFASSET
Defective/ Worn Component - WORNCMPT
Excessive Load - EXLOAD
Improper Maintenance - IMPRMNT
Insufficient Lubrication - INSLUBR
Lack of/ Inadequate Training - LACKTRN
Loose/ Missing Component - MISSCMP
Normal Wear - NRMWEAR
Other (specify) - OTHER
Poor Installation - PRINSTAL
Procedure Issue - PROCISSU
Utility Failure - UTLFAIL
Vandalism - VNDLSM
Weather condition/Forces of nature or Act of God - ACTGOD
Action
Adjusted - ADJUSTD
Decommission - DECOMM
Decontaminate - DECONTME
Do Nothing - DONOTHIN
Lubricate - LUBRCTE
Other (specify) - OTHER
Recalibrate - RECALBRT
Remove Obstruction - REMVOBT
Repair Asset - REPRASS
Repair Component - REPCMPT
Replace Asset - REPLASS
Replace Component - REPLCMPT
Upgrade - UPGRADES
Transfer Switch - TRNSFRSW
Problem
Abnormal Temprature - ABNTEMP
Corrosion - CORROS
Electrical Trip Out - ELECTRIP
Excessive Noise - EXNOISE
Excessive Vibration - EXVIBRTN
Indicator Lights On - IDILI1
Jammed Equipment - JAMMEDEQ
Leaking - LEAKING
Low Performance - LOWPERF
No Power - NOPOWER2
Non-Operational - NONOPER
Other (Specify) - OTOPEC6
Physical Damage - PHYDMGE
Unusual Smell - UNSMELL
Unusual Smoke - UNSMOKE
Failure
Defaced Solenoid - DEFESO1
Defected Control Board - DEFECOB1
Defected Controller - DEFECO7
Defected Indicator Light - DEFEINL1
Defected Wire - DEFEWI2
Other (Specify) - OTHERS11
Track Switch failure - TRSWFAIL
Transfer Switch Deteriorated - TRSWDET
Tripped Circuit Breaker - TRIPCIB1
Cause
Accelerated Wear - ACCWEAR
Accident - ACCIDENT
Aging - AGING132
Aging - AGING173
Aging - AGING55
Aging - AGING81
Aging - AGING88
Contamination - CONTAM
Defective Asset - DEFASSET
Defective/ Worn Component - WORNCMPT
Electrical Fault - ELECFA29
Electrical Fault - ELECFA40
Electrical Fault - ELECFA45
Electrical Fault - ELECFA95
Excessive Load - EXLOAD
Improper Maintenance - IMPRM16
Improper Maintenance - IMPRM37
Improper Maintenance - IMPRMNT
Insufficient Lubrication - INSLUBR
Lack of/ Inadequate Training - LACKTRN
Loose Connection - LOOSC11
Loose/ Missing Component - MISSCMP
Normal Wear - NRMWEAR
Other (specify) - OTHER
Other (Specify) - OTHER10
Other (Specify) - OTHER18
Poor Installation - PRINSTAL
Procedure Issue - PROCISSU
Under Size Surge Protector - USSPRO1
Utility Failure - UTLFAIL
Vandalism - VNDLSM
Weather condition/Forces of nature or Act of God - ACTGOD
Action
Adjusted - ADJUSTD
Check Manufacturer Manual - CHKMM
Decommission - DECOMM
Decontaminate - DECONTME
Do Nothing - DONOTHIN
Lubricate - LUBRCTE
Other (specify) - OTHER
Recalibrate - RECALBRT
Remove Obstruction - REMVOBT
Repair - REPAIR
Repair Asset - REPRASS
Repair Component - REPCMPT
Replace - REPLACE
Replace Asset - REPLASS
Replace Component - REPLCMPT
Upgrade - UPGRADES
Transmitter - Level - TRNSLVL
Problem
Abnormal Temprature - ABNTEMP
Corrosion - CORROS
Electrical Trip Out - ELECTRIP
Excessive Noise - EXNOISE
Excessive Vibration - EXVIBRTN
Jammed Equipment - JAMMEDEQ
Leaking - LEAKING
Low Performance - LOWPERF
Non-Operational - NONOPER
Physical Damage - PHYDMGE
Unusual Smell - UNSMELL
Unusual Smoke - UNSMOKE
Failure
Level transmitter alarm circuit failed - LTRAFAIL
Level transmitter calibration drifted - LTRCDRF
Level transmitter failed - LTRFAIL
Cause
Accelerated Wear - ACCWEAR
Accident - ACCIDENT
Contamination - CONTAM
Defective Asset - DEFASSET
Defective/ Worn Component - WORNCMPT
Excessive Load - EXLOAD
Improper Maintenance - IMPRMNT
Insufficient Lubrication - INSLUBR
Lack of/ Inadequate Training - LACKTRN
Loose/ Missing Component - MISSCMP
Normal Wear - NRMWEAR
Other (specify) - OTHER
Poor Installation - PRINSTAL
Procedure Issue - PROCISSU
Utility Failure - UTLFAIL
Vandalism - VNDLSM
Weather condition/Forces of nature or Act of God - ACTGOD
Action
Adjusted - ADJUSTD
Decommission - DECOMM
Decontaminate - DECONTME
Do Nothing - DONOTHIN
Lubricate - LUBRCTE
Other (specify) - OTHER
Recalibrate - RECALBRT
Remove Obstruction - REMVOBT
Repair Asset - REPRASS
Repair Component - REPCMPT
Replace Asset - REPLASS
Replace Component - REPLCMPT
Upgrade - UPGRADES
Transmitter - Pressure - TRNSPR
Problem
Abnormal Temprature - ABNTEMP
Corrosion - CORROS
Electrical Trip Out - ELECTRIP
Excessive Noise - EXNOISE
Excessive Vibration - EXVIBRTN
Jammed Equipment - JAMMEDEQ
Leaking - LEAKING
Low Performance - LOWPERF
Non-Operational - NONOPER
Physical Damage - PHYDMGE
Unusual Smell - UNSMELL
Unusual Smoke - UNSMOKE
Failure
Pressure transmitter alarm circuit failed - PRTAFAIL
Pressure transmitter calibration drifted - PRTRCDRF
Pressure transmitter failed - PRTRFAIL
Cause
Accelerated Wear - ACCWEAR
Accident - ACCIDENT
Contamination - CONTAM
Defective Asset - DEFASSET
Defective/ Worn Component - WORNCMPT
Excessive Load - EXLOAD
Improper Maintenance - IMPRMNT
Insufficient Lubrication - INSLUBR
Lack of/ Inadequate Training - LACKTRN
Loose/ Missing Component - MISSCMP
Normal Wear - NRMWEAR
Other (specify) - OTHER
Poor Installation - PRINSTAL
Procedure Issue - PROCISSU
Utility Failure - UTLFAIL
Vandalism - VNDLSM
Weather condition/Forces of nature or Act of God - ACTGOD
Action
Adjusted - ADJUSTD
Decommission - DECOMM
Decontaminate - DECONTME
Do Nothing - DONOTHIN
Lubricate - LUBRCTE
Other (specify) - OTHER
Recalibrate - RECALBRT
Remove Obstruction - REMVOBT
Repair Asset - REPRASS
Repair Component - REPCMPT
Replace Asset - REPLASS
Replace Component - REPLCMPT
Upgrade - UPGRADES
Transmitter - Temperature - TRNSTEMP
Problem
Abnormal Temprature - ABNTEMP
Corrosion - CORROS
Electrical Trip Out - ELECTRIP
Excessive Noise - EXNOISE
Excessive Vibration - EXVIBRTN
Jammed Equipment - JAMMEDEQ
Leaking - LEAKING
Low Performance - LOWPERF
Non-Operational - NONOPER
Physical Damage - PHYDMGE
Unusual Smell - UNSMELL
Unusual Smoke - UNSMOKE
Failure
Temperature transmitter alarm circuit failed - TMTAFAIL
Temperature transmitter calibration drifted - TMTCDRF
Temperature transmitter failed - TMTRFAIL
Cause
Accelerated Wear - ACCWEAR
Accident - ACCIDENT
Contamination - CONTAM
Defective Asset - DEFASSET
Defective/ Worn Component - WORNCMPT
Excessive Load - EXLOAD
Improper Maintenance - IMPRMNT
Insufficient Lubrication - INSLUBR
Lack of/ Inadequate Training - LACKTRN
Loose/ Missing Component - MISSCMP
Normal Wear - NRMWEAR
Other (specify) - OTHER
Poor Installation - PRINSTAL
Procedure Issue - PROCISSU
Utility Failure - UTLFAIL
Vandalism - VNDLSM
Weather condition/Forces of nature or Act of God - ACTGOD
Action
Adjusted - ADJUSTD
Decommission - DECOMM
Decontaminate - DECONTME
Do Nothing - DONOTHIN
Lubricate - LUBRCTE
Other (specify) - OTHER
Recalibrate - RECALBRT
Remove Obstruction - REMVOBT
Repair Asset - REPRASS
Repair Component - REPCMPT
Replace Asset - REPLASS
Replace Component - REPLCMPT
Upgrade - UPGRADES
Tunnel Structure - TUNSTRUC
Problem
Abnormal Temprature - ABNTEMP
Corrosion - CORROS
Electrical Trip Out - ELECTRIP
Excessive Noise - EXNOISE
Excessive Vibration - EXVIBRTN
Jammed Equipment - JAMMEDEQ
Leaking - LEAKING
Low Performance - LOWPERF
Non-Operational - NONOPER
Physical Damage - PHYDMGE
Unusual Smell - UNSMELL
Unusual Smoke - UNSMOKE
Failure
Tunnel reinforced concrete box (RCB) deteriorated - TRCBDET
Tunnel reinforced concrete box (RCB) joints deteriorated - TRCBJDET
Cause
Accelerated Wear - ACCWEAR
Accident - ACCIDENT
Contamination - CONTAM
Defective Asset - DEFASSET
Defective/ Worn Component - WORNCMPT
Excessive Load - EXLOAD
Improper Maintenance - IMPRMNT
Insufficient Lubrication - INSLUBR
Lack of/ Inadequate Training - LACKTRN
Loose/ Missing Component - MISSCMP
Normal Wear - NRMWEAR
Other (specify) - OTHER
Poor Installation - PRINSTAL
Procedure Issue - PROCISSU
Utility Failure - UTLFAIL
Vandalism - VNDLSM
Weather condition/Forces of nature or Act of God - ACTGOD
Action
Adjusted - ADJUSTD
Decommission - DECOMM
Decontaminate - DECONTME
Do Nothing - DONOTHIN
Lubricate - LUBRCTE
Other (specify) - OTHER
Recalibrate - RECALBRT
Remove Obstruction - REMVOBT
Repair Asset - REPRASS
Repair Component - REPCMPT
Replace Asset - REPLASS
Replace Component - REPLCMPT
Upgrade - UPGRADES
Uninterruptable Power Supply - UTPWRSUP
Problem
Abnormal Temprature - ABNTEMP
Corrosion - CORROS
Electrical Trip Out - ELECTRIP
Excessive Noise - EXNOISE
Excessive Vibration - EXVIBRTN
Jammed Equipment - JAMMEDEQ
Leaking - LEAKING
Low Performance - LOWPERF
Non-Operational - NONOPER
Physical Damage - PHYDMGE
Power Outage / No Power / No Functional - NOPOWER7
Unusual Smell - UNSMELL
Unusual Smoke - UNSMOKE
Failure
Defected Batteries - DEFEBA2
Defected Capacitors - DEFECAP1
Defected Contactors - DEFECOT6
Defected Control Circuit - DEFECOC1
Defected Fans - DEFEFA2
Defected Filters - DEFEFI1
Defected Power Supplies - DEFEPOS3
Loose Connections - LOOSCO2
Other (Specify) - OTHERS20
UPS Alarm Switch Failed - UPSAFAIL
UPS Battery Aged - UPSNAGE
UPS Contaminated - UPSCONT
UPS Deteriorated - UPSDET
Cause
Accelerated Wear - ACCWEAR
Accident - ACCIDENT
Age - AGE1
Age - AGE3
Age - AGE4
Age - AGE5
Age - AGE6
Age - AGE7
Age - AGE8
Age - AGE9
Contamination - CONTAM
Contamination - CONTAM2
Defective Asset - DEFASSET
Defective/ Worn Component - WORNCMPT
Electrical Fault - ELECFA49
Electrical Fault - ELECFA59
Electrical Fault - ELECFA83
Electrical Fault - ELECFA9
Electrical Fault - ELECFA99
Excessive Load - EXLOAD
Improper Maintenance - IMPRM11
Improper Maintenance - IMPRM15
Improper Maintenance - IMPRM18
Improper Maintenance - IMPRM30
Improper Maintenance - IMPRM45
Improper Maintenance - IMPRM60
Improper Maintenance - IMPRMNT
Improper Maintenance - IMPRMNT7
Insufficient Lubrication - INSLUBR
Lack of/ Inadequate Training - LACKTRN
Loose/ Missing Component - MISSCMP
Normal Wear - NRMWEAR
Other (specify) - OTHER
Other (Specify) - OTHER22
Poor Installation - PRINSTAL
Procedure Issue - PROCISSU
Utility Failure - UTLFAIL
Vandalism - VNDLSM
Vibrations - VIBRATE4
Weather condition/Forces of nature or Act of God - ACTGOD
Wrong Type - WRONTY1
Action
Adjusted - ADJUSTD
Check Manufacturer Manual - CHKMM
Decommission - DECOMM
Decontaminate - DECONTME
Do Nothing - DONOTHIN
Lubricate - LUBRCTE
Other (specify) - OTHER
Recalibrate - RECALBRT
Remove Obstruction - REMVOBT
Repair - REPAIR
Repair Asset - REPRASS
Repair Component - REPCMPT
Replace - REPLACE
Replace Asset - REPLASS
Replace Component - REPLCMPT
Upgrade - UPGRADES
Utility Meters - UTLMTR
Problem
Abnormal Temprature - ABNTEMP
Corrosion - CORROS
Electrical Trip Out - ELECTRIP
Excessive Noise - EXNOISE
Excessive Vibration - EXVIBRTN
Jammed Equipment - JAMMEDEQ
Leaking - LEAKING
Low Performance - LOWPERF
Non-Operational - NONOPER
Physical Damage - PHYDMGE
Unusual Smell - UNSMELL
Unusual Smoke - UNSMOKE
Failure
Utility meter failed - UTLMFAIL
Cause
Accelerated Wear - ACCWEAR
Accident - ACCIDENT
Contamination - CONTAM
Defective Asset - DEFASSET
Defective/ Worn Component - WORNCMPT
Excessive Load - EXLOAD
Improper Maintenance - IMPRMNT
Insufficient Lubrication - INSLUBR
Lack of/ Inadequate Training - LACKTRN
Loose/ Missing Component - MISSCMP
Normal Wear - NRMWEAR
Other (specify) - OTHER
Poor Installation - PRINSTAL
Procedure Issue - PROCISSU
Utility Failure - UTLFAIL
Vandalism - VNDLSM
Weather condition/Forces of nature or Act of God - ACTGOD
Action
Adjusted - ADJUSTD
Decommission - DECOMM
Decontaminate - DECONTME
Do Nothing - DONOTHIN
Lubricate - LUBRCTE
Other (specify) - OTHER
Recalibrate - RECALBRT
Remove Obstruction - REMVOBT
Repair Asset - REPRASS
Repair Component - REPCMPT
Replace Asset - REPLASS
Replace Component - REPLCMPT
Upgrade - UPGRADES
Utility Pole - UTLPOLE
Problem
Abnormal Temprature - ABNTEMP
Corrosion - CORROS
Electrical Trip Out - ELECTRIP
Excessive Noise - EXNOISE
Excessive Vibration - EXVIBRTN
Jammed Equipment - JAMMEDEQ
Leaking - LEAKING
Low Performance - LOWPERF
Non-Operational - NONOPER
Physical Damage - PHYDMGE
Unusual Smell - UNSMELL
Unusual Smoke - UNSMOKE
Failure
Utility pole deteriorated - UTLPDET
Cause
Accelerated Wear - ACCWEAR
Accident - ACCIDENT
Contamination - CONTAM
Defective Asset - DEFASSET
Defective/ Worn Component - WORNCMPT
Excessive Load - EXLOAD
Improper Maintenance - IMPRMNT
Insufficient Lubrication - INSLUBR
Lack of/ Inadequate Training - LACKTRN
Loose/ Missing Component - MISSCMP
Normal Wear - NRMWEAR
Other (specify) - OTHER
Poor Installation - PRINSTAL
Procedure Issue - PROCISSU
Utility Failure - UTLFAIL
Vandalism - VNDLSM
Weather condition/Forces of nature or Act of God - ACTGOD
Action
Adjusted - ADJUSTD
Decommission - DECOMM
Decontaminate - DECONTME
Do Nothing - DONOTHIN
Lubricate - LUBRCTE
Other (specify) - OTHER
Recalibrate - RECALBRT
Remove Obstruction - REMVOBT
Repair Asset - REPRASS
Repair Component - REPCMPT
Replace Asset - REPLASS
Replace Component - REPLCMPT
Upgrade - UPGRADES
UV Water Sterilization - UVWTRSTR
Problem
Abnormal Temprature - ABNTEMP
Corrosion - CORROS
Electrical Trip Out - ELECTRIP
Excessive Noise - EXNOISE
Excessive Vibration - EXVIBRTN
Jammed Equipment - JAMMEDEQ
Leaking - LEAKING
Low Performance - LOWPERF
Non-Operational - NONOPER
Physical Damage - PHYDMGE
Unusual Smell - UNSMELL
Unusual Smoke - UNSMOKE
Failure
UV water sterilization light failed - UVWSFAIL
Cause
Accelerated Wear - ACCWEAR
Accident - ACCIDENT
Contamination - CONTAM
Defective Asset - DEFASSET
Defective/ Worn Component - WORNCMPT
Excessive Load - EXLOAD
Improper Maintenance - IMPRMNT
Insufficient Lubrication - INSLUBR
Lack of/ Inadequate Training - LACKTRN
Loose/ Missing Component - MISSCMP
Normal Wear - NRMWEAR
Other (specify) - OTHER
Poor Installation - PRINSTAL
Procedure Issue - PROCISSU
Utility Failure - UTLFAIL
Vandalism - VNDLSM
Weather condition/Forces of nature or Act of God - ACTGOD
Action
Adjusted - ADJUSTD
Decommission - DECOMM
Decontaminate - DECONTME
Do Nothing - DONOTHIN
Lubricate - LUBRCTE
Other (specify) - OTHER
Recalibrate - RECALBRT
Remove Obstruction - REMVOBT
Repair Asset - REPRASS
Repair Component - REPCMPT
Replace Asset - REPLASS
Replace Component - REPLCMPT
Upgrade - UPGRADES
Variable Air Volume Unit - VARARVU
Problem
Abnormal Temprature - ABNTEMP
Corrosion - CORROS
Electrical Trip Out - ELECTRIP
Excessive Noise - EXNOISE
Excessive Vibration - EXVIBRTN
Jammed Equipment - JAMMEDEQ
Leaking - LEAKING
Low Performance - LOWPERF
Non-Operational - NONOPER
Physical Damage - PHYDMGE
Unusual Smell - UNSMELL
Unusual Smoke - UNSMOKE
Failure
Variable air volume system failed - VAVSFAIL
Cause
Accelerated Wear - ACCWEAR
Accident - ACCIDENT
Contamination - CONTAM
Defective Asset - DEFASSET
Defective/ Worn Component - WORNCMPT
Excessive Load - EXLOAD
Improper Maintenance - IMPRMNT
Insufficient Lubrication - INSLUBR
Lack of/ Inadequate Training - LACKTRN
Loose/ Missing Component - MISSCMP
Normal Wear - NRMWEAR
Other (specify) - OTHER
Poor Installation - PRINSTAL
Procedure Issue - PROCISSU
Utility Failure - UTLFAIL
Vandalism - VNDLSM
Weather condition/Forces of nature or Act of God - ACTGOD
Action
Adjusted - ADJUSTD
Decommission - DECOMM
Decontaminate - DECONTME
Do Nothing - DONOTHIN
Lubricate - LUBRCTE
Other (specify) - OTHER
Recalibrate - RECALBRT
Remove Obstruction - REMVOBT
Repair Asset - REPRASS
Repair Component - REPCMPT
Replace Asset - REPLASS
Replace Component - REPLCMPT
Upgrade - UPGRADES
Vehicle Charging Unit - VHCLECU
Problem
Abnormal Temprature - ABNTEMP
Corrosion - CORROS
Electrical Trip Out - ELECTRIP
Excessive Noise - EXNOISE
Excessive Vibration - EXVIBRTN
Jammed Equipment - JAMMEDEQ
Leaking - LEAKING
Low Performance - LOWPERF
Non-Operational - NONOPER
Physical Damage - PHYDMGE
Unusual Smell - UNSMELL
Unusual Smoke - UNSMOKE
Failure
Vehicle Charging System Deteriorated - VHCSDET
Cause
Accelerated Wear - ACCWEAR
Accident - ACCIDENT
Contamination - CONTAM
Defective Asset - DEFASSET
Defective/ Worn Component - WORNCMPT
Excessive Load - EXLOAD
Improper Maintenance - IMPRMNT
Insufficient Lubrication - INSLUBR
Lack of/ Inadequate Training - LACKTRN
Loose/ Missing Component - MISSCMP
Normal Wear - NRMWEAR
Other (specify) - OTHER
Poor Installation - PRINSTAL
Procedure Issue - PROCISSU
Utility Failure - UTLFAIL
Vandalism - VNDLSM
Weather condition/Forces of nature or Act of God - ACTGOD
Action
Adjusted - ADJUSTD
Decommission - DECOMM
Decontaminate - DECONTME
Do Nothing - DONOTHIN
Lubricate - LUBRCTE
Other (specify) - OTHER
Recalibrate - RECALBRT
Remove Obstruction - REMVOBT
Repair Asset - REPRASS
Repair Component - REPCMPT
Replace Asset - REPLASS
Replace Component - REPLCMPT
Upgrade - UPGRADES
Waste Antifreeze Recovery Pump Station - WSTARPMP
Problem
Abnormal Temprature - ABNTEMP
Corrosion - CORROS
Electrical Trip Out - ELECTRIP
Excessive Noise - EXNOISE
Excessive Vibration - EXVIBRTN
Jammed Equipment - JAMMEDEQ
Leaking - LEAKING
Low Performance - LOWPERF
Non-Operational - NONOPER
Physical Damage - PHYDMGE
Unusual Smell - UNSMELL
Unusual Smoke - UNSMOKE
Failure
Pump components deteriorated or contaminated - PMPCDET
Cause
Accelerated Wear - ACCWEAR
Accident - ACCIDENT
Contamination - CONTAM
Defective Asset - DEFASSET
Defective/ Worn Component - WORNCMPT
Excessive Load - EXLOAD
Improper Maintenance - IMPRMNT
Insufficient Lubrication - INSLUBR
Lack of/ Inadequate Training - LACKTRN
Loose/ Missing Component - MISSCMP
Normal Wear - NRMWEAR
Other (specify) - OTHER
Poor Installation - PRINSTAL
Procedure Issue - PROCISSU
Utility Failure - UTLFAIL
Vandalism - VNDLSM
Weather condition/Forces of nature or Act of God - ACTGOD
Action
Adjusted - ADJUSTD
Decommission - DECOMM
Decontaminate - DECONTME
Do Nothing - DONOTHIN
Lubricate - LUBRCTE
Other (specify) - OTHER
Recalibrate - RECALBRT
Remove Obstruction - REMVOBT
Repair Asset - REPRASS
Repair Component - REPCMPT
Replace Asset - REPLASS
Replace Component - REPLCMPT
Upgrade - UPGRADES
Waste Antifreeze Recovery System - WSTARSYS
Problem
Abnormal Temprature - ABNTEMP
Corrosion - CORROS
Electrical Trip Out - ELECTRIP
Excessive Noise - EXNOISE
Excessive Vibration - EXVIBRTN
Jammed Equipment - JAMMEDEQ
Leaking - LEAKING
Low Performance - LOWPERF
Non-Operational - NONOPER
Physical Damage - PHYDMGE
Unusual Smell - UNSMELL
Unusual Smoke - UNSMOKE
Failure
Waste antifreeze recovery piping/system deteriorated - WACPSDET
Cause
Accelerated Wear - ACCWEAR
Accident - ACCIDENT
Contamination - CONTAM
Defective Asset - DEFASSET
Defective/ Worn Component - WORNCMPT
Excessive Load - EXLOAD
Improper Maintenance - IMPRMNT
Insufficient Lubrication - INSLUBR
Lack of/ Inadequate Training - LACKTRN
Loose/ Missing Component - MISSCMP
Normal Wear - NRMWEAR
Other (specify) - OTHER
Poor Installation - PRINSTAL
Procedure Issue - PROCISSU
Utility Failure - UTLFAIL
Vandalism - VNDLSM
Weather condition/Forces of nature or Act of God - ACTGOD
Action
Adjusted - ADJUSTD
Decommission - DECOMM
Decontaminate - DECONTME
Do Nothing - DONOTHIN
Lubricate - LUBRCTE
Other (specify) - OTHER
Recalibrate - RECALBRT
Remove Obstruction - REMVOBT
Repair Asset - REPRASS
Repair Component - REPCMPT
Replace Asset - REPLASS
Replace Component - REPLCMPT
Upgrade - UPGRADES
Waste Water Collection System - WSTWCOLS
Problem
Abnormal Temprature - ABNTEMP
Corrosion - CORROS
Electrical Trip Out - ELECTRIP
Excessive Noise - EXNOISE
Excessive Vibration - EXVIBRTN
Jammed Equipment - JAMMEDEQ
Leaking - LEAKING
Low Performance - LOWPERF
Non-Operational - NONOPER
Physical Damage - PHYDMGE
Unusual Smell - UNSMELL
Unusual Smoke - UNSMOKE
Failure
Chemical Tanks Insufficient Levels - CTKILEV
Float Switch high level switch failed - FWHLFAIL
Sump Pit Contaminated - SUPTCONT
Tank mixer impeller blades deteriorated - TMIBDET
Waste Vacuum Control Room System Components deteriorated - WVCSDET
Waste Vacuum Station Components deteriorated - WVSCDET
Waste vacuum system alarm sensors fail - WVSSFAIL
Waste vacuum system alarms failed - WCSAFAIL
Waste Vacuum System deteriorated - WVSDET
Waste water collection system contaminated - WWCSCONT
Waste water collection system control panel deteriorated - WWCSPDET
Waste water collection system Mechanical Components Deteriorated - WWCSMDET
Waste water collection system sensors calibration drifted - WWCSSDRF
Water treatment tank Contaminated - WTTKCONT
Cause
Accelerated Wear - ACCWEAR
Accident - ACCIDENT
Contamination - CONTAM
Defective Asset - DEFASSET
Defective/ Worn Component - WORNCMPT
Excessive Load - EXLOAD
Improper Maintenance - IMPRMNT
Insufficient Lubrication - INSLUBR
Lack of/ Inadequate Training - LACKTRN
Loose/ Missing Component - MISSCMP
Normal Wear - NRMWEAR
Other (specify) - OTHER
Poor Installation - PRINSTAL
Procedure Issue - PROCISSU
Utility Failure - UTLFAIL
Vandalism - VNDLSM
Weather condition/Forces of nature or Act of God - ACTGOD
Action
Adjusted - ADJUSTD
Decommission - DECOMM
Decontaminate - DECONTME
Do Nothing - DONOTHIN
Lubricate - LUBRCTE
Other (specify) - OTHER
Recalibrate - RECALBRT
Remove Obstruction - REMVOBT
Repair Asset - REPRASS
Repair Component - REPCMPT
Replace Asset - REPLASS
Replace Component - REPLCMPT
Upgrade - UPGRADES
Waste Water Lift Station - WSTWLS
Problem
Abnormal Temprature - ABNTEMP
Corrosion - CORROS
Electrical Trip Out - ELECTRIP
Excessive Noise - EXNOISE
Excessive Vibration - EXVIBRTN
Jammed Equipment - JAMMEDEQ
Leaking - LEAKING
Low Performance - LOWPERF
Non-Operational - NONOPER
Physical Damage - PHYDMGE
Unusual Smell - UNSMELL
Unusual Smoke - UNSMOKE
Failure
Float deteriorated - WWPIDDET
Float lubrication insufficient - WWLSLUB
Lift station standby pump failed - LSSPFAIL
Primary waste water lift station pump failed - PSLSFAIL
Pump bearings insufficiently lubricated - PMPBILUB
Sanitation submersible pump contaminated - WWPCONT
Cause
Accelerated Wear - ACCWEAR
Accident - ACCIDENT
Contamination - CONTAM
Defective Asset - DEFASSET
Defective/ Worn Component - WORNCMPT
Excessive Load - EXLOAD
Improper Maintenance - IMPRMNT
Insufficient Lubrication - INSLUBR
Lack of/ Inadequate Training - LACKTRN
Loose/ Missing Component - MISSCMP
Normal Wear - NRMWEAR
Other (specify) - OTHER
Poor Installation - PRINSTAL
Procedure Issue - PROCISSU
Utility Failure - UTLFAIL
Vandalism - VNDLSM
Weather condition/Forces of nature or Act of God - ACTGOD
Action
Adjusted - ADJUSTD
Decommission - DECOMM
Decontaminate - DECONTME
Do Nothing - DONOTHIN
Lubricate - LUBRCTE
Other (specify) - OTHER
Recalibrate - RECALBRT
Remove Obstruction - REMVOBT
Repair Asset - REPRASS
Repair Component - REPCMPT
Replace Asset - REPLASS
Replace Component - REPLCMPT
Upgrade - UPGRADES
Water Softener - WTRSFNR
Problem
Abnormal Temprature - ABNTEMP
Corrosion - CORROS
Electrical Trip Out - ELECTRIP
Excessive Noise - EXNOISE
Excessive Vibration - EXVIBRTN
Jammed Equipment - JAMMEDEQ
Leaking - LEAKING
Low Performance - LOWPERF
Non-Operational - NONOPER
Physical Damage - PHYDMGE
Unusual Smell - UNSMELL
Unusual Smoke - UNSMOKE
Failure
Control valve failed - CTRVFAIL
Regeneration process control failed - RPCFAIL
Tank Liner Deteriorated - TNKLDET
Water softener resin deteriorated - WTRSDET
Cause
Accelerated Wear - ACCWEAR
Accident - ACCIDENT
Contamination - CONTAM
Defective Asset - DEFASSET
Defective/ Worn Component - WORNCMPT
Excessive Load - EXLOAD
Improper Maintenance - IMPRMNT
Insufficient Lubrication - INSLUBR
Lack of/ Inadequate Training - LACKTRN
Loose/ Missing Component - MISSCMP
Normal Wear - NRMWEAR
Other (specify) - OTHER
Poor Installation - PRINSTAL
Procedure Issue - PROCISSU
Utility Failure - UTLFAIL
Vandalism - VNDLSM
Weather condition/Forces of nature or Act of God - ACTGOD
Action
Adjusted - ADJUSTD
Decommission - DECOMM
Decontaminate - DECONTME
Do Nothing - DONOTHIN
Lubricate - LUBRCTE
Other (specify) - OTHER
Recalibrate - RECALBRT
Remove Obstruction - REMVOBT
Repair Asset - REPRASS
Repair Component - REPCMPT
Replace Asset - REPLASS
Replace Component - REPLCMPT
Upgrade - UPGRADES
Water Well - WWELL
Problem
Abnormal Temprature - ABNTEMP
Corrosion - CORROS
Electrical Trip Out - ELECTRIP
Excessive Noise - EXNOISE
Excessive Vibration - EXVIBRTN
Jammed Equipment - JAMMEDEQ
Leaking - LEAKING
Low Performance - LOWPERF
Non-Operational - NONOPER
Physical Damage - PHYDMGE
Unusual Smell - UNSMELL
Unusual Smoke - UNSMOKE
Failure
Accident - ACCIDENT
Water well components deteriorated - WWCDET
Well water contaminated - WWCONT
Cause
Accelerated Wear - ACCWEAR
Accident - ACCIDENT
Contamination - CONTAM
Defective Asset - DEFASSET
Defective/ Worn Component - WORNCMPT
Excessive Load - EXLOAD
Improper Maintenance - IMPRMNT
Insufficient Lubrication - INSLUBR
Lack of/ Inadequate Training - LACKTRN
Loose/ Missing Component - MISSCMP
Normal Wear - NRMWEAR
Other (specify) - OTHER
Poor Installation - PRINSTAL
Procedure Issue - PROCISSU
Utility Failure - UTLFAIL
Vandalism - VNDLSM
Weather condition/Forces of nature or Act of God - ACTGOD
Action
Adjusted - ADJUSTD
Decommission - DECOMM
Decontaminate - DECONTME
Do Nothing - DONOTHIN
Lubricate - LUBRCTE
Other (specify) - OTHER
Recalibrate - RECALBRT
Remove Obstruction - REMVOBT
Repair Asset - REPRASS
Repair Component - REPCMPT
Replace Asset - REPLASS
Replace Component - REPLCMPT
Upgrade - UPGRADES
Wayside Compressed Air Outlet - WYCMPARO
Problem
Abnormal Temprature - ABNTEMP
Corrosion - CORROS
Electrical Trip Out - ELECTRIP
Excessive Noise - EXNOISE
Excessive Vibration - EXVIBRTN
Jammed Equipment - JAMMEDEQ
Leaking - LEAKING
Low Performance - LOWPERF
Non-Operational - NONOPER
Physical Damage - PHYDMGE
Unusual Smell - UNSMELL
Unusual Smoke - UNSMOKE
Failure
Accident - ACCIDENT
Wayside Compressed Air Outlet Deteriorated - WCAODET
Cause
Accelerated Wear - ACCWEAR
Accident - ACCIDENT
Contamination - CONTAM
Defective Asset - DEFASSET
Defective/ Worn Component - WORNCMPT
Excessive Load - EXLOAD
Improper Maintenance - IMPRMNT
Insufficient Lubrication - INSLUBR
Lack of/ Inadequate Training - LACKTRN
Loose/ Missing Component - MISSCMP
Normal Wear - NRMWEAR
Other (specify) - OTHER
Poor Installation - PRINSTAL
Procedure Issue - PROCISSU
Utility Failure - UTLFAIL
Vandalism - VNDLSM
Weather condition/Forces of nature or Act of God - ACTGOD
Action
Adjusted - ADJUSTD
Decommission - DECOMM
Decontaminate - DECONTME
Do Nothing - DONOTHIN
Lubricate - LUBRCTE
Other (specify) - OTHER
Recalibrate - RECALBRT
Remove Obstruction - REMVOBT
Repair Asset - REPRASS
Repair Component - REPCMPT
Replace Asset - REPLASS
Replace Component - REPLCMPT
Upgrade - UPGRADES
Wayside Power Distribution Panel - WYPWDSTP
Problem
Abnormal Temprature - ABNTEMP
Control Loop Not Closing Which Will Results Not Power At The Distribution Panel - CTRLN1
Corrosion - CORROS
Electrical Trip Out - ELECTRIP
Excessive Noise - EXNOISE
Excessive Vibration - EXVIBRTN
Jammed Equipment - JAMMEDEQ
Leaking - LEAKING
Low Performance - LOWPERF
Non-Operational - NONOPER
Physical Damage - PHYDMGE
Power Outage /No Power - PWOUTNP2
Unusual Smell - UNSMELL
Unusual Smoke - UNSMOKE
Failure
Accident - ACCIDENT
Circuit Breaker - CIRCBRK1
Control Circuit Connector - COCRCN1
Control Circuit Contactors - COCRCA1
Control Circuit Relay - COTRCIR1
Control Circuit Wiring - CONTCIW1
Other (Specify) - OTHERS22
Wayside Panel Power Cables/Plugs Deteriorated - WPPCDET
Wayside Power Distribution Panel Deteriorated - WPDPDET
Wayside Power Distribution Panel Failed - WPDPFAIL
Wiring - WIRING1
Cause
Accelerated Wear - ACCWEAR
Accident - ACCIDENT
Aging - AGING101
Aging - AGING103
Aging - AGING18
Aging - AGING20
Aging - AGING26
Aging - AGING60
Contamination - CONTAM
Defective Asset - DEFASSET
Defective/ Worn Component - WORNCMPT
Electrical Fault - ELECF101
Electrical Fault - ELECF103
Electrical Fault - ELECFA28
Electrical Fault - ELECFA52
Electrical Fault - ELECFA8
Electrical Fault - ELECFA80
Excessive Load - EXLOAD
Improper Maintenance - IMPRMNT
Insufficient Lubrication - INSLUBR
Lack of/ Inadequate Training - LACKTRN
Loose Connection - LOOSC17
Loose Connection - LOOSC4
Loose/ Missing Component - MISSCMP
Normal Wear - NRMWEAR
Other (specify) - OTHER
Other (Specify) - OTHER2
Poor Installation - PRINSTAL
Procedure Issue - PROCISSU
Utility Failure - UTLFAIL
Vandalism - VNDLSM
Weather condition/Forces of nature or Act of God - ACTGOD
Wiring - WIRING1
Wrong Size - WRONSI2
Wrong Size - WRONSI4
Action
Adjusted - ADJUSTD
Check Manufacturer Manual - CHKMM
Decommission - DECOMM
Decontaminate - DECONTME
Do Nothing - DONOTHIN
Lubricate - LUBRCTE
Other (specify) - OTHER
Recalibrate - RECALBRT
Remove Obstruction - REMVOBT
Repair - REPAIR
Repair Asset - REPRASS
Repair Component - REPCMPT
Replace - REPLACE
Replace Asset - REPLASS
Replace Component - REPLCMPT
Upgrade - UPGRADES
Wayside Power MCC - WYPWMCC
Problem
Abnormal Temprature - ABNTEMP
Corrosion - CORROS
Electrical Trip Out - ELECTRIP
Excessive Noise - EXNOISE
Excessive Vibration - EXVIBRTN
Jammed Equipment - JAMMEDEQ
Leaking - LEAKING
Low Performance - LOWPERF
Non-Operational - NONOPER
Physical Damage - PHYDMGE
Power Outage /No Power - PWOUTNP3
Unusual Smell - UNSMELL
Unusual Smoke - UNSMOKE
Failure
Accident - ACCIDENT
Control Relay Failed - CNRYFAIL
Defected Connector - DEFECN2
Defected Fuse - DEFEFU8
Defected Switch - DEFESW5
Motor Control Center Deteriorated - MOCCDET
Other (Specify) - OTHERS23
Solid State Components Failed - SSCPFAIL
Undersized Fuse - UNDEFU7
Wayside Motor Control Center Contaminated - WMCCONT
Worn Cables - WORNCA2
Cause
Accelerated Wear - ACCWEAR
Accident - ACCIDENT
Aging - AGING137
Aging - AGING77
Aging - AGING78
Aging - AGING79
Contamination - CONTAM
Defective Asset - DEFASSET
Defective/ Worn Component - WORNCMPT
Electrical Fault - ELECFA22
Electrical Fault - ELECFA23
Electrical Fault - ELECFA88
Excessive Load - EXLOAD
Improper Maintenance - IMPRMNT
Improper Maintenance - IMPRMNT9
Insufficient Lubrication - INSLUBR
Lack of/ Inadequate Training - LACKTRN
Loose/ Missing Component - MISSCMP
Normal Wear - NRMWEAR
Other (specify) - OTHER
Other (Specify) - OTHER5
Poor Installation - PRINSTAL
Procedure Issue - PROCISSU
Utility Failure - UTLFAIL
Vandalism - VNDLSM
Weather condition/Forces of nature or Act of God - ACTGOD
Action
Adjusted - ADJUSTD
Check Manufacturer Manual - CHKMM
Decommission - DECOMM
Decontaminate - DECONTME
Do Nothing - DONOTHIN
Lubricate - LUBRCTE
Other (specify) - OTHER
Recalibrate - RECALBRT
Remove Obstruction - REMVOBT
Repair - REPAIR
Repair Asset - REPRASS
Repair Component - REPCMPT
Replace - REPLACE
Replace Asset - REPLASS
Replace Component - REPLCMPT
Upgrade - UPGRADES
Wayside Power Outlets & Cables - WYPOUTCB
Problem
Abnormal Temprature - ABNTEMP
Corrosion - CORROS
Electrical Trip Out - ELECTRIP
Excessive Noise - EXNOISE
Excessive Vibration - EXVIBRTN
Jammed Equipment - JAMMEDEQ
Leaking - LEAKING
Low Performance - LOWPERF
Non-Operational - NONOPER
Physical Damage - PHYDMGE
Power Outage/No Power - NOPOWER8
Unusual Smell - UNSMELL
Unusual Smoke - UNSMOKE
Failure
Accident - ACCIDENT
Cables - CABLES1
Electrical boxes water ingress - ELECBING
Electrical connections in power cables and control panel loosened - WYSELOSE
Electrical plug connections fatigued - ELECPFAT
Other (Specify) - OTHERS21
Outlets - OUTLET1
Portable electrical cable deteriorated - PELCDET
Cause
Accelerated Wear - ACCWEAR
Accident - ACCIDENT
Aging - AGING108
Aging - AGING136
Contamination - CONTAM
Defective Asset - DEFASSET
Defective/ Worn Component - WORNCMPT
Electrical Fault - ELECFA27
Electrical Fault - ELECFA78
Excessive Load - EXLOAD
Improper Maintenance - IMPRMNT
Insufficient Lubrication - INSLUBR
Lack of/ Inadequate Training - LACKTRN
Loose/ Missing Component - MISSCMP
Normal Wear - NRMWEAR
Other (specify) - OTHER
Other (Specify) - OTHER21
Physical Damage - DAMAGE3
Physical Damage - DAMAGE6
Poor Installation - PRINSTAL
Procedure Issue - PROCISSU
Utility Failure - UTLFAIL
Vandalism - VNDLSM
Weather condition/Forces of nature or Act of God - ACTGOD
Action
Adjusted - ADJUSTD
Check Manufacturer Manual - CHKMM
Decommission - DECOMM
Decontaminate - DECONTME
Do Nothing - DONOTHIN
Lubricate - LUBRCTE
Other (specify) - OTHER
Recalibrate - RECALBRT
Remove Obstruction - REMVOBT
Repair - REPAIR
Repair Asset - REPRASS
Repair Component - REPCMPT
Replace - REPLACE
Replace Asset - REPLASS
Replace Component - REPLCMPT
Upgrade - UPGRADES
Wheel Lathe - WHLLATH
Problem
Abnormal Temprature - ABNTEMP
Corrosion - CORROS
Drive Roller Not Operational - DRRLNOP1
Electrical Trip Out - ELECTRIP
Excessive Noise - EXNOISE
Excessive Vibration - EXVIBRTN
Griding Roller Operation - GRRLOPP1
Hydraulic System Failure - HYDSYSF1
Inaccurate Wheel Profile - INWLPRF1
Jammed Chip Shoot - JMCHPSH1
Jammed Equipment - JAMMEDEQ
Leaking - LEAKING
Leaking Hydraulic Line - LKHYDLN1
Leaking Hydraulic Pump - LKHYDPM1
Loss Communication - LSSCOMM1
Loss Of Control Function - LSSCNTF1
Loss Of Power - LOSSPWR1
Low Performance - LOWPERF
Non-Operational - NONOPER
Physical Damage - PHYDA3
Physical Damage - PHYDMGE
Stalled Idler/Drive Roller - STLDI1
Stopped Train Feed - STTRFED1
Unusual Smell - UNSMELL
Unusual Smoke - UNSMOKE
Failure
Blocked Valve - BLOCVAL1
Blown Fuse - FUSEDEF3
Chafed Cables - CHAFCAB2
Chafed Cables - CHAFCAB3
Clogged Filter - CLOGFI4
Control Panel Disconnect - CONTPAD1
Control Panel Encloser Filter Clogged - COPEFC1
Damaged Cable Insulation - DAMACAI1
Damaged Cable Insulation - DAMACAI2
Damaged Hydraulic Line - DAMAHYL1
Damaged Idler/Drive Rollers - DAMAIDR1
Defected Drive Motor - DEFEDRM1
Defected Hydraulic Pump Motor - DEFHPM1
Defected Motor - DEFEMO6
Defective Cables - DEFECA1
Defective Cables - DEFECA2
Defective Drive Transmission /Gearbox - DEFDTRA1
Defective Drive Transmission /Gearbox - DEFDTRA2
Drive Motor Belt - DRIMOBL1
Drive Motor Failure - DRIVMOF1
Faulty Solenoid - FAULSO1
Hydraulic Pump Worn Seal - HPWOSE1
Loose Hydraulic Line Connections - LOHLICO1
Loose Idler/Drive Roller - LOOSIDR1
Loss Of Communication - LOSSC1
Loss Of Power To Pump - LOHPTP1
Metal Chips Accumulation - METACHA1
Misalignment Cutter Blades - MISACUB1
Motor Overheat - MOTOOV1
Open Interlock - OPENIN1
Overheated Control System - OVERCOS1
Safety Guard - SAFGUA1
Short Circuit - SHRTC1
Tripped Circuit Breaker - TRICIBR1
Undersized Fuse - UNDEFU6
Wheel lathe components deteriorated - WHLCDET
Wheel lathe components lubrication depleted - WHLCLDET
Wheel lathe cutter coupling and/or blade and slots contaminated - WHCCCONT
Wheel lathe electric or electronic components failed - WHELFAIL
Wheel lathe emergency tool retract function failed - WHLTFAIL
Wheel lathe E-stop function failed - WHLEFAIL
Wheel lathe improper feed rates - WHLIFEED
Wheel lathe PLC battery depleted - WHLBDEP
Wheel lathe pressure low - WHLPLOW
Worn Clutch - WORNCL1
Worn Cutter Blades - WORNCUB1
Worn Idler/Drive Rollers - WORNIDR1
Worn Pump Blade /Impeller - WORPB1
Worn Seal - WORNSE12
Worn Valve - WORNVA4
Worn Valve Seal - WORNVAS1
Wrong Parameter Settings - WRONPAS1
Cause
Accelerated Wear - ACCWEAR
Accelerated Wear - ACCWEAR1
Accelerated Wear - ACCWEAR2
Accelerated Wear - ACCWEAR3
Accident - ACCDENT4
Accident - ACCDENT5
Accident - ACCIDENT
Aging - AGING105
Aging - AGING125
Aging - AGING169
Aging - AGING45
Aging - AGING6
Contamination - CONTAM
Contamination - CONTAM10
Contamination - CONTAM18
Contamination - CONTAM31
Contamination - CONTAM32
Defective Asset - DEFASSET
Defective/ Worn Component - WORNCMPT
Electrical Fault - ELECFA11
Electrical Fault - ELECFA12
Electrical Fault - ELECFA15
Electrical Fault - ELECFA35
Electrical Fault - ELECFA46
Electrical Fault - ELECFA60
Electrical Fault - ELECFA63
Electrical Fault - ELECFA67
Electrical Fault - ELECFA74
Electrical Fault - ELECFA96
Excessive Load - EXLOAD
Improper Installation - IMPRIN10
Improper Installation - IMPRIN4
Improper Installation - IMPRIN6
Improper Installation - IMPRIN8
Improper Installation - IMPRIN9
Improper Maintenance - IMPRM29
Improper Maintenance - IMPRM33
Improper Maintenance - IMPRM35
Improper Maintenance - IMPRM38
Improper Maintenance - IMPRM52
Improper Maintenance - IMPRM53
Improper Maintenance - IMPRM63
Improper Maintenance - IMPRMNT
Improper Maintenance - IMPRMNT3
Improper Maintenance - IMPRMNT6
Insufficient Lubrication - INSFL1
Insufficient Lubrication - INSLUBR
Lack of/ Inadequate Training - LACKTRN
Loose Connection - LOOSC15
Loose Connection - LOOSC21
Loose Connection - LOOSC5
Loose/ Missing Component - MISSCMP
Misalignment - MISAL12
Misalignment - MISALIN2
Misalignment - MISALIN8
Normal Wear - NORMW1
Normal Wear - NORMW10
Normal Wear - NORMW13
Normal Wear - NORMW18
Normal Wear - NORMW19
Normal Wear - NORMW21
Normal Wear - NORMW23
Normal Wear - NORMW24
Normal Wear - NORMW31
Normal Wear - NORMW35
Normal Wear - NORMW37
Normal Wear - NORMW39
Normal Wear - NORMW40
Normal Wear - NORMW55
Normal Wear - NORMW59
Normal Wear - NORMW60
Normal Wear - NORMW8
Normal Wear - NORMW9
Normal Wear - NRMWEAR
Operator Error - OPERROR1
Operator Error - OPERROR4
Operator Error - OPERROR6
Operator Errors - OPERROR7
Other (specify) - OTHER
Overload - OVERLOA1
Overload - OVERLOA3
Physical Damage - DAMAGE8
Poor Installation - PRINSTAL
Procedure Issue - PROCISSU
Utility Failure - UTLFAIL
Vandalism - VNDLSM
Vibrations - VIBRATE3
Vibrations - VIBRATE5
Vibrations - VIBRATE7
Vibrations - VIBRATE9
Weather condition/Forces of nature or Act of God - ACTGOD
Action
Adjusted - ADJUSTD
Decommission - DECOMM
Decontaminate - DECONTME
Do Nothing - DONOTHIN
Lubricate - LUBRCTE
Other (specify) - OTHER
Recalibrate - RECALBRT
Remove Obstruction - REMVOBT
Repair - REPAIR
Repair Asset - REPRASS
Repair Component - REPCMPT
Replace - REPLACE
Replace Asset - REPLASS
Replace Component - REPLCMPT
Replacement - REPLCEM
Reset - RESET
Upgrade - UPGRADES
Window System - WINDSYS
Problem
Abnormal Temprature - ABNTEMP
Corrosion - CORROS
Electrical Trip Out - ELECTRIP
Excessive Noise - EXNOISE
Excessive Vibration - EXVIBRTN
Jammed Equipment - JAMMEDEQ
Leaking - LEAKING
Low Performance - LOWPERF
Non-Operational - NONOPER
Physical Damage - PHYDMGE
Unusual Smell - UNSMELL
Unusual Smoke - UNSMOKE
Failure
Window system deteriorated - WINDSDET
Cause
Accelerated Wear - ACCWEAR
Accident - ACCIDENT
Contamination - CONTAM
Defective Asset - DEFASSET
Defective/ Worn Component - WORNCMPT
Excessive Load - EXLOAD
Improper Maintenance - IMPRMNT
Insufficient Lubrication - INSLUBR
Lack of/ Inadequate Training - LACKTRN
Loose/ Missing Component - MISSCMP
Normal Wear - NRMWEAR
Other (specify) - OTHER
Poor Installation - PRINSTAL
Procedure Issue - PROCISSU
Utility Failure - UTLFAIL
Vandalism - VNDLSM
Weather condition/Forces of nature or Act of God - ACTGOD
Action
Adjusted - ADJUSTD
Decommission - DECOMM
Decontaminate - DECONTME
Do Nothing - DONOTHIN
Lubricate - LUBRCTE
Other (specify) - OTHER
Recalibrate - RECALBRT
Remove Obstruction - REMVOBT
Repair Asset - REPRASS
Repair Component - REPCMPT
Replace Asset - REPLASS
Replace Component - REPLCMPT
Upgrade - UPGRADES
Context & Considerations
- Every work order reports on the Problem, Failure, Cause, and Action Code (FCAP).
- Every Asset Class can be assigned a set of FCAP codes that are specific to the asset class.
- If an asset requires values outside of the list defined below, Metrolinx will need to be engaged to make the necessary changes

## Closing Codes Tbl (hidden)
Asset Class Closing Codes Table
Asset Class | Class Description | Asset Class + Description | Closing Code | Closing Code Description | Closing Code + Description | Closing Code Type | Class ORG
ABTMT | Abutment | Abutment - ABTMT | ABNTEMP | Abnormal Temprature | Abnormal Temprature - ABNTEMP | Problem | RS
ABTMT | Abutment | Abutment - ABTMT | CORROS | Corrosion | Corrosion - CORROS | Problem | RS
ABTMT | Abutment | Abutment - ABTMT | EXNOISE | Excessive Noise | Excessive Noise - EXNOISE | Problem | RS
ABTMT | Abutment | Abutment - ABTMT | EXVIBRTN | Excessive Vibration | Excessive Vibration - EXVIBRTN | Problem | RS
ABTMT | Abutment | Abutment - ABTMT | JAMMEDEQ | Jammed Equipment | Jammed Equipment - JAMMEDEQ | Problem | RS
ABTMT | Abutment | Abutment - ABTMT | LEAKING | Leaking | Leaking - LEAKING | Problem | RS
ABTMT | Abutment | Abutment - ABTMT | LOWPERF | Low Performance | Low Performance - LOWPERF | Problem | RS
ABTMT | Abutment | Abutment - ABTMT | NONOPER | Non-Operational | Non-Operational - NONOPER | Problem | RS
ABTMT | Abutment | Abutment - ABTMT | PHYDMGE | Physical Damage | Physical Damage - PHYDMGE | Problem | RS
ABTMT | Abutment | Abutment - ABTMT | UNSMELL | Unusual Smell | Unusual Smell - UNSMELL | Problem | RS
ABTMT | Abutment | Abutment - ABTMT | UNSMOKE | Unusual Smoke | Unusual Smoke - UNSMOKE | Problem | RS
ABTMT | Abutment | Abutment - ABTMT | CONADET | Concrete abutment deteriorated | Concrete abutment deteriorated - CONADET | Failure | RS
ABTMT | Abutment | Abutment - ABTMT | ACCIDENT | Accident | Accident - ACCIDENT | Cause | RS
ABTMT | Abutment | Abutment - ABTMT | ACCWEAR | Accelerated Wear | Accelerated Wear - ACCWEAR | Cause | RS
ABTMT | Abutment | Abutment - ABTMT | ACTGOD | Weather condition/Forces of nature or Act of God | Weather condition/Forces of nature or Act of God - ACTGOD | Cause | RS
ABTMT | Abutment | Abutment - ABTMT | CONTAM | Contamination | Contamination - CONTAM | Cause | RS
ABTMT | Abutment | Abutment - ABTMT | DEFASSET | Defective Asset | Defective Asset - DEFASSET | Cause | RS
ABTMT | Abutment | Abutment - ABTMT | EXLOAD | Excessive Load | Excessive Load - EXLOAD | Cause | RS
ABTMT | Abutment | Abutment - ABTMT | IMPRMNT | Improper Maintenance | Improper Maintenance - IMPRMNT | Cause | RS
ABTMT | Abutment | Abutment - ABTMT | INSLUBR | Insufficient Lubrication | Insufficient Lubrication - INSLUBR | Cause | RS
ABTMT | Abutment | Abutment - ABTMT | LACKTRN | Lack of/ Inadequate Training | Lack of/ Inadequate Training - LACKTRN | Cause | RS
ABTMT | Abutment | Abutment - ABTMT | MISSCMP | Loose/ Missing Component | Loose/ Missing Component - MISSCMP | Cause | RS
ABTMT | Abutment | Abutment - ABTMT | NRMWEAR | Normal Wear | Normal Wear - NRMWEAR | Cause | RS
ABTMT | Abutment | Abutment - ABTMT | OTHER | Other (specify) | Other (specify) - OTHER | Cause | RS
ABTMT | Abutment | Abutment - ABTMT | PRINSTAL | Poor Installation | Poor Installation - PRINSTAL | Cause | RS
ABTMT | Abutment | Abutment - ABTMT | PROCISSU | Procedure Issue | Procedure Issue - PROCISSU | Cause | RS
ABTMT | Abutment | Abutment - ABTMT | UTLFAIL | Utility Failure | Utility Failure - UTLFAIL | Cause | RS
ABTMT | Abutment | Abutment - ABTMT | VNDLSM | Vandalism | Vandalism - VNDLSM | Cause | RS
ABTMT | Abutment | Abutment - ABTMT | WORNCMPT | Defective/ Worn Component | Defective/ Worn Component - WORNCMPT | Cause | RS
ABTMT | Abutment | Abutment - ABTMT | ADJUSTD | Adjusted | Adjusted - ADJUSTD | Action | RS
ABTMT | Abutment | Abutment - ABTMT | DECOMM | Decommission | Decommission - DECOMM | Action | RS
ABTMT | Abutment | Abutment - ABTMT | DECONTME | Decontaminate | Decontaminate - DECONTME | Action | RS
ABTMT | Abutment | Abutment - ABTMT | DONOTHIN | Do Nothing | Do Nothing - DONOTHIN | Action | RS
ABTMT | Abutment | Abutment - ABTMT | LUBRCTE | Lubricate | Lubricate - LUBRCTE | Action | RS
ABTMT | Abutment | Abutment - ABTMT | OTHER | Other (specify) | Other (specify) - OTHER | Action | RS
ABTMT | Abutment | Abutment - ABTMT | RECALBRT | Recalibrate | Recalibrate - RECALBRT | Action | RS
ABTMT | Abutment | Abutment - ABTMT | REMVOBT | Remove Obstruction | Remove Obstruction - REMVOBT | Action | RS
ABTMT | Abutment | Abutment - ABTMT | REPCMPT | Repair Component | Repair Component - REPCMPT | Action | RS
ABTMT | Abutment | Abutment - ABTMT | REPLASS | Replace Asset | Replace Asset - REPLASS | Action | RS
ABTMT | Abutment | Abutment - ABTMT | REPLCMPT | Replace Component | Replace Component - REPLCMPT | Action | RS
ABTMT | Abutment | Abutment - ABTMT | REPRASS | Repair Asset | Repair Asset - REPRASS | Action | RS
ABTMT | Abutment | Abutment - ABTMT | UPGRADES | Upgrade | Upgrade - UPGRADES | Action | RS
ACCLDR | Access Ladder | Access Ladder - ACCLDR | ABNTEMP | Abnormal Temprature | Abnormal Temprature - ABNTEMP | Problem | RS
ACCLDR | Access Ladder | Access Ladder - ACCLDR | CORROS | Corrosion | Corrosion - CORROS | Problem | RS
ACCLDR | Access Ladder | Access Ladder - ACCLDR | EXVIBRTN | Excessive Vibration | Excessive Vibration - EXVIBRTN | Problem | RS
ACCLDR | Access Ladder | Access Ladder - ACCLDR | JAMMEDEQ | Jammed Equipment | Jammed Equipment - JAMMEDEQ | Problem | RS
ACCLDR | Access Ladder | Access Ladder - ACCLDR | LEAKING | Leaking | Leaking - LEAKING | Problem | RS
ACCLDR | Access Ladder | Access Ladder - ACCLDR | LOWPERF | Low Performance | Low Performance - LOWPERF | Problem | RS
ACCLDR | Access Ladder | Access Ladder - ACCLDR | NONOPER | Non-Operational | Non-Operational - NONOPER | Problem | RS
ACCLDR | Access Ladder | Access Ladder - ACCLDR | PHYDMGE | Physical Damage | Physical Damage - PHYDMGE | Problem | RS
ACCLDR | Access Ladder | Access Ladder - ACCLDR | UNSMELL | Unusual Smell | Unusual Smell - UNSMELL | Problem | RS
ACCLDR | Access Ladder | Access Ladder - ACCLDR | UNSMOKE | Unusual Smoke | Unusual Smoke - UNSMOKE | Problem | RS
ACCLDR | Access Ladder | Access Ladder - ACCLDR | ACCLDET | Ladder Deteriorated | Ladder Deteriorated - ACCLDET | Failure | RS
ACCLDR | Access Ladder | Access Ladder - ACCLDR | ACCIDENT | Accident | Accident - ACCIDENT | Cause | RS
ACCLDR | Access Ladder | Access Ladder - ACCLDR | ACCWEAR | Accelerated Wear | Accelerated Wear - ACCWEAR | Cause | RS
ACCLDR | Access Ladder | Access Ladder - ACCLDR | ACTGOD | Weather condition/Forces of nature or Act of God | Weather condition/Forces of nature or Act of God - ACTGOD | Cause | RS
ACCLDR | Access Ladder | Access Ladder - ACCLDR | CONTAM | Contamination | Contamination - CONTAM | Cause | RS
ACCLDR | Access Ladder | Access Ladder - ACCLDR | DEFASSET | Defective Asset | Defective Asset - DEFASSET | Cause | RS
ACCLDR | Access Ladder | Access Ladder - ACCLDR | EXLOAD | Excessive Load | Excessive Load - EXLOAD | Cause | RS
ACCLDR | Access Ladder | Access Ladder - ACCLDR | IMPRMNT | Improper Maintenance | Improper Maintenance - IMPRMNT | Cause | RS
ACCLDR | Access Ladder | Access Ladder - ACCLDR | INSLUBR | Insufficient Lubrication | Insufficient Lubrication - INSLUBR | Cause | RS
ACCLDR | Access Ladder | Access Ladder - ACCLDR | LACKTRN | Lack of/ Inadequate Training | Lack of/ Inadequate Training - LACKTRN | Cause | RS
ACCLDR | Access Ladder | Access Ladder - ACCLDR | MISSCMP | Loose/ Missing Component | Loose/ Missing Component - MISSCMP | Cause | RS
ACCLDR | Access Ladder | Access Ladder - ACCLDR | NRMWEAR | Normal Wear | Normal Wear - NRMWEAR | Cause | RS
ACCLDR | Access Ladder | Access Ladder - ACCLDR | OTHER | Other (specify) | Other (specify) - OTHER | Cause | RS
ACCLDR | Access Ladder | Access Ladder - ACCLDR | PRINSTAL | Poor Installation | Poor Installation - PRINSTAL | Cause | RS
ACCLDR | Access Ladder | Access Ladder - ACCLDR | PROCISSU | Procedure Issue | Procedure Issue - PROCISSU | Cause | RS
ACCLDR | Access Ladder | Access Ladder - ACCLDR | UTLFAIL | Utility Failure | Utility Failure - UTLFAIL | Cause | RS
ACCLDR | Access Ladder | Access Ladder - ACCLDR | VNDLSM | Vandalism | Vandalism - VNDLSM | Cause | RS
ACCLDR | Access Ladder | Access Ladder - ACCLDR | WORNCMPT | Defective/ Worn Component | Defective/ Worn Component - WORNCMPT | Cause | RS
ACCLDR | Access Ladder | Access Ladder - ACCLDR | ADJUSTD | Adjusted | Adjusted - ADJUSTD | Action | RS
ACCLDR | Access Ladder | Access Ladder - ACCLDR | DECOMM | Decommission | Decommission - DECOMM | Action | RS
ACCLDR | Access Ladder | Access Ladder - ACCLDR | DECONTME | Decontaminate | Decontaminate - DECONTME | Action | RS
ACCLDR | Access Ladder | Access Ladder - ACCLDR | DONOTHIN | Do Nothing | Do Nothing - DONOTHIN | Action | RS
ACCLDR | Access Ladder | Access Ladder - ACCLDR | LUBRCTE | Lubricate | Lubricate - LUBRCTE | Action | RS
ACCLDR | Access Ladder | Access Ladder - ACCLDR | OTHER | Other (specify) | Other (specify) - OTHER | Action | RS
ACCLDR | Access Ladder | Access Ladder - ACCLDR | RECALBRT | Recalibrate | Recalibrate - RECALBRT | Action | RS
ACCLDR | Access Ladder | Access Ladder - ACCLDR | REMVOBT | Remove Obstruction | Remove Obstruction - REMVOBT | Action | RS
ACCLDR | Access Ladder | Access Ladder - ACCLDR | REPCMPT | Repair Component | Repair Component - REPCMPT | Action | RS
ACCLDR | Access Ladder | Access Ladder - ACCLDR | REPLASS | Replace Asset | Replace Asset - REPLASS | Action | RS
ACCLDR | Access Ladder | Access Ladder - ACCLDR | REPLCMPT | Replace Component | Replace Component - REPLCMPT | Action | RS
ACCLDR | Access Ladder | Access Ladder - ACCLDR | REPRASS | Repair Asset | Repair Asset - REPRASS | Action | RS
ACCLDR | Access Ladder | Access Ladder - ACCLDR | UPGRADES | Upgrade | Upgrade - UPGRADES | Action | RS
ACCPLTF | Access Platform | Access Platform - ACCPLTF | ABNTEMP | Abnormal Temprature | Abnormal Temprature - ABNTEMP | Problem | RS
ACCPLTF | Access Platform | Access Platform - ACCPLTF | CORROS | Corrosion | Corrosion - CORROS | Problem | RS
ACCPLTF | Access Platform | Access Platform - ACCPLTF | EXNOISE | Excessive Noise | Excessive Noise - EXNOISE | Problem | RS
ACCPLTF | Access Platform | Access Platform - ACCPLTF | EXVIBRTN | Excessive Vibration | Excessive Vibration - EXVIBRTN | Problem | RS
ACCPLTF | Access Platform | Access Platform - ACCPLTF | JAMMEDEQ | Jammed Equipment | Jammed Equipment - JAMMEDEQ | Problem | RS
ACCPLTF | Access Platform | Access Platform - ACCPLTF | LEAKING | Leaking | Leaking - LEAKING | Problem | RS
ACCPLTF | Access Platform | Access Platform - ACCPLTF | LOWPERF | Low Performance | Low Performance - LOWPERF | Problem | RS
ACCPLTF | Access Platform | Access Platform - ACCPLTF | NONOPER | Non-Operational | Non-Operational - NONOPER | Problem | RS
ACCPLTF | Access Platform | Access Platform - ACCPLTF | PHYDMGE | Physical Damage | Physical Damage - PHYDMGE | Problem | RS
ACCPLTF | Access Platform | Access Platform - ACCPLTF | UNSMELL | Unusual Smell | Unusual Smell - UNSMELL | Problem | RS
ACCPLTF | Access Platform | Access Platform - ACCPLTF | UNSMOKE | Unusual Smoke | Unusual Smoke - UNSMOKE | Problem | RS
ACCPLTF | Access Platform | Access Platform - ACCPLTF | ACCLSDET | Access Platform Structure Deteriorated | Access Platform Structure Deteriorated - ACCLSDET | Failure | RS
ACCPLTF | Access Platform | Access Platform - ACCPLTF | ACCIDENT | Accident | Accident - ACCIDENT | Cause | RS
ACCPLTF | Access Platform | Access Platform - ACCPLTF | ACCWEAR | Accelerated Wear | Accelerated Wear - ACCWEAR | Cause | RS
ACCPLTF | Access Platform | Access Platform - ACCPLTF | ACTGOD | Weather condition/Forces of nature or Act of God | Weather condition/Forces of nature or Act of God - ACTGOD | Cause | RS
ACCPLTF | Access Platform | Access Platform - ACCPLTF | CONTAM | Contamination | Contamination - CONTAM | Cause | RS
ACCPLTF | Access Platform | Access Platform - ACCPLTF | DEFASSET | Defective Asset | Defective Asset - DEFASSET | Cause | RS
ACCPLTF | Access Platform | Access Platform - ACCPLTF | EXLOAD | Excessive Load | Excessive Load - EXLOAD | Cause | RS
ACCPLTF | Access Platform | Access Platform - ACCPLTF | IMPRMNT | Improper Maintenance | Improper Maintenance - IMPRMNT | Cause | RS
ACCPLTF | Access Platform | Access Platform - ACCPLTF | INSLUBR | Insufficient Lubrication | Insufficient Lubrication - INSLUBR | Cause | RS
ACCPLTF | Access Platform | Access Platform - ACCPLTF | LACKTRN | Lack of/ Inadequate Training | Lack of/ Inadequate Training - LACKTRN | Cause | RS
ACCPLTF | Access Platform | Access Platform - ACCPLTF | MISSCMP | Loose/ Missing Component | Loose/ Missing Component - MISSCMP | Cause | RS
ACCPLTF | Access Platform | Access Platform - ACCPLTF | NRMWEAR | Normal Wear | Normal Wear - NRMWEAR | Cause | RS
ACCPLTF | Access Platform | Access Platform - ACCPLTF | OTHER | Other (specify) | Other (specify) - OTHER | Cause | RS
ACCPLTF | Access Platform | Access Platform - ACCPLTF | PRINSTAL | Poor Installation | Poor Installation - PRINSTAL | Cause | RS
ACCPLTF | Access Platform | Access Platform - ACCPLTF | PROCISSU | Procedure Issue | Procedure Issue - PROCISSU | Cause | RS
ACCPLTF | Access Platform | Access Platform - ACCPLTF | UTLFAIL | Utility Failure | Utility Failure - UTLFAIL | Cause | RS
ACCPLTF | Access Platform | Access Platform - ACCPLTF | VNDLSM | Vandalism | Vandalism - VNDLSM | Cause | RS
ACCPLTF | Access Platform | Access Platform - ACCPLTF | WORNCMPT | Defective/ Worn Component | Defective/ Worn Component - WORNCMPT | Cause | RS
ACCPLTF | Access Platform | Access Platform - ACCPLTF | ADJUSTD | Adjusted | Adjusted - ADJUSTD | Action | RS
ACCPLTF | Access Platform | Access Platform - ACCPLTF | DECOMM | Decommission | Decommission - DECOMM | Action | RS
ACCPLTF | Access Platform | Access Platform - ACCPLTF | DECONTME | Decontaminate | Decontaminate - DECONTME | Action | RS
ACCPLTF | Access Platform | Access Platform - ACCPLTF | DONOTHIN | Do Nothing | Do Nothing - DONOTHIN | Action | RS
ACCPLTF | Access Platform | Access Platform - ACCPLTF | LUBRCTE | Lubricate | Lubricate - LUBRCTE | Action | RS
ACCPLTF | Access Platform | Access Platform - ACCPLTF | OTHER | Other (specify) | Other (specify) - OTHER | Action | RS
ACCPLTF | Access Platform | Access Platform - ACCPLTF | RECALBRT | Recalibrate | Recalibrate - RECALBRT | Action | RS
ACCPLTF | Access Platform | Access Platform - ACCPLTF | REMVOBT | Remove Obstruction | Remove Obstruction - REMVOBT | Action | RS
ACCPLTF | Access Platform | Access Platform - ACCPLTF | REPCMPT | Repair Component | Repair Component - REPCMPT | Action | RS
ACCPLTF | Access Platform | Access Platform - ACCPLTF | REPLASS | Replace Asset | Replace Asset - REPLASS | Action | RS
ACCPLTF | Access Platform | Access Platform - ACCPLTF | REPLCMPT | Replace Component | Replace Component - REPLCMPT | Action | RS
ACCPLTF | Access Platform | Access Platform - ACCPLTF | REPRASS | Repair Asset | Repair Asset - REPRASS | Action | RS
ACCPLTF | Access Platform | Access Platform - ACCPLTF | UPGRADES | Upgrade | Upgrade - UPGRADES | Action | RS
AIRELIM | Air Eliminator | Air Eliminator - AIRELIM | ABNTEMP | Abnormal Temprature | Abnormal Temprature - ABNTEMP | Problem | RS
AIRELIM | Air Eliminator | Air Eliminator - AIRELIM | CORROS | Corrosion | Corrosion - CORROS | Problem | RS
AIRELIM | Air Eliminator | Air Eliminator - AIRELIM | ELECTRIP | Electrical Trip Out | Electrical Trip Out - ELECTRIP | Problem | RS
AIRELIM | Air Eliminator | Air Eliminator - AIRELIM | EXNOISE | Excessive Noise | Excessive Noise - EXNOISE | Problem | RS
AIRELIM | Air Eliminator | Air Eliminator - AIRELIM | EXVIBRTN | Excessive Vibration | Excessive Vibration - EXVIBRTN | Problem | RS
AIRELIM | Air Eliminator | Air Eliminator - AIRELIM | JAMMEDEQ | Jammed Equipment | Jammed Equipment - JAMMEDEQ | Problem | RS
AIRELIM | Air Eliminator | Air Eliminator - AIRELIM | LEAKING | Leaking | Leaking - LEAKING | Problem | RS
AIRELIM | Air Eliminator | Air Eliminator - AIRELIM | LOWPERF | Low Performance | Low Performance - LOWPERF | Problem | RS
AIRELIM | Air Eliminator | Air Eliminator - AIRELIM | NONOPER | Non-Operational | Non-Operational - NONOPER | Problem | RS
AIRELIM | Air Eliminator | Air Eliminator - AIRELIM | PHYDMGE | Physical Damage | Physical Damage - PHYDMGE | Problem | RS
AIRELIM | Air Eliminator | Air Eliminator - AIRELIM | UNSMELL | Unusual Smell | Unusual Smell - UNSMELL | Problem | RS
AIRELIM | Air Eliminator | Air Eliminator - AIRELIM | UNSMOKE | Unusual Smoke | Unusual Smoke - UNSMOKE | Problem | RS
AIRELIM | Air Eliminator | Air Eliminator - AIRELIM | AELCDET | Air eliminator components deteriorated | Air eliminator components deteriorated - AELCDET | Failure | RS
AIRELIM | Air Eliminator | Air Eliminator - AIRELIM | ACCIDENT | Accident | Accident - ACCIDENT | Cause | RS
AIRELIM | Air Eliminator | Air Eliminator - AIRELIM | ACCWEAR | Accelerated Wear | Accelerated Wear - ACCWEAR | Cause | RS
AIRELIM | Air Eliminator | Air Eliminator - AIRELIM | ACTGOD | Weather condition/Forces of nature or Act of God | Weather condition/Forces of nature or Act of God - ACTGOD | Cause | RS
AIRELIM | Air Eliminator | Air Eliminator - AIRELIM | CONTAM | Contamination | Contamination - CONTAM | Cause | RS
AIRELIM | Air Eliminator | Air Eliminator - AIRELIM | DEFASSET | Defective Asset | Defective Asset - DEFASSET | Cause | RS
AIRELIM | Air Eliminator | Air Eliminator - AIRELIM | EXLOAD | Excessive Load | Excessive Load - EXLOAD | Cause | RS
AIRELIM | Air Eliminator | Air Eliminator - AIRELIM | IMPRMNT | Improper Maintenance | Improper Maintenance - IMPRMNT | Cause | RS
AIRELIM | Air Eliminator | Air Eliminator - AIRELIM | INSLUBR | Insufficient Lubrication | Insufficient Lubrication - INSLUBR | Cause | RS
AIRELIM | Air Eliminator | Air Eliminator - AIRELIM | LACKTRN | Lack of/ Inadequate Training | Lack of/ Inadequate Training - LACKTRN | Cause | RS
AIRELIM | Air Eliminator | Air Eliminator - AIRELIM | MISSCMP | Loose/ Missing Component | Loose/ Missing Component - MISSCMP | Cause | RS
AIRELIM | Air Eliminator | Air Eliminator - AIRELIM | NRMWEAR | Normal Wear | Normal Wear - NRMWEAR | Cause | RS
AIRELIM | Air Eliminator | Air Eliminator - AIRELIM | OTHER | Other (specify) | Other (specify) - OTHER | Cause | RS
AIRELIM | Air Eliminator | Air Eliminator - AIRELIM | PRINSTAL | Poor Installation | Poor Installation - PRINSTAL | Cause | RS
AIRELIM | Air Eliminator | Air Eliminator - AIRELIM | PROCISSU | Procedure Issue | Procedure Issue - PROCISSU | Cause | RS
AIRELIM | Air Eliminator | Air Eliminator - AIRELIM | UTLFAIL | Utility Failure | Utility Failure - UTLFAIL | Cause | RS
AIRELIM | Air Eliminator | Air Eliminator - AIRELIM | VNDLSM | Vandalism | Vandalism - VNDLSM | Cause | RS
AIRELIM | Air Eliminator | Air Eliminator - AIRELIM | WORNCMPT | Defective/ Worn Component | Defective/ Worn Component - WORNCMPT | Cause | RS
AIRELIM | Air Eliminator | Air Eliminator - AIRELIM | ADJUSTD | Adjusted | Adjusted - ADJUSTD | Action | RS
AIRELIM | Air Eliminator | Air Eliminator - AIRELIM | DECOMM | Decommission | Decommission - DECOMM | Action | RS
AIRELIM | Air Eliminator | Air Eliminator - AIRELIM | DECONTME | Decontaminate | Decontaminate - DECONTME | Action | RS
AIRELIM | Air Eliminator | Air Eliminator - AIRELIM | DONOTHIN | Do Nothing | Do Nothing - DONOTHIN | Action | RS
AIRELIM | Air Eliminator | Air Eliminator - AIRELIM | LUBRCTE | Lubricate | Lubricate - LUBRCTE | Action | RS
AIRELIM | Air Eliminator | Air Eliminator - AIRELIM | OTHER | Other (specify) | Other (specify) - OTHER | Action | RS
AIRELIM | Air Eliminator | Air Eliminator - AIRELIM | RECALBRT | Recalibrate | Recalibrate - RECALBRT | Action | RS
AIRELIM | Air Eliminator | Air Eliminator - AIRELIM | REMVOBT | Remove Obstruction | Remove Obstruction - REMVOBT | Action | RS
AIRELIM | Air Eliminator | Air Eliminator - AIRELIM | REPCMPT | Repair Component | Repair Component - REPCMPT | Action | RS
AIRELIM | Air Eliminator | Air Eliminator - AIRELIM | REPLASS | Replace Asset | Replace Asset - REPLASS | Action | RS
AIRELIM | Air Eliminator | Air Eliminator - AIRELIM | REPLCMPT | Replace Component | Replace Component - REPLCMPT | Action | RS
AIRELIM | Air Eliminator | Air Eliminator - AIRELIM | REPRASS | Repair Asset | Repair Asset - REPRASS | Action | RS
AIRELIM | Air Eliminator | Air Eliminator - AIRELIM | UPGRADES | Upgrade | Upgrade - UPGRADES | Action | RS
ARCMPRS | Air Compressor | Air Compressor - ARCMPRS | CMPNWRK2 | Compressor Not Working | Compressor Not Working - CMPNWRK2 | Problem | RS
ARCMPRS | Air Compressor | Air Compressor - ARCMPRS | EXVIBRTN | Excessive Vibration | Excessive Vibration - EXVIBRTN | Problem | RS
ARCMPRS | Air Compressor | Air Compressor - ARCMPRS | LEAKF2 | Leaking Fluid | Leaking Fluid - LEAKF2 | Problem | RS
ARCMPRS | Air Compressor | Air Compressor - ARCMPRS | LOSPRES2 | Loss Of Pressure | Loss Of Pressure - LOSPRES2 | Problem | RS
ARCMPRS | Air Compressor | Air Compressor - ARCMPRS | LSSPR5 | Loss Of Pressure/Air Leak | Loss Of Pressure/Air Leak - LSSPR5 | Problem | RS
ARCMPRS | Air Compressor | Air Compressor - ARCMPRS | NONOPER7 | Non-Operational | Non-Operational - NONOPER7 | Problem | RS
ARCMPRS | Air Compressor | Air Compressor - ARCMPRS | ACMCACC | Air compressor condensate accumulation | Air compressor condensate accumulation - ACMCACC | Failure | RS
ARCMPRS | Air Compressor | Air Compressor - ARCMPRS | ACMCDET | Air compressor components deterioration | Air compressor components deterioration - ACMCDET | Failure | RS
ARCMPRS | Air Compressor | Air Compressor - ARCMPRS | ACMIFCON | Air compressor intake filter contaminated | Air compressor intake filter contaminated - ACMIFCON | Failure | RS
ARCMPRS | Air Compressor | Air Compressor - ARCMPRS | ACMODEP | Air compressor oil depleted | Air compressor oil depleted - ACMODEP | Failure | RS
ARCMPRS | Air Compressor | Air Compressor - ARCMPRS | ACMPTDET | Air compressor pressure tank deteriorated | Air compressor pressure tank deteriorated - ACMPTDET | Failure | RS
ARCMPRS | Air Compressor | Air Compressor - ARCMPRS | ACMPVFL | Air compressor pressure tank pressure relief valve failed | Air compressor pressure tank pressure relief valve failed - ACMPVFL | Failure | RS
ARCMPRS | Air Compressor | Air Compressor - ARCMPRS | BROKSEL8 | Broken Seal | Broken Seal - BROKSEL8 | Failure | RS
ARCMPRS | Air Compressor | Air Compressor - ARCMPRS | BROKSEL9 | Broken Seal | Broken Seal - BROKSEL9 | Failure | RS
ARCMPRS | Air Compressor | Air Compressor - ARCMPRS | CLOGDRV1 | Clogged Drain Valve | Clogged Drain Valve - CLOGDRV1 | Failure | RS
ARCMPRS | Air Compressor | Air Compressor - ARCMPRS | CLOGFI10 | Clogged Filter | Clogged Filter - CLOGFI10 | Failure | RS
ARCMPRS | Air Compressor | Air Compressor - ARCMPRS | CLOGFI9 | Clogged Filter | Clogged Filter - CLOGFI9 | Failure | RS
ARCMPRS | Air Compressor | Air Compressor - ARCMPRS | CLOGHO1 | Clogged Hose | Clogged Hose - CLOGHO1 | Failure | RS
ARCMPRS | Air Compressor | Air Compressor - ARCMPRS | DAMAHO2 | Damaged Hose | Damaged Hose - DAMAHO2 | Failure | RS
ARCMPRS | Air Compressor | Air Compressor - ARCMPRS | DAMAHO3 | Damaged Hose | Damaged Hose - DAMAHO3 | Failure | RS
ARCMPRS | Air Compressor | Air Compressor - ARCMPRS | DEFEDRV1 | Defected Drain Valve | Defected Drain Valve - DEFEDRV1 | Failure | RS
ARCMPRS | Air Compressor | Air Compressor - ARCMPRS | DEFEDRV2 | Defected Drain Valve | Defected Drain Valve - DEFEDRV2 | Failure | RS
ARCMPRS | Air Compressor | Air Compressor - ARCMPRS | DEFEGE1 | Defected Gearbox | Defected Gearbox - DEFEGE1 | Failure | RS
ARCMPRS | Air Compressor | Air Compressor - ARCMPRS | DEFEGE2 | Defected Gearbox | Defected Gearbox - DEFEGE2 | Failure | RS
ARCMPRS | Air Compressor | Air Compressor - ARCMPRS | DEFEMO10 | Defected Motor | Defected Motor - DEFEMO10 | Failure | RS
ARCMPRS | Air Compressor | Air Compressor - ARCMPRS | DEFEMO9 | Defected Motor | Defected Motor - DEFEMO9 | Failure | RS
ARCMPRS | Air Compressor | Air Compressor - ARCMPRS | DEFESAV1 | Defected Safety Valve | Defected Safety Valve - DEFESAV1 | Failure | RS
ARCMPRS | Air Compressor | Air Compressor - ARCMPRS | DEFESAV2 | Defected Safety Valve | Defected Safety Valve - DEFESAV2 | Failure | RS
ARCMPRS | Air Compressor | Air Compressor - ARCMPRS | DEFESE5 | Defected Sensor | Defected Sensor - DEFESE5 | Failure | RS
ARCMPRS | Air Compressor | Air Compressor - ARCMPRS | DEFPRSE2 | Defective Pressure Sensor | Defective Pressure Sensor - DEFPRSE2 | Failure | RS
ARCMPRS | Air Compressor | Air Compressor - ARCMPRS | DEFPRSE3 | Defective Pressure Sensor | Defective Pressure Sensor - DEFPRSE3 | Failure | RS
ARCMPRS | Air Compressor | Air Compressor - ARCMPRS | DEFPRW2 | Defective Pressure Switch | Defective Pressure Switch - DEFPRW2 | Failure | RS
ARCMPRS | Air Compressor | Air Compressor - ARCMPRS | LOOSELC6 | Loose Elec. Connections | Loose Elec. Connections - LOOSELC6 | Failure | RS
ARCMPRS | Air Compressor | Air Compressor - ARCMPRS | LOOSELC7 | Loose Elec. Connections | Loose Elec. Connections - LOOSELC7 | Failure | RS
ARCMPRS | Air Compressor | Air Compressor - ARCMPRS | LOOSFI1 | Loose Filter | Loose Filter - LOOSFI1 | Failure | RS
ARCMPRS | Air Compressor | Air Compressor - ARCMPRS | LOOSSE3 | Loose Seal | Loose Seal - LOOSSE3 | Failure | RS
ARCMPRS | Air Compressor | Air Compressor - ARCMPRS | LOOSSE4 | Loose Seal | Loose Seal - LOOSSE4 | Failure | RS
ARCMPRS | Air Compressor | Air Compressor - ARCMPRS | NOPOWER3 | No Power | No Power - NOPOWER3 | Failure | RS
ARCMPRS | Air Compressor | Air Compressor - ARCMPRS | WORNBL4 | Worn Belt | Worn Belt - WORNBL4 | Failure | RS
ARCMPRS | Air Compressor | Air Compressor - ARCMPRS | WORNBL5 | Worn Belt | Worn Belt - WORNBL5 | Failure | RS
ARCMPRS | Air Compressor | Air Compressor - ARCMPRS | WORNSE16 | Worn Seal | Worn Seal - WORNSE16 | Failure | RS
ARCMPRS | Air Compressor | Air Compressor - ARCMPRS | ACCIDENT | Accident | Accident - ACCIDENT | Cause | RS
ARCMPRS | Air Compressor | Air Compressor - ARCMPRS | ACCWEAR | Accelerated Wear | Accelerated Wear - ACCWEAR | Cause | RS
ARCMPRS | Air Compressor | Air Compressor - ARCMPRS | ACTGOD | Weather condition/Forces of nature or Act of God | Weather condition/Forces of nature or Act of God - ACTGOD | Cause | RS
ARCMPRS | Air Compressor | Air Compressor - ARCMPRS | AGING111 | Aging | Aging - AGING111 | Cause | RS
ARCMPRS | Air Compressor | Air Compressor - ARCMPRS | AGING143 | Aging | Aging - AGING143 | Cause | RS
ARCMPRS | Air Compressor | Air Compressor - ARCMPRS | AGING65 | Aging | Aging - AGING65 | Cause | RS
ARCMPRS | Air Compressor | Air Compressor - ARCMPRS | BELTMA1 | Belt Material | Belt Material - BELTMA1 | Cause | RS
ARCMPRS | Air Compressor | Air Compressor - ARCMPRS | BELTMA2 | Belt Material | Belt Material - BELTMA2 | Cause | RS
ARCMPRS | Air Compressor | Air Compressor - ARCMPRS | CONTAM | Contamination | Contamination - CONTAM | Cause | RS
ARCMPRS | Air Compressor | Air Compressor - ARCMPRS | CONTAM12 | Contamination | Contamination - CONTAM12 | Cause | RS
ARCMPRS | Air Compressor | Air Compressor - ARCMPRS | CONTAM16 | Contamination | Contamination - CONTAM16 | Cause | RS
ARCMPRS | Air Compressor | Air Compressor - ARCMPRS | CONTAM23 | Contamination | Contamination - CONTAM23 | Cause | RS
ARCMPRS | Air Compressor | Air Compressor - ARCMPRS | CONTAM30 | Contamination | Contamination - CONTAM30 | Cause | RS
ARCMPRS | Air Compressor | Air Compressor - ARCMPRS | CONTAM4 | Contamination | Contamination - CONTAM4 | Cause | RS
ARCMPRS | Air Compressor | Air Compressor - ARCMPRS | CRBRTR2 | Circuit Breaker Trip | Circuit Breaker Trip - CRBRTR2 | Cause | RS
ARCMPRS | Air Compressor | Air Compressor - ARCMPRS | DEFASSET | Defective Asset | Defective Asset - DEFASSET | Cause | RS
ARCMPRS | Air Compressor | Air Compressor - ARCMPRS | DIRTOI1 | Dirty Oil | Dirty Oil - DIRTOI1 | Cause | RS
ARCMPRS | Air Compressor | Air Compressor - ARCMPRS | DIRTOI2 | Dirty Oil | Dirty Oil - DIRTOI2 | Cause | RS
ARCMPRS | Air Compressor | Air Compressor - ARCMPRS | ELECF105 | Electrical Fault | Electrical Fault - ELECF105 | Cause | RS
ARCMPRS | Air Compressor | Air Compressor - ARCMPRS | EXLOAD | Excessive Load | Excessive Load - EXLOAD | Cause | RS
ARCMPRS | Air Compressor | Air Compressor - ARCMPRS | IMPRIN12 | Improper Installation | Improper Installation - IMPRIN12 | Cause | RS
ARCMPRS | Air Compressor | Air Compressor - ARCMPRS | IMPRIN13 | Improper Installation | Improper Installation - IMPRIN13 | Cause | RS
ARCMPRS | Air Compressor | Air Compressor - ARCMPRS | IMPRIN14 | Improper Installation | Improper Installation - IMPRIN14 | Cause | RS
ARCMPRS | Air Compressor | Air Compressor - ARCMPRS | IMPRIN15 | Improper Installation | Improper Installation - IMPRIN15 | Cause | RS
ARCMPRS | Air Compressor | Air Compressor - ARCMPRS | IMPRIN17 | Improper Installation | Improper Installation - IMPRIN17 | Cause | RS
ARCMPRS | Air Compressor | Air Compressor - ARCMPRS | IMPRIN19 | Improper Installation | Improper Installation - IMPRIN19 | Cause | RS
ARCMPRS | Air Compressor | Air Compressor - ARCMPRS | IMPRIN20 | Improper Installation | Improper Installation - IMPRIN20 | Cause | RS
ARCMPRS | Air Compressor | Air Compressor - ARCMPRS | IMPRIN22 | Improper Installation | Improper Installation - IMPRIN22 | Cause | RS
ARCMPRS | Air Compressor | Air Compressor - ARCMPRS | IMPRIN23 | Improper Installation | Improper Installation - IMPRIN23 | Cause | RS
ARCMPRS | Air Compressor | Air Compressor - ARCMPRS | IMPRIN24 | Improper Installation | Improper Installation - IMPRIN24 | Cause | RS
ARCMPRS | Air Compressor | Air Compressor - ARCMPRS | IMPRIN26 | Improper Installation | Improper Installation - IMPRIN26 | Cause | RS
ARCMPRS | Air Compressor | Air Compressor - ARCMPRS | IMPRM27 | Improper Maintenance | Improper Maintenance - IMPRM27 | Cause | RS
ARCMPRS | Air Compressor | Air Compressor - ARCMPRS | IMPRM31 | Improper Maintenance | Improper Maintenance - IMPRM31 | Cause | RS
ARCMPRS | Air Compressor | Air Compressor - ARCMPRS | IMPRM36 | Improper Maintenance | Improper Maintenance - IMPRM36 | Cause | RS
ARCMPRS | Air Compressor | Air Compressor - ARCMPRS | IMPRM57 | Improper Maintenance | Improper Maintenance - IMPRM57 | Cause | RS
ARCMPRS | Air Compressor | Air Compressor - ARCMPRS | IMPRM67 | Improper Maintenance | Improper Maintenance - IMPRM67 | Cause | RS
ARCMPRS | Air Compressor | Air Compressor - ARCMPRS | IMPRMNT | Improper Maintenance | Improper Maintenance - IMPRMNT | Cause | RS
ARCMPRS | Air Compressor | Air Compressor - ARCMPRS | INSLUBR | Insufficient Lubrication | Insufficient Lubrication - INSLUBR | Cause | RS
ARCMPRS | Air Compressor | Air Compressor - ARCMPRS | LACKTRN | Lack of/ Inadequate Training | Lack of/ Inadequate Training - LACKTRN | Cause | RS
ARCMPRS | Air Compressor | Air Compressor - ARCMPRS | MISSCMP | Loose/ Missing Component | Loose/ Missing Component - MISSCMP | Cause | RS
ARCMPRS | Air Compressor | Air Compressor - ARCMPRS | NORMW14 | Normal Wear | Normal Wear - NORMW14 | Cause | RS
ARCMPRS | Air Compressor | Air Compressor - ARCMPRS | NORMW22 | Normal Wear | Normal Wear - NORMW22 | Cause | RS
ARCMPRS | Air Compressor | Air Compressor - ARCMPRS | NORMW36 | Normal Wear | Normal Wear - NORMW36 | Cause | RS
ARCMPRS | Air Compressor | Air Compressor - ARCMPRS | NORMW41 | Normal Wear | Normal Wear - NORMW41 | Cause | RS
ARCMPRS | Air Compressor | Air Compressor - ARCMPRS | NORMW46 | Normal Wear | Normal Wear - NORMW46 | Cause | RS
ARCMPRS | Air Compressor | Air Compressor - ARCMPRS | NORMW47 | Normal Wear | Normal Wear - NORMW47 | Cause | RS
ARCMPRS | Air Compressor | Air Compressor - ARCMPRS | NORMW48 | Normal Wear | Normal Wear - NORMW48 | Cause | RS
ARCMPRS | Air Compressor | Air Compressor - ARCMPRS | NORMW49 | Normal Wear | Normal Wear - NORMW49 | Cause | RS
ARCMPRS | Air Compressor | Air Compressor - ARCMPRS | NORMW53 | Normal Wear | Normal Wear - NORMW53 | Cause | RS
ARCMPRS | Air Compressor | Air Compressor - ARCMPRS | NORMW54 | Normal Wear | Normal Wear - NORMW54 | Cause | RS
ARCMPRS | Air Compressor | Air Compressor - ARCMPRS | NORMW56 | Normal Wear | Normal Wear - NORMW56 | Cause | RS
ARCMPRS | Air Compressor | Air Compressor - ARCMPRS | NORMW57 | Normal Wear | Normal Wear - NORMW57 | Cause | RS
ARCMPRS | Air Compressor | Air Compressor - ARCMPRS | NORMW63 | Normal Wear | Normal Wear - NORMW63 | Cause | RS
ARCMPRS | Air Compressor | Air Compressor - ARCMPRS | NRMWEAR | Normal Wear | Normal Wear - NRMWEAR | Cause | RS
ARCMPRS | Air Compressor | Air Compressor - ARCMPRS | OTHER | Other (specify) | Other (specify) - OTHER | Cause | RS
ARCMPRS | Air Compressor | Air Compressor - ARCMPRS | PRINSTAL | Poor Installation | Poor Installation - PRINSTAL | Cause | RS
ARCMPRS | Air Compressor | Air Compressor - ARCMPRS | PROCISSU | Procedure Issue | Procedure Issue - PROCISSU | Cause | RS
ARCMPRS | Air Compressor | Air Compressor - ARCMPRS | UTLFAIL | Utility Failure | Utility Failure - UTLFAIL | Cause | RS
ARCMPRS | Air Compressor | Air Compressor - ARCMPRS | VNDLSM | Vandalism | Vandalism - VNDLSM | Cause | RS
ARCMPRS | Air Compressor | Air Compressor - ARCMPRS | WORNCMPT | Defective/ Worn Component | Defective/ Worn Component - WORNCMPT | Cause | RS
ARCMPRS | Air Compressor | Air Compressor - ARCMPRS | ADJUSTD | Adjusted | Adjusted - ADJUSTD | Action | RS
ARCMPRS | Air Compressor | Air Compressor - ARCMPRS | DECOMM | Decommission | Decommission - DECOMM | Action | RS
ARCMPRS | Air Compressor | Air Compressor - ARCMPRS | DECONTME | Decontaminate | Decontaminate - DECONTME | Action | RS
ARCMPRS | Air Compressor | Air Compressor - ARCMPRS | DONOTHIN | Do Nothing | Do Nothing - DONOTHIN | Action | RS
ARCMPRS | Air Compressor | Air Compressor - ARCMPRS | LUBRCTE | Lubricate | Lubricate - LUBRCTE | Action | RS
ARCMPRS | Air Compressor | Air Compressor - ARCMPRS | OTHER | Other (specify) | Other (specify) - OTHER | Action | RS
ARCMPRS | Air Compressor | Air Compressor - ARCMPRS | RECALBRT | Recalibrate | Recalibrate - RECALBRT | Action | RS
ARCMPRS | Air Compressor | Air Compressor - ARCMPRS | REMVOBT | Remove Obstruction | Remove Obstruction - REMVOBT | Action | RS
ARCMPRS | Air Compressor | Air Compressor - ARCMPRS | REPAIR | Repair | Repair - REPAIR | Action | RS
ARCMPRS | Air Compressor | Air Compressor - ARCMPRS | REPCMPT | Repair Component | Repair Component - REPCMPT | Action | RS
ARCMPRS | Air Compressor | Air Compressor - ARCMPRS | REPLACE | Replace | Replace - REPLACE | Action | RS
ARCMPRS | Air Compressor | Air Compressor - ARCMPRS | REPLASS | Replace Asset | Replace Asset - REPLASS | Action | RS
ARCMPRS | Air Compressor | Air Compressor - ARCMPRS | REPLCMPT | Replace Component | Replace Component - REPLCMPT | Action | RS
ARCMPRS | Air Compressor | Air Compressor - ARCMPRS | REPOIL | Replace Oil | Replace Oil - REPOIL | Action | RS
ARCMPRS | Air Compressor | Air Compressor - ARCMPRS | REPRASS | Repair Asset | Repair Asset - REPRASS | Action | RS
ARCMPRS | Air Compressor | Air Compressor - ARCMPRS | REPRSUP | Report To Supervisor | Report To Supervisor - REPRSUP | Action | RS
ARCMPRS | Air Compressor | Air Compressor - ARCMPRS | RESET | Reset | Reset - RESET | Action | RS
ARCMPRS | Air Compressor | Air Compressor - ARCMPRS | UPGRADES | Upgrade | Upgrade - UPGRADES | Action | RS
ARCONC | Air-Conditioning - Condenser | Air-Conditioning - Condenser - ARCONC | ABNTEMP | Abnormal Temprature | Abnormal Temprature - ABNTEMP | Problem | RS
ARCONC | Air-Conditioning - Condenser | Air-Conditioning - Condenser - ARCONC | CNDSNOP3 | Condenser Not Operational | Condenser Not Operational - CNDSNOP3 | Problem | RS
ARCONC | Air-Conditioning - Condenser | Air-Conditioning - Condenser - ARCONC | CORROS | Corrosion | Corrosion - CORROS | Problem | RS
ARCONC | Air-Conditioning - Condenser | Air-Conditioning - Condenser - ARCONC | EXNOISE | Excessive Noise | Excessive Noise - EXNOISE | Problem | RS
ARCONC | Air-Conditioning - Condenser | Air-Conditioning - Condenser - ARCONC | EXVIBRTN | Excessive Vibration | Excessive Vibration - EXVIBRTN | Problem | RS
ARCONC | Air-Conditioning - Condenser | Air-Conditioning - Condenser - ARCONC | LEAKI11 | Leaking | Leaking - LEAKI11 | Problem | RS
ARCONC | Air-Conditioning - Condenser | Air-Conditioning - Condenser - ARCONC | LEAKING | Leaking | Leaking - LEAKING | Problem | RS
ARCONC | Air-Conditioning - Condenser | Air-Conditioning - Condenser - ARCONC | LOWPERF | Low Performance | Low Performance - LOWPERF | Problem | RS
ARCONC | Air-Conditioning - Condenser | Air-Conditioning - Condenser - ARCONC | NONOPER | Non-Operational | Non-Operational - NONOPER | Problem | RS
ARCONC | Air-Conditioning - Condenser | Air-Conditioning - Condenser - ARCONC | PHYDMGE | Physical Damage | Physical Damage - PHYDMGE | Problem | RS
ARCONC | Air-Conditioning - Condenser | Air-Conditioning - Condenser - ARCONC | RSTAFOW5 | Restricted Air Flow | Restricted Air Flow - RSTAFOW5 | Problem | RS
ARCONC | Air-Conditioning - Condenser | Air-Conditioning - Condenser - ARCONC | UNSMELL | Unusual Smell | Unusual Smell - UNSMELL | Problem | RS
ARCONC | Air-Conditioning - Condenser | Air-Conditioning - Condenser - ARCONC | UNSMOKE | Unusual Smoke | Unusual Smoke - UNSMOKE | Problem | RS
ARCONC | Air-Conditioning - Condenser | Air-Conditioning - Condenser - ARCONC | BROKPIP7 | Broken Pipe | Broken Pipe - BROKPIP7 | Failure | RS
ARCONC | Air-Conditioning - Condenser | Air-Conditioning - Condenser - ARCONC | COMPFAIL | Component Failure | Component Failure - COMPFAIL | Failure | RS
ARCONC | Air-Conditioning - Condenser | Air-Conditioning - Condenser - ARCONC | CONDCONT | Condenser vents, coil/fins contaminated | Condenser vents, coil/fins contaminated - CONDCONT | Failure | RS
ARCONC | Air-Conditioning - Condenser | Air-Conditioning - Condenser - ARCONC | CONDDET | Condenser vents, coil/fins deteriorated | Condenser vents, coil/fins deteriorated - CONDDET | Failure | RS
ARCONC | Air-Conditioning - Condenser | Air-Conditioning - Condenser - ARCONC | CONDLUB | Cooling Fan/Motor Assembly Insufficient Lubrication | Cooling Fan/Motor Assembly Insufficient Lubrication - CONDLUB | Failure | RS
ARCONC | Air-Conditioning - Condenser | Air-Conditioning - Condenser - ARCONC | DAMAFI5 | Damaged Fin | Damaged Fin - DAMAFI5 | Failure | RS
ARCONC | Air-Conditioning - Condenser | Air-Conditioning - Condenser - ARCONC | DEFECO6 | Defective Coil | Defective Coil - DEFECO6 | Failure | RS
ARCONC | Air-Conditioning - Condenser | Air-Conditioning - Condenser - ARCONC | FANWORN | Fan/motor assembly worn | Fan/motor assembly worn - FANWORN | Failure | RS
ARCONC | Air-Conditioning - Condenser | Air-Conditioning - Condenser - ARCONC | SEIZFA3 | Seized Fan | Seized Fan - SEIZFA3 | Failure | RS
ARCONC | Air-Conditioning - Condenser | Air-Conditioning - Condenser - ARCONC | SEIZMO6 | Seized Motor | Seized Motor - SEIZMO6 | Failure | RS
ARCONC | Air-Conditioning - Condenser | Air-Conditioning - Condenser - ARCONC | WORNSE10 | Worn Seal | Worn Seal - WORNSE10 | Failure | RS
ARCONC | Air-Conditioning - Condenser | Air-Conditioning - Condenser - ARCONC | ACCIDENT | Accident | Accident - ACCIDENT | Cause | RS
ARCONC | Air-Conditioning - Condenser | Air-Conditioning - Condenser - ARCONC | ACCWEAR | Accelerated Wear | Accelerated Wear - ACCWEAR | Cause | RS
ARCONC | Air-Conditioning - Condenser | Air-Conditioning - Condenser - ARCONC | ACTGOD | Weather condition/Forces of nature or Act of God | Weather condition/Forces of nature or Act of God - ACTGOD | Cause | RS
ARCONC | Air-Conditioning - Condenser | Air-Conditioning - Condenser - ARCONC | AGING37 | Aging | Aging - AGING37 | Cause | RS
ARCONC | Air-Conditioning - Condenser | Air-Conditioning - Condenser - ARCONC | AGING83 | Aging | Aging - AGING83 | Cause | RS
ARCONC | Air-Conditioning - Condenser | Air-Conditioning - Condenser - ARCONC | CONTAM | Contamination | Contamination - CONTAM | Cause | RS
ARCONC | Air-Conditioning - Condenser | Air-Conditioning - Condenser - ARCONC | CONTAM6 | Contamination | Contamination - CONTAM6 | Cause | RS
ARCONC | Air-Conditioning - Condenser | Air-Conditioning - Condenser - ARCONC | CORRS12 | Corrosion | Corrosion - CORRS12 | Cause | RS
ARCONC | Air-Conditioning - Condenser | Air-Conditioning - Condenser - ARCONC | CORRS5 | Corrosion | Corrosion - CORRS5 | Cause | RS
ARCONC | Air-Conditioning - Condenser | Air-Conditioning - Condenser - ARCONC | DEFASSET | Defective Asset | Defective Asset - DEFASSET | Cause | RS
ARCONC | Air-Conditioning - Condenser | Air-Conditioning - Condenser - ARCONC | EXLOAD | Excessive Load | Excessive Load - EXLOAD | Cause | RS
ARCONC | Air-Conditioning - Condenser | Air-Conditioning - Condenser - ARCONC | IMPRM49 | Improper Maintenance | Improper Maintenance - IMPRM49 | Cause | RS
ARCONC | Air-Conditioning - Condenser | Air-Conditioning - Condenser - ARCONC | IMPRMNT | Improper Maintenance | Improper Maintenance - IMPRMNT | Cause | RS
ARCONC | Air-Conditioning - Condenser | Air-Conditioning - Condenser - ARCONC | INSLUBR | Insufficient Lubrication | Insufficient Lubrication - INSLUBR | Cause | RS
ARCONC | Air-Conditioning - Condenser | Air-Conditioning - Condenser - ARCONC | LACKTRN | Lack of/ Inadequate Training | Lack of/ Inadequate Training - LACKTRN | Cause | RS
ARCONC | Air-Conditioning - Condenser | Air-Conditioning - Condenser - ARCONC | MISSCMP | Loose/ Missing Component | Loose/ Missing Component - MISSCMP | Cause | RS
ARCONC | Air-Conditioning - Condenser | Air-Conditioning - Condenser - ARCONC | NRMWEAR | Normal Wear | Normal Wear - NRMWEAR | Cause | RS
ARCONC | Air-Conditioning - Condenser | Air-Conditioning - Condenser - ARCONC | OTHER | Other (specify) | Other (specify) - OTHER | Cause | RS
ARCONC | Air-Conditioning - Condenser | Air-Conditioning - Condenser - ARCONC | PRINSTAL | Poor Installation | Poor Installation - PRINSTAL | Cause | RS
ARCONC | Air-Conditioning - Condenser | Air-Conditioning - Condenser - ARCONC | PROCISSU | Procedure Issue | Procedure Issue - PROCISSU | Cause | RS
ARCONC | Air-Conditioning - Condenser | Air-Conditioning - Condenser - ARCONC | UTLFAIL | Utility Failure | Utility Failure - UTLFAIL | Cause | RS
ARCONC | Air-Conditioning - Condenser | Air-Conditioning - Condenser - ARCONC | VANDL3 | Vandalism | Vandalism - VANDL3 | Cause | RS
ARCONC | Air-Conditioning - Condenser | Air-Conditioning - Condenser - ARCONC | VNDLSM | Vandalism | Vandalism - VNDLSM | Cause | RS
ARCONC | Air-Conditioning - Condenser | Air-Conditioning - Condenser - ARCONC | WORNCMPT | Defective/ Worn Component | Defective/ Worn Component - WORNCMPT | Cause | RS
ARCONC | Air-Conditioning - Condenser | Air-Conditioning - Condenser - ARCONC | ADJUSTD | Adjusted | Adjusted - ADJUSTD | Action | RS
ARCONC | Air-Conditioning - Condenser | Air-Conditioning - Condenser - ARCONC | DECOMM | Decommission | Decommission - DECOMM | Action | RS
ARCONC | Air-Conditioning - Condenser | Air-Conditioning - Condenser - ARCONC | DECONTME | Decontaminate | Decontaminate - DECONTME | Action | RS
ARCONC | Air-Conditioning - Condenser | Air-Conditioning - Condenser - ARCONC | DONOTHIN | Do Nothing | Do Nothing - DONOTHIN | Action | RS
ARCONC | Air-Conditioning - Condenser | Air-Conditioning - Condenser - ARCONC | LUBRCTE | Lubricate | Lubricate - LUBRCTE | Action | RS
ARCONC | Air-Conditioning - Condenser | Air-Conditioning - Condenser - ARCONC | OTHER | Other (specify) | Other (specify) - OTHER | Action | RS
ARCONC | Air-Conditioning - Condenser | Air-Conditioning - Condenser - ARCONC | RECALBRT | Recalibrate | Recalibrate - RECALBRT | Action | RS
ARCONC | Air-Conditioning - Condenser | Air-Conditioning - Condenser - ARCONC | REMVOBT | Remove Obstruction | Remove Obstruction - REMVOBT | Action | RS
ARCONC | Air-Conditioning - Condenser | Air-Conditioning - Condenser - ARCONC | REPAIR | Repair | Repair - REPAIR | Action | RS
ARCONC | Air-Conditioning - Condenser | Air-Conditioning - Condenser - ARCONC | REPCMPT | Repair Component | Repair Component - REPCMPT | Action | RS
ARCONC | Air-Conditioning - Condenser | Air-Conditioning - Condenser - ARCONC | REPLACE | Replace | Replace - REPLACE | Action | RS
ARCONC | Air-Conditioning - Condenser | Air-Conditioning - Condenser - ARCONC | REPLASS | Replace Asset | Replace Asset - REPLASS | Action | RS
ARCONC | Air-Conditioning - Condenser | Air-Conditioning - Condenser - ARCONC | REPLCMPT | Replace Component | Replace Component - REPLCMPT | Action | RS
ARCONC | Air-Conditioning - Condenser | Air-Conditioning - Condenser - ARCONC | REPRASS | Repair Asset | Repair Asset - REPRASS | Action | RS
ARCONC | Air-Conditioning - Condenser | Air-Conditioning - Condenser - ARCONC | UPGRADES | Upgrade | Upgrade - UPGRADES | Action | RS
ARCONIE | Air-Conditioning - Indoor Evaporator | Air-Conditioning - Indoor Evaporator - ARCONIE | ABNTEMP | Abnormal Temprature | Abnormal Temprature - ABNTEMP | Problem | RS
ARCONIE | Air-Conditioning - Indoor Evaporator | Air-Conditioning - Indoor Evaporator - ARCONIE | CNDSNOP2 | Condenser Not Operational | Condenser Not Operational - CNDSNOP2 | Problem | RS
ARCONIE | Air-Conditioning - Indoor Evaporator | Air-Conditioning - Indoor Evaporator - ARCONIE | CORROS | Corrosion | Corrosion - CORROS | Problem | RS
ARCONIE | Air-Conditioning - Indoor Evaporator | Air-Conditioning - Indoor Evaporator - ARCONIE | ELECTRIP | Electrical Trip Out | Electrical Trip Out - ELECTRIP | Problem | RS
ARCONIE | Air-Conditioning - Indoor Evaporator | Air-Conditioning - Indoor Evaporator - ARCONIE | EXNOISE | Excessive Noise | Excessive Noise - EXNOISE | Problem | RS
ARCONIE | Air-Conditioning - Indoor Evaporator | Air-Conditioning - Indoor Evaporator - ARCONIE | EXVIBRTN | Excessive Vibration | Excessive Vibration - EXVIBRTN | Problem | RS
ARCONIE | Air-Conditioning - Indoor Evaporator | Air-Conditioning - Indoor Evaporator - ARCONIE | LEAKI10 | Leaking | Leaking - LEAKI10 | Problem | RS
ARCONIE | Air-Conditioning - Indoor Evaporator | Air-Conditioning - Indoor Evaporator - ARCONIE | LEAKING | Leaking | Leaking - LEAKING | Problem | RS
ARCONIE | Air-Conditioning - Indoor Evaporator | Air-Conditioning - Indoor Evaporator - ARCONIE | LOWPERF | Low Performance | Low Performance - LOWPERF | Problem | RS
ARCONIE | Air-Conditioning - Indoor Evaporator | Air-Conditioning - Indoor Evaporator - ARCONIE | NONOPER | Non-Operational | Non-Operational - NONOPER | Problem | RS
ARCONIE | Air-Conditioning - Indoor Evaporator | Air-Conditioning - Indoor Evaporator - ARCONIE | PHYDMGE | Physical Damage | Physical Damage - PHYDMGE | Problem | RS
ARCONIE | Air-Conditioning - Indoor Evaporator | Air-Conditioning - Indoor Evaporator - ARCONIE | RSTAFOW4 | Restricted Air Flow | Restricted Air Flow - RSTAFOW4 | Problem | RS
ARCONIE | Air-Conditioning - Indoor Evaporator | Air-Conditioning - Indoor Evaporator - ARCONIE | RSTDRGE5 | Restricted Drainage | Restricted Drainage - RSTDRGE5 | Problem | RS
ARCONIE | Air-Conditioning - Indoor Evaporator | Air-Conditioning - Indoor Evaporator - ARCONIE | UNSMELL | Unusual Smell | Unusual Smell - UNSMELL | Problem | RS
ARCONIE | Air-Conditioning - Indoor Evaporator | Air-Conditioning - Indoor Evaporator - ARCONIE | UNSMOKE | Unusual Smoke | Unusual Smoke - UNSMOKE | Problem | RS
ARCONIE | Air-Conditioning - Indoor Evaporator | Air-Conditioning - Indoor Evaporator - ARCONIE | BROKPIP6 | Broken Pipe | Broken Pipe - BROKPIP6 | Failure | RS
ARCONIE | Air-Conditioning - Indoor Evaporator | Air-Conditioning - Indoor Evaporator - ARCONIE | CLOGDR6 | Clogged Drain | Clogged Drain - CLOGDR6 | Failure | RS
ARCONIE | Air-Conditioning - Indoor Evaporator | Air-Conditioning - Indoor Evaporator - ARCONIE | DAMAFI4 | Damaged Fin | Damaged Fin - DAMAFI4 | Failure | RS
ARCONIE | Air-Conditioning - Indoor Evaporator | Air-Conditioning - Indoor Evaporator - ARCONIE | DBELTDET | Driver belt deteriorated | Driver belt deteriorated - DBELTDET | Failure | RS
ARCONIE | Air-Conditioning - Indoor Evaporator | Air-Conditioning - Indoor Evaporator - ARCONIE | DEFECO5 | Defective Coil | Defective Coil - DEFECO5 | Failure | RS
ARCONIE | Air-Conditioning - Indoor Evaporator | Air-Conditioning - Indoor Evaporator - ARCONIE | ECOILDET | Evaporator coil / evaporator structure deteriorated | Evaporator coil / evaporator structure deteriorated - ECOILDET | Failure | RS
ARCONIE | Air-Conditioning - Indoor Evaporator | Air-Conditioning - Indoor Evaporator - ARCONIE | FILTDET | Filter deterioration | Filter deterioration - FILTDET | Failure | RS
ARCONIE | Air-Conditioning - Indoor Evaporator | Air-Conditioning - Indoor Evaporator - ARCONIE | SEIZFA2 | Seized Fan | Seized Fan - SEIZFA2 | Failure | RS
ARCONIE | Air-Conditioning - Indoor Evaporator | Air-Conditioning - Indoor Evaporator - ARCONIE | SEIZMO5 | Seized Motor | Seized Motor - SEIZMO5 | Failure | RS
ARCONIE | Air-Conditioning - Indoor Evaporator | Air-Conditioning - Indoor Evaporator - ARCONIE | WORNSE9 | Worn Seal | Worn Seal - WORNSE9 | Failure | RS
ARCONIE | Air-Conditioning - Indoor Evaporator | Air-Conditioning - Indoor Evaporator - ARCONIE | ACCIDENT | Accident | Accident - ACCIDENT | Cause | RS
ARCONIE | Air-Conditioning - Indoor Evaporator | Air-Conditioning - Indoor Evaporator - ARCONIE | ACCWEAR | Accelerated Wear | Accelerated Wear - ACCWEAR | Cause | RS
ARCONIE | Air-Conditioning - Indoor Evaporator | Air-Conditioning - Indoor Evaporator - ARCONIE | ACTGOD | Weather condition/Forces of nature or Act of God | Weather condition/Forces of nature or Act of God - ACTGOD | Cause | RS
ARCONIE | Air-Conditioning - Indoor Evaporator | Air-Conditioning - Indoor Evaporator - ARCONIE | AGING147 | Aging | Aging - AGING147 | Cause | RS
ARCONIE | Air-Conditioning - Indoor Evaporator | Air-Conditioning - Indoor Evaporator - ARCONIE | AGING15 | Aging | Aging - AGING15 | Cause | RS
ARCONIE | Air-Conditioning - Indoor Evaporator | Air-Conditioning - Indoor Evaporator - ARCONIE | CONTAM | Contamination | Contamination - CONTAM | Cause | RS
ARCONIE | Air-Conditioning - Indoor Evaporator | Air-Conditioning - Indoor Evaporator - ARCONIE | CONTAM29 | Contamination | Contamination - CONTAM29 | Cause | RS
ARCONIE | Air-Conditioning - Indoor Evaporator | Air-Conditioning - Indoor Evaporator - ARCONIE | CORRS15 | Corrosion | Corrosion - CORRS15 | Cause | RS
ARCONIE | Air-Conditioning - Indoor Evaporator | Air-Conditioning - Indoor Evaporator - ARCONIE | CORRS28 | Corrosion | Corrosion - CORRS28 | Cause | RS
ARCONIE | Air-Conditioning - Indoor Evaporator | Air-Conditioning - Indoor Evaporator - ARCONIE | DEFASSET | Defective Asset | Defective Asset - DEFASSET | Cause | RS
ARCONIE | Air-Conditioning - Indoor Evaporator | Air-Conditioning - Indoor Evaporator - ARCONIE | EXLOAD | Excessive Load | Excessive Load - EXLOAD | Cause | RS
ARCONIE | Air-Conditioning - Indoor Evaporator | Air-Conditioning - Indoor Evaporator - ARCONIE | IMPRM19 | Improper Maintenance | Improper Maintenance - IMPRM19 | Cause | RS
ARCONIE | Air-Conditioning - Indoor Evaporator | Air-Conditioning - Indoor Evaporator - ARCONIE | IMPRM34 | Improper Maintenance | Improper Maintenance - IMPRM34 | Cause | RS
ARCONIE | Air-Conditioning - Indoor Evaporator | Air-Conditioning - Indoor Evaporator - ARCONIE | IMPRMNT | Improper Maintenance | Improper Maintenance - IMPRMNT | Cause | RS
ARCONIE | Air-Conditioning - Indoor Evaporator | Air-Conditioning - Indoor Evaporator - ARCONIE | INSLUBR | Insufficient Lubrication | Insufficient Lubrication - INSLUBR | Cause | RS
ARCONIE | Air-Conditioning - Indoor Evaporator | Air-Conditioning - Indoor Evaporator - ARCONIE | LACKTRN | Lack of/ Inadequate Training | Lack of/ Inadequate Training - LACKTRN | Cause | RS
ARCONIE | Air-Conditioning - Indoor Evaporator | Air-Conditioning - Indoor Evaporator - ARCONIE | MISSCMP | Loose/ Missing Component | Loose/ Missing Component - MISSCMP | Cause | RS
ARCONIE | Air-Conditioning - Indoor Evaporator | Air-Conditioning - Indoor Evaporator - ARCONIE | NRMWEAR | Normal Wear | Normal Wear - NRMWEAR | Cause | RS
ARCONIE | Air-Conditioning - Indoor Evaporator | Air-Conditioning - Indoor Evaporator - ARCONIE | OTHER | Other (specify) | Other (specify) - OTHER | Cause | RS
ARCONIE | Air-Conditioning - Indoor Evaporator | Air-Conditioning - Indoor Evaporator - ARCONIE | PRINSTAL | Poor Installation | Poor Installation - PRINSTAL | Cause | RS
ARCONIE | Air-Conditioning - Indoor Evaporator | Air-Conditioning - Indoor Evaporator - ARCONIE | PROCISSU | Procedure Issue | Procedure Issue - PROCISSU | Cause | RS
ARCONIE | Air-Conditioning - Indoor Evaporator | Air-Conditioning - Indoor Evaporator - ARCONIE | UTLFAIL | Utility Failure | Utility Failure - UTLFAIL | Cause | RS
ARCONIE | Air-Conditioning - Indoor Evaporator | Air-Conditioning - Indoor Evaporator - ARCONIE | VANDL4 | Vandalism | Vandalism - VANDL4 | Cause | RS
ARCONIE | Air-Conditioning - Indoor Evaporator | Air-Conditioning - Indoor Evaporator - ARCONIE | VANDL6 | Vandalism | Vandalism - VANDL6 | Cause | RS
ARCONIE | Air-Conditioning - Indoor Evaporator | Air-Conditioning - Indoor Evaporator - ARCONIE | VNDLSM | Vandalism | Vandalism - VNDLSM | Cause | RS
ARCONIE | Air-Conditioning - Indoor Evaporator | Air-Conditioning - Indoor Evaporator - ARCONIE | WORNCMPT | Defective/ Worn Component | Defective/ Worn Component - WORNCMPT | Cause | RS
ARCONIE | Air-Conditioning - Indoor Evaporator | Air-Conditioning - Indoor Evaporator - ARCONIE | ADJUSTD | Adjusted | Adjusted - ADJUSTD | Action | RS
ARCONIE | Air-Conditioning - Indoor Evaporator | Air-Conditioning - Indoor Evaporator - ARCONIE | DECOMM | Decommission | Decommission - DECOMM | Action | RS
ARCONIE | Air-Conditioning - Indoor Evaporator | Air-Conditioning - Indoor Evaporator - ARCONIE | DECONTME | Decontaminate | Decontaminate - DECONTME | Action | RS
ARCONIE | Air-Conditioning - Indoor Evaporator | Air-Conditioning - Indoor Evaporator - ARCONIE | DONOTHIN | Do Nothing | Do Nothing - DONOTHIN | Action | RS
ARCONIE | Air-Conditioning - Indoor Evaporator | Air-Conditioning - Indoor Evaporator - ARCONIE | LUBRCTE | Lubricate | Lubricate - LUBRCTE | Action | RS
ARCONIE | Air-Conditioning - Indoor Evaporator | Air-Conditioning - Indoor Evaporator - ARCONIE | OTHER | Other (specify) | Other (specify) - OTHER | Action | RS
ARCONIE | Air-Conditioning - Indoor Evaporator | Air-Conditioning - Indoor Evaporator - ARCONIE | RECALBRT | Recalibrate | Recalibrate - RECALBRT | Action | RS
ARCONIE | Air-Conditioning - Indoor Evaporator | Air-Conditioning - Indoor Evaporator - ARCONIE | REMVOBT | Remove Obstruction | Remove Obstruction - REMVOBT | Action | RS
ARCONIE | Air-Conditioning - Indoor Evaporator | Air-Conditioning - Indoor Evaporator - ARCONIE | REPAIR | Repair | Repair - REPAIR | Action | RS
ARCONIE | Air-Conditioning - Indoor Evaporator | Air-Conditioning - Indoor Evaporator - ARCONIE | REPCMPT | Repair Component | Repair Component - REPCMPT | Action | RS
ARCONIE | Air-Conditioning - Indoor Evaporator | Air-Conditioning - Indoor Evaporator - ARCONIE | REPLACE | Replace | Replace - REPLACE | Action | RS
ARCONIE | Air-Conditioning - Indoor Evaporator | Air-Conditioning - Indoor Evaporator - ARCONIE | REPLASS | Replace Asset | Replace Asset - REPLASS | Action | RS
ARCONIE | Air-Conditioning - Indoor Evaporator | Air-Conditioning - Indoor Evaporator - ARCONIE | REPLCMPT | Replace Component | Replace Component - REPLCMPT | Action | RS
ARCONIE | Air-Conditioning - Indoor Evaporator | Air-Conditioning - Indoor Evaporator - ARCONIE | REPRASS | Repair Asset | Repair Asset - REPRASS | Action | RS
ARCONIE | Air-Conditioning - Indoor Evaporator | Air-Conditioning - Indoor Evaporator - ARCONIE | UPGRADES | Upgrade | Upgrade - UPGRADES | Action | RS
ARHU | Air Handling Unit | Air Handling Unit - ARHU | ABNTEMP | Abnormal Temprature | Abnormal Temprature - ABNTEMP | Problem | RS
ARHU | Air Handling Unit | Air Handling Unit - ARHU | CORROS | Corrosion | Corrosion - CORROS | Problem | RS
ARHU | Air Handling Unit | Air Handling Unit - ARHU | ELECTRIP | Electrical Trip Out | Electrical Trip Out - ELECTRIP | Problem | RS
ARHU | Air Handling Unit | Air Handling Unit - ARHU | EXNOISE | Excessive Noise | Excessive Noise - EXNOISE | Problem | RS
ARHU | Air Handling Unit | Air Handling Unit - ARHU | EXVIBRTN | Excessive Vibration | Excessive Vibration - EXVIBRTN | Problem | RS
ARHU | Air Handling Unit | Air Handling Unit - ARHU | JAMMEDEQ | Jammed Equipment | Jammed Equipment - JAMMEDEQ | Problem | RS
ARHU | Air Handling Unit | Air Handling Unit - ARHU | LEAKING | Leaking | Leaking - LEAKING | Problem | RS
ARHU | Air Handling Unit | Air Handling Unit - ARHU | LEAKING9 | Leaking | Leaking - LEAKING9 | Problem | RS
ARHU | Air Handling Unit | Air Handling Unit - ARHU | LOWPERF | Low Performance | Low Performance - LOWPERF | Problem | RS
ARHU | Air Handling Unit | Air Handling Unit - ARHU | NONATI5 | Not Operational | Not Operational - NONATI5 | Problem | RS
ARHU | Air Handling Unit | Air Handling Unit - ARHU | NONOPER | Non-Operational | Non-Operational - NONOPER | Problem | RS
ARHU | Air Handling Unit | Air Handling Unit - ARHU | OPONALT2 | Operational Fault | Operational Fault - OPONALT2 | Problem | RS
ARHU | Air Handling Unit | Air Handling Unit - ARHU | PHYDMGE | Physical Damage | Physical Damage - PHYDMGE | Problem | RS
ARHU | Air Handling Unit | Air Handling Unit - ARHU | RSTAFOW3 | Restricted Air Flow | Restricted Air Flow - RSTAFOW3 | Problem | RS
ARHU | Air Handling Unit | Air Handling Unit - ARHU | RSTDRGE4 | Restricted Drainage | Restricted Drainage - RSTDRGE4 | Problem | RS
ARHU | Air Handling Unit | Air Handling Unit - ARHU | UNSMELL | Unusual Smell | Unusual Smell - UNSMELL | Problem | RS
ARHU | Air Handling Unit | Air Handling Unit - ARHU | UNSMOKE | Unusual Smoke | Unusual Smoke - UNSMOKE | Problem | RS
ARHU | Air Handling Unit | Air Handling Unit - ARHU | AHUCOIL | Air Handling Unit (AHU) coils/fins contaminated | Air Handling Unit (AHU) coils/fins contaminated - AHUCOIL | Failure | RS
ARHU | Air Handling Unit | Air Handling Unit - ARHU | AHUDET | Air Handling Unit (AHU) deteriorated | Air Handling Unit (AHU) deteriorated - AHUDET | Failure | RS
ARHU | Air Handling Unit | Air Handling Unit - ARHU | AHUFAN | Air Handling Unit fan variable drive failed | Air Handling Unit fan variable drive failed - AHUFAN | Failure | RS
ARHU | Air Handling Unit | Air Handling Unit - ARHU | AHUFILTR | AHU filters contaminated | AHU filters contaminated - AHUFILTR | Failure | RS
ARHU | Air Handling Unit | Air Handling Unit - ARHU | AHUMTR | Motor/blower bearing insufficiently lubricated | Motor/blower bearing insufficiently lubricated - AHUMTR | Failure | RS
ARHU | Air Handling Unit | Air Handling Unit - ARHU | BROKPIP5 | Broken Pipe | Broken Pipe - BROKPIP5 | Failure | RS
ARHU | Air Handling Unit | Air Handling Unit - ARHU | CLOGDR5 | Clogged Drain | Clogged Drain - CLOGDR5 | Failure | RS
ARHU | Air Handling Unit | Air Handling Unit - ARHU | CLOGFI2 | Clogged Filter | Clogged Filter - CLOGFI2 | Failure | RS
ARHU | Air Handling Unit | Air Handling Unit - ARHU | DAMAFI3 | Damaged Fin | Damaged Fin - DAMAFI3 | Failure | RS
ARHU | Air Handling Unit | Air Handling Unit - ARHU | DAMPST2 | Damper Stuck | Damper Stuck - DAMPST2 | Failure | RS
ARHU | Air Handling Unit | Air Handling Unit - ARHU | SEIZMO4 | Seized Motor | Seized Motor - SEIZMO4 | Failure | RS
ARHU | Air Handling Unit | Air Handling Unit - ARHU | SENSFA2 | Sensor Failure | Sensor Failure - SENSFA2 | Failure | RS
ARHU | Air Handling Unit | Air Handling Unit - ARHU | WORNBL3 | Worn Belt | Worn Belt - WORNBL3 | Failure | RS
ARHU | Air Handling Unit | Air Handling Unit - ARHU | WORNPU2 | Worn Pullies | Worn Pullies - WORNPU2 | Failure | RS
ARHU | Air Handling Unit | Air Handling Unit - ARHU | WORNSE8 | Worn Seal | Worn Seal - WORNSE8 | Failure | RS
ARHU | Air Handling Unit | Air Handling Unit - ARHU | ACCIDENT | Accident | Accident - ACCIDENT | Cause | RS
ARHU | Air Handling Unit | Air Handling Unit - ARHU | ACCWEAR | Accelerated Wear | Accelerated Wear - ACCWEAR | Cause | RS
ARHU | Air Handling Unit | Air Handling Unit - ARHU | ACTGOD | Weather condition/Forces of nature or Act of God | Weather condition/Forces of nature or Act of God - ACTGOD | Cause | RS
ARHU | Air Handling Unit | Air Handling Unit - ARHU | AGING115 | Aging | Aging - AGING115 | Cause | RS
ARHU | Air Handling Unit | Air Handling Unit - ARHU | AGING29 | Aging | Aging - AGING29 | Cause | RS
ARHU | Air Handling Unit | Air Handling Unit - ARHU | AGING31 | Aging | Aging - AGING31 | Cause | RS
ARHU | Air Handling Unit | Air Handling Unit - ARHU | AGING46 | Aging | Aging - AGING46 | Cause | RS
ARHU | Air Handling Unit | Air Handling Unit - ARHU | AGING94 | Aging | Aging - AGING94 | Cause | RS
ARHU | Air Handling Unit | Air Handling Unit - ARHU | CONTAM | Contamination | Contamination - CONTAM | Cause | RS
ARHU | Air Handling Unit | Air Handling Unit - ARHU | CONTAM13 | Contamination | Contamination - CONTAM13 | Cause | RS
ARHU | Air Handling Unit | Air Handling Unit - ARHU | CONTAM28 | Contamination | Contamination - CONTAM28 | Cause | RS
ARHU | Air Handling Unit | Air Handling Unit - ARHU | CORRS1 | Corrosion | Corrosion - CORRS1 | Cause | RS
ARHU | Air Handling Unit | Air Handling Unit - ARHU | CORRS14 | Corrosion | Corrosion - CORRS14 | Cause | RS
ARHU | Air Handling Unit | Air Handling Unit - ARHU | CORRS22 | Corrosion | Corrosion - CORRS22 | Cause | RS
ARHU | Air Handling Unit | Air Handling Unit - ARHU | DEFASSET | Defective Asset | Defective Asset - DEFASSET | Cause | RS
ARHU | Air Handling Unit | Air Handling Unit - ARHU | ELECFA39 | Electrical Fault | Electrical Fault - ELECFA39 | Cause | RS
ARHU | Air Handling Unit | Air Handling Unit - ARHU | ELECFA94 | Electrical Fault | Electrical Fault - ELECFA94 | Cause | RS
ARHU | Air Handling Unit | Air Handling Unit - ARHU | EXLOAD | Excessive Load | Excessive Load - EXLOAD | Cause | RS
ARHU | Air Handling Unit | Air Handling Unit - ARHU | IMPRM25 | Improper Maintenance | Improper Maintenance - IMPRM25 | Cause | RS
ARHU | Air Handling Unit | Air Handling Unit - ARHU | IMPRMNT | Improper Maintenance | Improper Maintenance - IMPRMNT | Cause | RS
ARHU | Air Handling Unit | Air Handling Unit - ARHU | IMPROP5 | Improper Operation | Improper Operation - IMPROP5 | Cause | RS
ARHU | Air Handling Unit | Air Handling Unit - ARHU | INSLUBR | Insufficient Lubrication | Insufficient Lubrication - INSLUBR | Cause | RS
ARHU | Air Handling Unit | Air Handling Unit - ARHU | LACKTRN | Lack of/ Inadequate Training | Lack of/ Inadequate Training - LACKTRN | Cause | RS
ARHU | Air Handling Unit | Air Handling Unit - ARHU | LOOSE2 | Loose | Loose - LOOSE2 | Cause | RS
ARHU | Air Handling Unit | Air Handling Unit - ARHU | LOOSWI2 | Loose Wire | Loose Wire - LOOSWI2 | Cause | RS
ARHU | Air Handling Unit | Air Handling Unit - ARHU | LOOSWI3 | Loose Wire | Loose Wire - LOOSWI3 | Cause | RS
ARHU | Air Handling Unit | Air Handling Unit - ARHU | MISALIN4 | Misalignment | Misalignment - MISALIN4 | Cause | RS
ARHU | Air Handling Unit | Air Handling Unit - ARHU | MISALIN9 | Misalignment | Misalignment - MISALIN9 | Cause | RS
ARHU | Air Handling Unit | Air Handling Unit - ARHU | MISSCMP | Loose/ Missing Component | Loose/ Missing Component - MISSCMP | Cause | RS
ARHU | Air Handling Unit | Air Handling Unit - ARHU | NRMWEAR | Normal Wear | Normal Wear - NRMWEAR | Cause | RS
ARHU | Air Handling Unit | Air Handling Unit - ARHU | OBSTR1 | Obstruction | Obstruction - OBSTR1 | Cause | RS
ARHU | Air Handling Unit | Air Handling Unit - ARHU | OBSTR3 | Obstruction | Obstruction - OBSTR3 | Cause | RS
ARHU | Air Handling Unit | Air Handling Unit - ARHU | OTHER | Other (specify) | Other (specify) - OTHER | Cause | RS
ARHU | Air Handling Unit | Air Handling Unit - ARHU | PRINSTAL | Poor Installation | Poor Installation - PRINSTAL | Cause | RS
ARHU | Air Handling Unit | Air Handling Unit - ARHU | PROCISSU | Procedure Issue | Procedure Issue - PROCISSU | Cause | RS
ARHU | Air Handling Unit | Air Handling Unit - ARHU | UTLFAIL | Utility Failure | Utility Failure - UTLFAIL | Cause | RS
ARHU | Air Handling Unit | Air Handling Unit - ARHU | VANDL10 | Vandalism | Vandalism - VANDL10 | Cause | RS
ARHU | Air Handling Unit | Air Handling Unit - ARHU | VNDLSM | Vandalism | Vandalism - VNDLSM | Cause | RS
ARHU | Air Handling Unit | Air Handling Unit - ARHU | WORNCMPT | Defective/ Worn Component | Defective/ Worn Component - WORNCMPT | Cause | RS
ARHU | Air Handling Unit | Air Handling Unit - ARHU | ADJUSTD | Adjusted | Adjusted - ADJUSTD | Action | RS
ARHU | Air Handling Unit | Air Handling Unit - ARHU | DECOMM | Decommission | Decommission - DECOMM | Action | RS
ARHU | Air Handling Unit | Air Handling Unit - ARHU | DECONTME | Decontaminate | Decontaminate - DECONTME | Action | RS
ARHU | Air Handling Unit | Air Handling Unit - ARHU | DONOTHIN | Do Nothing | Do Nothing - DONOTHIN | Action | RS
ARHU | Air Handling Unit | Air Handling Unit - ARHU | LUBRCTE | Lubricate | Lubricate - LUBRCTE | Action | RS
ARHU | Air Handling Unit | Air Handling Unit - ARHU | OTHER | Other (specify) | Other (specify) - OTHER | Action | RS
ARHU | Air Handling Unit | Air Handling Unit - ARHU | RECALBRT | Recalibrate | Recalibrate - RECALBRT | Action | RS
ARHU | Air Handling Unit | Air Handling Unit - ARHU | REMVOBT | Remove Obstruction | Remove Obstruction - REMVOBT | Action | RS
ARHU | Air Handling Unit | Air Handling Unit - ARHU | REPAIR | Repair | Repair - REPAIR | Action | RS
ARHU | Air Handling Unit | Air Handling Unit - ARHU | REPCMPT | Repair Component | Repair Component - REPCMPT | Action | RS
ARHU | Air Handling Unit | Air Handling Unit - ARHU | REPLACE | Replace | Replace - REPLACE | Action | RS
ARHU | Air Handling Unit | Air Handling Unit - ARHU | REPLASS | Replace Asset | Replace Asset - REPLASS | Action | RS
ARHU | Air Handling Unit | Air Handling Unit - ARHU | REPLCMPT | Replace Component | Replace Component - REPLCMPT | Action | RS
ARHU | Air Handling Unit | Air Handling Unit - ARHU | REPRASS | Repair Asset | Repair Asset - REPRASS | Action | RS
ARHU | Air Handling Unit | Air Handling Unit - ARHU | UPGRADES | Upgrade | Upgrade - UPGRADES | Action | RS
ARHUSH | Air Handling Unit - Steam Heating | Air Handling Unit - Steam Heating - ARHUSH | ABNTEMP | Abnormal Temprature | Abnormal Temprature - ABNTEMP | Problem | RS
ARHUSH | Air Handling Unit - Steam Heating | Air Handling Unit - Steam Heating - ARHUSH | CORROS | Corrosion | Corrosion - CORROS | Problem | RS
ARHUSH | Air Handling Unit - Steam Heating | Air Handling Unit - Steam Heating - ARHUSH | ELECTRIP | Electrical Trip Out | Electrical Trip Out - ELECTRIP | Problem | RS
ARHUSH | Air Handling Unit - Steam Heating | Air Handling Unit - Steam Heating - ARHUSH | EXNOISE | Excessive Noise | Excessive Noise - EXNOISE | Problem | RS
ARHUSH | Air Handling Unit - Steam Heating | Air Handling Unit - Steam Heating - ARHUSH | EXVIBRTN | Excessive Vibration | Excessive Vibration - EXVIBRTN | Problem | RS
ARHUSH | Air Handling Unit - Steam Heating | Air Handling Unit - Steam Heating - ARHUSH | JAMMEDEQ | Jammed Equipment | Jammed Equipment - JAMMEDEQ | Problem | RS
ARHUSH | Air Handling Unit - Steam Heating | Air Handling Unit - Steam Heating - ARHUSH | LEAKING | Leaking | Leaking - LEAKING | Problem | RS
ARHUSH | Air Handling Unit - Steam Heating | Air Handling Unit - Steam Heating - ARHUSH | LEAKING8 | Leaking | Leaking - LEAKING8 | Problem | RS
ARHUSH | Air Handling Unit - Steam Heating | Air Handling Unit - Steam Heating - ARHUSH | LOWPERF | Low Performance | Low Performance - LOWPERF | Problem | RS
ARHUSH | Air Handling Unit - Steam Heating | Air Handling Unit - Steam Heating - ARHUSH | NONATI4 | Not Operational | Not Operational - NONATI4 | Problem | RS
ARHUSH | Air Handling Unit - Steam Heating | Air Handling Unit - Steam Heating - ARHUSH | NONOPER | Non-Operational | Non-Operational - NONOPER | Problem | RS
ARHUSH | Air Handling Unit - Steam Heating | Air Handling Unit - Steam Heating - ARHUSH | OPONALT1 | Operational Fault | Operational Fault - OPONALT1 | Problem | RS
ARHUSH | Air Handling Unit - Steam Heating | Air Handling Unit - Steam Heating - ARHUSH | PHYDMGE | Physical Damage | Physical Damage - PHYDMGE | Problem | RS
ARHUSH | Air Handling Unit - Steam Heating | Air Handling Unit - Steam Heating - ARHUSH | RSTAFOW2 | Restricted Air Flow | Restricted Air Flow - RSTAFOW2 | Problem | RS
ARHUSH | Air Handling Unit - Steam Heating | Air Handling Unit - Steam Heating - ARHUSH | RSTDRGE3 | Restricted Drainage | Restricted Drainage - RSTDRGE3 | Problem | RS
ARHUSH | Air Handling Unit - Steam Heating | Air Handling Unit - Steam Heating - ARHUSH | UNSMELL | Unusual Smell | Unusual Smell - UNSMELL | Problem | RS
ARHUSH | Air Handling Unit - Steam Heating | Air Handling Unit - Steam Heating - ARHUSH | UNSMOKE | Unusual Smoke | Unusual Smoke - UNSMOKE | Problem | RS
ARHUSH | Air Handling Unit, Steam Heating | Air Handling Unit, Steam Heating - ARHUSH | ABNTEMP | Abnormal Temprature | Abnormal Temprature - ABNTEMP | Problem | RS
ARHUSH | Air Handling Unit, Steam Heating | Air Handling Unit, Steam Heating - ARHUSH | CORROS | Corrosion | Corrosion - CORROS | Problem | RS
ARHUSH | Air Handling Unit, Steam Heating | Air Handling Unit, Steam Heating - ARHUSH | ELECTRIP | Electrical Trip Out | Electrical Trip Out - ELECTRIP | Problem | RS
ARHUSH | Air Handling Unit, Steam Heating | Air Handling Unit, Steam Heating - ARHUSH | EXNOISE | Excessive Noise | Excessive Noise - EXNOISE | Problem | RS
ARHUSH | Air Handling Unit, Steam Heating | Air Handling Unit, Steam Heating - ARHUSH | EXVIBRTN | Excessive Vibration | Excessive Vibration - EXVIBRTN | Problem | RS
ARHUSH | Air Handling Unit, Steam Heating | Air Handling Unit, Steam Heating - ARHUSH | JAMMEDEQ | Jammed Equipment | Jammed Equipment - JAMMEDEQ | Problem | RS
ARHUSH | Air Handling Unit, Steam Heating | Air Handling Unit, Steam Heating - ARHUSH | LEAKING | Leaking | Leaking - LEAKING | Problem | RS
ARHUSH | Air Handling Unit, Steam Heating | Air Handling Unit, Steam Heating - ARHUSH | LEAKING8 | Leaking | Leaking - LEAKING8 | Problem | RS
ARHUSH | Air Handling Unit, Steam Heating | Air Handling Unit, Steam Heating - ARHUSH | LOWPERF | Low Performance | Low Performance - LOWPERF | Problem | RS
ARHUSH | Air Handling Unit, Steam Heating | Air Handling Unit, Steam Heating - ARHUSH | NONATI4 | Not Operational | Not Operational - NONATI4 | Problem | RS
ARHUSH | Air Handling Unit, Steam Heating | Air Handling Unit, Steam Heating - ARHUSH | NONOPER | Non-Operational | Non-Operational - NONOPER | Problem | RS
ARHUSH | Air Handling Unit, Steam Heating | Air Handling Unit, Steam Heating - ARHUSH | OPONALT1 | Operational Fault | Operational Fault - OPONALT1 | Problem | RS
ARHUSH | Air Handling Unit, Steam Heating | Air Handling Unit, Steam Heating - ARHUSH | PHYDMGE | Physical Damage | Physical Damage - PHYDMGE | Problem | RS
ARHUSH | Air Handling Unit, Steam Heating | Air Handling Unit, Steam Heating - ARHUSH | RSTAFOW2 | Restricted Air Flow | Restricted Air Flow - RSTAFOW2 | Problem | RS
ARHUSH | Air Handling Unit, Steam Heating | Air Handling Unit, Steam Heating - ARHUSH | RSTDRGE3 | Restricted Drainage | Restricted Drainage - RSTDRGE3 | Problem | RS
ARHUSH | Air Handling Unit, Steam Heating | Air Handling Unit, Steam Heating - ARHUSH | UNSMELL | Unusual Smell | Unusual Smell - UNSMELL | Problem | RS
ARHUSH | Air Handling Unit, Steam Heating | Air Handling Unit, Steam Heating - ARHUSH | UNSMOKE | Unusual Smoke | Unusual Smoke - UNSMOKE | Problem | RS
ARHUSH | Air Handling Unit - Steam Heating | Air Handling Unit - Steam Heating - ARHUSH | AHUSCOIL | Air Handling Unit (AHU) steam coils/fins contaminated | Air Handling Unit (AHU) steam coils/fins contaminated - AHUSCOIL | Failure | RS
ARHUSH | Air Handling Unit - Steam Heating | Air Handling Unit - Steam Heating - ARHUSH | AHUSDET | Air Handling Unit (AHU) deteriorated | Air Handling Unit (AHU) deteriorated - AHUSDET | Failure | RS
ARHUSH | Air Handling Unit - Steam Heating | Air Handling Unit - Steam Heating - ARHUSH | AHUSFAN | Air Handling Unit fan variable drive failed | Air Handling Unit fan variable drive failed - AHUSFAN | Failure | RS
ARHUSH | Air Handling Unit - Steam Heating | Air Handling Unit - Steam Heating - ARHUSH | AHUSFLTR | AHU filters contaminated | AHU filters contaminated - AHUSFLTR | Failure | RS
ARHUSH | Air Handling Unit - Steam Heating | Air Handling Unit - Steam Heating - ARHUSH | AHUSMTR | Motor/blower bearing insufficiently lubricated | Motor/blower bearing insufficiently lubricated - AHUSMTR | Failure | RS
ARHUSH | Air Handling Unit - Steam Heating | Air Handling Unit - Steam Heating - ARHUSH | AHUSPDET | Steam coil piping and coils deteriorated | Steam coil piping and coils deteriorated - AHUSPDET | Failure | RS
ARHUSH | Air Handling Unit - Steam Heating | Air Handling Unit - Steam Heating - ARHUSH | BROKPIP4 | Broken Pipe | Broken Pipe - BROKPIP4 | Failure | RS
ARHUSH | Air Handling Unit - Steam Heating | Air Handling Unit - Steam Heating - ARHUSH | BROKVAL4 | Broken Valve | Broken Valve - BROKVAL4 | Failure | RS
ARHUSH | Air Handling Unit - Steam Heating | Air Handling Unit - Steam Heating - ARHUSH | CLOGDR4 | Clogged Drain | Clogged Drain - CLOGDR4 | Failure | RS
ARHUSH | Air Handling Unit - Steam Heating | Air Handling Unit - Steam Heating - ARHUSH | CLOGFI1 | Clogged Filter | Clogged Filter - CLOGFI1 | Failure | RS
ARHUSH | Air Handling Unit - Steam Heating | Air Handling Unit - Steam Heating - ARHUSH | DAMAFI2 | Damaged Fin | Damaged Fin - DAMAFI2 | Failure | RS
ARHUSH | Air Handling Unit - Steam Heating | Air Handling Unit - Steam Heating - ARHUSH | DAMAIN1 | Damaged Insulation | Damaged Insulation - DAMAIN1 | Failure | RS
ARHUSH | Air Handling Unit - Steam Heating | Air Handling Unit - Steam Heating - ARHUSH | DAMASE1 | Damaged Seal | Damaged Seal - DAMASE1 | Failure | RS
ARHUSH | Air Handling Unit - Steam Heating | Air Handling Unit - Steam Heating - ARHUSH | DAMPST1 | Damper Stuck | Damper Stuck - DAMPST1 | Failure | RS
ARHUSH | Air Handling Unit - Steam Heating | Air Handling Unit - Steam Heating - ARHUSH | DEFECO4 | Defective Coil | Defective Coil - DEFECO4 | Failure | RS
ARHUSH | Air Handling Unit - Steam Heating | Air Handling Unit - Steam Heating - ARHUSH | SEIZMO3 | Seized Motor | Seized Motor - SEIZMO3 | Failure | RS
ARHUSH | Air Handling Unit - Steam Heating | Air Handling Unit - Steam Heating - ARHUSH | SENSFA1 | Sensor Failure | Sensor Failure - SENSFA1 | Failure | RS
ARHUSH | Air Handling Unit - Steam Heating | Air Handling Unit - Steam Heating - ARHUSH | WORNBL2 | Worn Belt | Worn Belt - WORNBL2 | Failure | RS
ARHUSH | Air Handling Unit - Steam Heating | Air Handling Unit - Steam Heating - ARHUSH | WORNPU1 | Worn Pullies | Worn Pullies - WORNPU1 | Failure | RS
ARHUSH | Air Handling Unit - Steam Heating | Air Handling Unit - Steam Heating - ARHUSH | WORNSE7 | Worn Seal | Worn Seal - WORNSE7 | Failure | RS
ARHUSH | Air Handling Unit, Steam Heating | Air Handling Unit, Steam Heating - ARHUSH | AHUSCOIL | Air Handling Unit (AHU) steam coils/fins contaminated | Air Handling Unit (AHU) steam coils/fins contaminated - AHUSCOIL | Failure | RS
ARHUSH | Air Handling Unit, Steam Heating | Air Handling Unit, Steam Heating - ARHUSH | AHUSDET | Air Handling Unit (AHU) deteriorated | Air Handling Unit (AHU) deteriorated - AHUSDET | Failure | RS
ARHUSH | Air Handling Unit, Steam Heating | Air Handling Unit, Steam Heating - ARHUSH | AHUSFAN | Air Handling Unit fan variable drive failed | Air Handling Unit fan variable drive failed - AHUSFAN | Failure | RS
ARHUSH | Air Handling Unit, Steam Heating | Air Handling Unit, Steam Heating - ARHUSH | AHUSFLTR | AHU filters contaminated | AHU filters contaminated - AHUSFLTR | Failure | RS
ARHUSH | Air Handling Unit, Steam Heating | Air Handling Unit, Steam Heating - ARHUSH | AHUSMTR | Motor/blower bearing insufficiently lubricated | Motor/blower bearing insufficiently lubricated - AHUSMTR | Failure | RS
ARHUSH | Air Handling Unit, Steam Heating | Air Handling Unit, Steam Heating - ARHUSH | AHUSPDET | Steam coil piping and coils deteriorated | Steam coil piping and coils deteriorated - AHUSPDET | Failure | RS
ARHUSH | Air Handling Unit, Steam Heating | Air Handling Unit, Steam Heating - ARHUSH | BROKPIP4 | Broken Pipe | Broken Pipe - BROKPIP4 | Failure | RS
ARHUSH | Air Handling Unit, Steam Heating | Air Handling Unit, Steam Heating - ARHUSH | BROKVAL4 | Broken Valve | Broken Valve - BROKVAL4 | Failure | RS
ARHUSH | Air Handling Unit, Steam Heating | Air Handling Unit, Steam Heating - ARHUSH | CLOGDR4 | Clogged Drain | Clogged Drain - CLOGDR4 | Failure | RS
ARHUSH | Air Handling Unit, Steam Heating | Air Handling Unit, Steam Heating - ARHUSH | CLOGFI1 | Clogged Filter | Clogged Filter - CLOGFI1 | Failure | RS
ARHUSH | Air Handling Unit, Steam Heating | Air Handling Unit, Steam Heating - ARHUSH | DAMAFI2 | Damaged Fin | Damaged Fin - DAMAFI2 | Failure | RS
ARHUSH | Air Handling Unit, Steam Heating | Air Handling Unit, Steam Heating - ARHUSH | DAMAIN1 | Damaged Insulation | Damaged Insulation - DAMAIN1 | Failure | RS
ARHUSH | Air Handling Unit, Steam Heating | Air Handling Unit, Steam Heating - ARHUSH | DAMASE1 | Damaged Seal | Damaged Seal - DAMASE1 | Failure | RS
ARHUSH | Air Handling Unit, Steam Heating | Air Handling Unit, Steam Heating - ARHUSH | DAMPST1 | Damper Stuck | Damper Stuck - DAMPST1 | Failure | RS
ARHUSH | Air Handling Unit, Steam Heating | Air Handling Unit, Steam Heating - ARHUSH | DEFECO4 | Defective Coil | Defective Coil - DEFECO4 | Failure | RS
ARHUSH | Air Handling Unit, Steam Heating | Air Handling Unit, Steam Heating - ARHUSH | SEIZMO3 | Seized Motor | Seized Motor - SEIZMO3 | Failure | RS
ARHUSH | Air Handling Unit, Steam Heating | Air Handling Unit, Steam Heating - ARHUSH | SENSFA1 | Sensor Failure | Sensor Failure - SENSFA1 | Failure | RS
ARHUSH | Air Handling Unit, Steam Heating | Air Handling Unit, Steam Heating - ARHUSH | WORNBL2 | Worn Belt | Worn Belt - WORNBL2 | Failure | RS
ARHUSH | Air Handling Unit, Steam Heating | Air Handling Unit, Steam Heating - ARHUSH | WORNPU1 | Worn Pullies | Worn Pullies - WORNPU1 | Failure | RS
ARHUSH | Air Handling Unit, Steam Heating | Air Handling Unit, Steam Heating - ARHUSH | WORNSE7 | Worn Seal | Worn Seal - WORNSE7 | Failure | RS
ARHUSH | Air Handling Unit - Steam Heating | Air Handling Unit - Steam Heating - ARHUSH | ACCIDENT | Accident | Accident - ACCIDENT | Cause | RS
ARHUSH | Air Handling Unit - Steam Heating | Air Handling Unit - Steam Heating - ARHUSH | ACCWEAR | Accelerated Wear | Accelerated Wear - ACCWEAR | Cause | RS
ARHUSH | Air Handling Unit - Steam Heating | Air Handling Unit - Steam Heating - ARHUSH | ACTGOD | Weather condition/Forces of nature or Act of God | Weather condition/Forces of nature or Act of God - ACTGOD | Cause | RS
ARHUSH | Air Handling Unit - Steam Heating | Air Handling Unit - Steam Heating - ARHUSH | AGING102 | Aging | Aging - AGING102 | Cause | RS
ARHUSH | Air Handling Unit - Steam Heating | Air Handling Unit - Steam Heating - ARHUSH | AGING121 | Aging | Aging - AGING121 | Cause | RS
ARHUSH | Air Handling Unit - Steam Heating | Air Handling Unit - Steam Heating - ARHUSH | AGING163 | Aging | Aging - AGING163 | Cause | RS
ARHUSH | Air Handling Unit - Steam Heating | Air Handling Unit - Steam Heating - ARHUSH | AGING30 | Aging | Aging - AGING30 | Cause | RS
ARHUSH | Air Handling Unit - Steam Heating | Air Handling Unit - Steam Heating - ARHUSH | AGING33 | Aging | Aging - AGING33 | Cause | RS
ARHUSH | Air Handling Unit - Steam Heating | Air Handling Unit - Steam Heating - ARHUSH | AGING41 | Aging | Aging - AGING41 | Cause | RS
ARHUSH | Air Handling Unit - Steam Heating | Air Handling Unit - Steam Heating - ARHUSH | AGING67 | Aging | Aging - AGING67 | Cause | RS
ARHUSH | Air Handling Unit - Steam Heating | Air Handling Unit - Steam Heating - ARHUSH | AGING99 | Aging | Aging - AGING99 | Cause | RS
ARHUSH | Air Handling Unit - Steam Heating | Air Handling Unit - Steam Heating - ARHUSH | CONTAM | Contamination | Contamination - CONTAM | Cause | RS
ARHUSH | Air Handling Unit - Steam Heating | Air Handling Unit - Steam Heating - ARHUSH | CONTAM7 | Contamination | Contamination - CONTAM7 | Cause | RS
ARHUSH | Air Handling Unit - Steam Heating | Air Handling Unit - Steam Heating - ARHUSH | CONTAM9 | Contamination | Contamination - CONTAM9 | Cause | RS
ARHUSH | Air Handling Unit - Steam Heating | Air Handling Unit - Steam Heating - ARHUSH | CORRS16 | Corrosion | Corrosion - CORRS16 | Cause | RS
ARHUSH | Air Handling Unit - Steam Heating | Air Handling Unit - Steam Heating - ARHUSH | CORRS20 | Corrosion | Corrosion - CORRS20 | Cause | RS
ARHUSH | Air Handling Unit - Steam Heating | Air Handling Unit - Steam Heating - ARHUSH | CORRS21 | Corrosion | Corrosion - CORRS21 | Cause | RS
ARHUSH | Air Handling Unit - Steam Heating | Air Handling Unit - Steam Heating - ARHUSH | CORRS26 | Corrosion | Corrosion - CORRS26 | Cause | RS
ARHUSH | Air Handling Unit - Steam Heating | Air Handling Unit - Steam Heating - ARHUSH | CORRS29 | Corrosion | Corrosion - CORRS29 | Cause | RS
ARHUSH | Air Handling Unit - Steam Heating | Air Handling Unit - Steam Heating - ARHUSH | CORRS4 | Corrosion | Corrosion - CORRS4 | Cause | RS
ARHUSH | Air Handling Unit - Steam Heating | Air Handling Unit - Steam Heating - ARHUSH | CORRS9 | Corrosion | Corrosion - CORRS9 | Cause | RS
ARHUSH | Air Handling Unit - Steam Heating | Air Handling Unit - Steam Heating - ARHUSH | DEFASSET | Defective Asset | Defective Asset - DEFASSET | Cause | RS
ARHUSH | Air Handling Unit - Steam Heating | Air Handling Unit - Steam Heating - ARHUSH | ELECFA84 | Electrical Fault | Electrical Fault - ELECFA84 | Cause | RS
ARHUSH | Air Handling Unit - Steam Heating | Air Handling Unit - Steam Heating - ARHUSH | ELECFA90 | Electrical Fault | Electrical Fault - ELECFA90 | Cause | RS
ARHUSH | Air Handling Unit - Steam Heating | Air Handling Unit - Steam Heating - ARHUSH | EXLOAD | Excessive Load | Excessive Load - EXLOAD | Cause | RS
ARHUSH | Air Handling Unit - Steam Heating | Air Handling Unit - Steam Heating - ARHUSH | IMPRM68 | Improper Maintenance | Improper Maintenance - IMPRM68 | Cause | RS
ARHUSH | Air Handling Unit - Steam Heating | Air Handling Unit - Steam Heating - ARHUSH | IMPRMNT | Improper Maintenance | Improper Maintenance - IMPRMNT | Cause | RS
ARHUSH | Air Handling Unit - Steam Heating | Air Handling Unit - Steam Heating - ARHUSH | IMPROP3 | Improper Operation | Improper Operation - IMPROP3 | Cause | RS
ARHUSH | Air Handling Unit - Steam Heating | Air Handling Unit - Steam Heating - ARHUSH | INSLUBR | Insufficient Lubrication | Insufficient Lubrication - INSLUBR | Cause | RS
ARHUSH | Air Handling Unit - Steam Heating | Air Handling Unit - Steam Heating - ARHUSH | LACKTRN | Lack of/ Inadequate Training | Lack of/ Inadequate Training - LACKTRN | Cause | RS
ARHUSH | Air Handling Unit - Steam Heating | Air Handling Unit - Steam Heating - ARHUSH | LOOSE1 | Loose | Loose - LOOSE1 | Cause | RS
ARHUSH | Air Handling Unit - Steam Heating | Air Handling Unit - Steam Heating - ARHUSH | LOOSWI1 | Loose Wire | Loose Wire - LOOSWI1 | Cause | RS
ARHUSH | Air Handling Unit - Steam Heating | Air Handling Unit - Steam Heating - ARHUSH | LOOSWI4 | Loose Wire | Loose Wire - LOOSWI4 | Cause | RS
ARHUSH | Air Handling Unit - Steam Heating | Air Handling Unit - Steam Heating - ARHUSH | MISAL13 | Misalignment | Misalignment - MISAL13 | Cause | RS
ARHUSH | Air Handling Unit - Steam Heating | Air Handling Unit - Steam Heating - ARHUSH | MISALIN7 | Misalignment | Misalignment - MISALIN7 | Cause | RS
ARHUSH | Air Handling Unit - Steam Heating | Air Handling Unit - Steam Heating - ARHUSH | MISSCMP | Loose/ Missing Component | Loose/ Missing Component - MISSCMP | Cause | RS
ARHUSH | Air Handling Unit - Steam Heating | Air Handling Unit - Steam Heating - ARHUSH | NRMWEAR | Normal Wear | Normal Wear - NRMWEAR | Cause | RS
ARHUSH | Air Handling Unit - Steam Heating | Air Handling Unit - Steam Heating - ARHUSH | OBSTR2 | Obstruction | Obstruction - OBSTR2 | Cause | RS
ARHUSH | Air Handling Unit - Steam Heating | Air Handling Unit - Steam Heating - ARHUSH | OBSTR5 | Obstruction | Obstruction - OBSTR5 | Cause | RS
ARHUSH | Air Handling Unit - Steam Heating | Air Handling Unit - Steam Heating - ARHUSH | OTHER | Other (specify) | Other (specify) - OTHER | Cause | RS
ARHUSH | Air Handling Unit - Steam Heating | Air Handling Unit - Steam Heating - ARHUSH | PRINSTAL | Poor Installation | Poor Installation - PRINSTAL | Cause | RS
ARHUSH | Air Handling Unit - Steam Heating | Air Handling Unit - Steam Heating - ARHUSH | PROCISSU | Procedure Issue | Procedure Issue - PROCISSU | Cause | RS
ARHUSH | Air Handling Unit - Steam Heating | Air Handling Unit - Steam Heating - ARHUSH | UTLFAIL | Utility Failure | Utility Failure - UTLFAIL | Cause | RS
ARHUSH | Air Handling Unit - Steam Heating | Air Handling Unit - Steam Heating - ARHUSH | VANDL5 | Vandalism | Vandalism - VANDL5 | Cause | RS
ARHUSH | Air Handling Unit - Steam Heating | Air Handling Unit - Steam Heating - ARHUSH | VNDLSM | Vandalism | Vandalism - VNDLSM | Cause | RS
ARHUSH | Air Handling Unit - Steam Heating | Air Handling Unit - Steam Heating - ARHUSH | WORNCMPT | Defective/ Worn Component | Defective/ Worn Component - WORNCMPT | Cause | RS
ARHUSH | Air Handling Unit, Steam Heating | Air Handling Unit, Steam Heating - ARHUSH | ACCIDENT | Accident | Accident - ACCIDENT | Cause | RS
ARHUSH | Air Handling Unit, Steam Heating | Air Handling Unit, Steam Heating - ARHUSH | ACCWEAR | Accelerated Wear | Accelerated Wear - ACCWEAR | Cause | RS
ARHUSH | Air Handling Unit, Steam Heating | Air Handling Unit, Steam Heating - ARHUSH | ACTGOD | Weather condition/Forces of nature or Act of God | Weather condition/Forces of nature or Act of God - ACTGOD | Cause | RS
ARHUSH | Air Handling Unit, Steam Heating | Air Handling Unit, Steam Heating - ARHUSH | AGING102 | Aging | Aging - AGING102 | Cause | RS
ARHUSH | Air Handling Unit, Steam Heating | Air Handling Unit, Steam Heating - ARHUSH | AGING121 | Aging | Aging - AGING121 | Cause | RS
ARHUSH | Air Handling Unit, Steam Heating | Air Handling Unit, Steam Heating - ARHUSH | AGING163 | Aging | Aging - AGING163 | Cause | RS
ARHUSH | Air Handling Unit, Steam Heating | Air Handling Unit, Steam Heating - ARHUSH | AGING30 | Aging | Aging - AGING30 | Cause | RS
ARHUSH | Air Handling Unit, Steam Heating | Air Handling Unit, Steam Heating - ARHUSH | AGING33 | Aging | Aging - AGING33 | Cause | RS
ARHUSH | Air Handling Unit, Steam Heating | Air Handling Unit, Steam Heating - ARHUSH | AGING41 | Aging | Aging - AGING41 | Cause | RS
ARHUSH | Air Handling Unit, Steam Heating | Air Handling Unit, Steam Heating - ARHUSH | AGING67 | Aging | Aging - AGING67 | Cause | RS
ARHUSH | Air Handling Unit, Steam Heating | Air Handling Unit, Steam Heating - ARHUSH | AGING99 | Aging | Aging - AGING99 | Cause | RS
ARHUSH | Air Handling Unit, Steam Heating | Air Handling Unit, Steam Heating - ARHUSH | CONTAM | Contamination | Contamination - CONTAM | Cause | RS
ARHUSH | Air Handling Unit, Steam Heating | Air Handling Unit, Steam Heating - ARHUSH | CONTAM7 | Contamination | Contamination - CONTAM7 | Cause | RS
ARHUSH | Air Handling Unit, Steam Heating | Air Handling Unit, Steam Heating - ARHUSH | CONTAM9 | Contamination | Contamination - CONTAM9 | Cause | RS
ARHUSH | Air Handling Unit, Steam Heating | Air Handling Unit, Steam Heating - ARHUSH | CORRS16 | Corrosion | Corrosion - CORRS16 | Cause | RS
ARHUSH | Air Handling Unit, Steam Heating | Air Handling Unit, Steam Heating - ARHUSH | CORRS20 | Corrosion | Corrosion - CORRS20 | Cause | RS
ARHUSH | Air Handling Unit, Steam Heating | Air Handling Unit, Steam Heating - ARHUSH | CORRS21 | Corrosion | Corrosion - CORRS21 | Cause | RS
ARHUSH | Air Handling Unit, Steam Heating | Air Handling Unit, Steam Heating - ARHUSH | CORRS26 | Corrosion | Corrosion - CORRS26 | Cause | RS
ARHUSH | Air Handling Unit, Steam Heating | Air Handling Unit, Steam Heating - ARHUSH | CORRS29 | Corrosion | Corrosion - CORRS29 | Cause | RS
ARHUSH | Air Handling Unit, Steam Heating | Air Handling Unit, Steam Heating - ARHUSH | CORRS4 | Corrosion | Corrosion - CORRS4 | Cause | RS
ARHUSH | Air Handling Unit, Steam Heating | Air Handling Unit, Steam Heating - ARHUSH | CORRS9 | Corrosion | Corrosion - CORRS9 | Cause | RS
ARHUSH | Air Handling Unit, Steam Heating | Air Handling Unit, Steam Heating - ARHUSH | DEFASSET | Defective Asset | Defective Asset - DEFASSET | Cause | RS
ARHUSH | Air Handling Unit, Steam Heating | Air Handling Unit, Steam Heating - ARHUSH | ELECFA84 | Electrical Fault | Electrical Fault - ELECFA84 | Cause | RS
ARHUSH | Air Handling Unit, Steam Heating | Air Handling Unit, Steam Heating - ARHUSH | ELECFA90 | Electrical Fault | Electrical Fault - ELECFA90 | Cause | RS
ARHUSH | Air Handling Unit, Steam Heating | Air Handling Unit, Steam Heating - ARHUSH | EXLOAD | Excessive Load | Excessive Load - EXLOAD | Cause | RS
ARHUSH | Air Handling Unit, Steam Heating | Air Handling Unit, Steam Heating - ARHUSH | IMPRM68 | Improper Maintenance | Improper Maintenance - IMPRM68 | Cause | RS
ARHUSH | Air Handling Unit, Steam Heating | Air Handling Unit, Steam Heating - ARHUSH | IMPRMNT | Improper Maintenance | Improper Maintenance - IMPRMNT | Cause | RS
ARHUSH | Air Handling Unit, Steam Heating | Air Handling Unit, Steam Heating - ARHUSH | IMPROP3 | Improper Operation | Improper Operation - IMPROP3 | Cause | RS
ARHUSH | Air Handling Unit, Steam Heating | Air Handling Unit, Steam Heating - ARHUSH | INSLUBR | Insufficient Lubrication | Insufficient Lubrication - INSLUBR | Cause | RS
ARHUSH | Air Handling Unit, Steam Heating | Air Handling Unit, Steam Heating - ARHUSH | LACKTRN | Lack of/ Inadequate Training | Lack of/ Inadequate Training - LACKTRN | Cause | RS
ARHUSH | Air Handling Unit, Steam Heating | Air Handling Unit, Steam Heating - ARHUSH | LOOSE1 | Loose | Loose - LOOSE1 | Cause | RS
ARHUSH | Air Handling Unit, Steam Heating | Air Handling Unit, Steam Heating - ARHUSH | LOOSWI1 | Loose Wire | Loose Wire - LOOSWI1 | Cause | RS
ARHUSH | Air Handling Unit, Steam Heating | Air Handling Unit, Steam Heating - ARHUSH | LOOSWI4 | Loose Wire | Loose Wire - LOOSWI4 | Cause | RS
ARHUSH | Air Handling Unit, Steam Heating | Air Handling Unit, Steam Heating - ARHUSH | MISAL13 | Misalignment | Misalignment - MISAL13 | Cause | RS
ARHUSH | Air Handling Unit, Steam Heating | Air Handling Unit, Steam Heating - ARHUSH | MISALIN7 | Misalignment | Misalignment - MISALIN7 | Cause | RS
ARHUSH | Air Handling Unit, Steam Heating | Air Handling Unit, Steam Heating - ARHUSH | MISSCMP | Loose/ Missing Component | Loose/ Missing Component - MISSCMP | Cause | RS
ARHUSH | Air Handling Unit, Steam Heating | Air Handling Unit, Steam Heating - ARHUSH | NRMWEAR | Normal Wear | Normal Wear - NRMWEAR | Cause | RS
ARHUSH | Air Handling Unit, Steam Heating | Air Handling Unit, Steam Heating - ARHUSH | OBSTR2 | Obstruction | Obstruction - OBSTR2 | Cause | RS
ARHUSH | Air Handling Unit, Steam Heating | Air Handling Unit, Steam Heating - ARHUSH | OBSTR5 | Obstruction | Obstruction - OBSTR5 | Cause | RS
ARHUSH | Air Handling Unit, Steam Heating | Air Handling Unit, Steam Heating - ARHUSH | OTHER | Other (specify) | Other (specify) - OTHER | Cause | RS
ARHUSH | Air Handling Unit, Steam Heating | Air Handling Unit, Steam Heating - ARHUSH | PRINSTAL | Poor Installation | Poor Installation - PRINSTAL | Cause | RS
ARHUSH | Air Handling Unit, Steam Heating | Air Handling Unit, Steam Heating - ARHUSH | PROCISSU | Procedure Issue | Procedure Issue - PROCISSU | Cause | RS
ARHUSH | Air Handling Unit, Steam Heating | Air Handling Unit, Steam Heating - ARHUSH | UTLFAIL | Utility Failure | Utility Failure - UTLFAIL | Cause | RS
ARHUSH | Air Handling Unit, Steam Heating | Air Handling Unit, Steam Heating - ARHUSH | VANDL5 | Vandalism | Vandalism - VANDL5 | Cause | RS
ARHUSH | Air Handling Unit, Steam Heating | Air Handling Unit, Steam Heating - ARHUSH | VNDLSM | Vandalism | Vandalism - VNDLSM | Cause | RS
ARHUSH | Air Handling Unit, Steam Heating | Air Handling Unit, Steam Heating - ARHUSH | WORNCMPT | Defective/ Worn Component | Defective/ Worn Component - WORNCMPT | Cause | RS
ARHUSH | Air Handling Unit - Steam Heating | Air Handling Unit - Steam Heating - ARHUSH | ADJUSTD | Adjusted | Adjusted - ADJUSTD | Action | RS
ARHUSH | Air Handling Unit - Steam Heating | Air Handling Unit - Steam Heating - ARHUSH | DECOMM | Decommission | Decommission - DECOMM | Action | RS
ARHUSH | Air Handling Unit - Steam Heating | Air Handling Unit - Steam Heating - ARHUSH | DECONTME | Decontaminate | Decontaminate - DECONTME | Action | RS
ARHUSH | Air Handling Unit - Steam Heating | Air Handling Unit - Steam Heating - ARHUSH | DONOTHIN | Do Nothing | Do Nothing - DONOTHIN | Action | RS
ARHUSH | Air Handling Unit - Steam Heating | Air Handling Unit - Steam Heating - ARHUSH | LUBRCTE | Lubricate | Lubricate - LUBRCTE | Action | RS
ARHUSH | Air Handling Unit - Steam Heating | Air Handling Unit - Steam Heating - ARHUSH | OTHER | Other (specify) | Other (specify) - OTHER | Action | RS
ARHUSH | Air Handling Unit - Steam Heating | Air Handling Unit - Steam Heating - ARHUSH | RECALBRT | Recalibrate | Recalibrate - RECALBRT | Action | RS
ARHUSH | Air Handling Unit - Steam Heating | Air Handling Unit - Steam Heating - ARHUSH | REMVOBT | Remove Obstruction | Remove Obstruction - REMVOBT | Action | RS
ARHUSH | Air Handling Unit - Steam Heating | Air Handling Unit - Steam Heating - ARHUSH | REPAIR | Repair | Repair - REPAIR | Action | RS
ARHUSH | Air Handling Unit - Steam Heating | Air Handling Unit - Steam Heating - ARHUSH | REPCMPT | Repair Component | Repair Component - REPCMPT | Action | RS
ARHUSH | Air Handling Unit - Steam Heating | Air Handling Unit - Steam Heating - ARHUSH | REPLACE | Replace | Replace - REPLACE | Action | RS
ARHUSH | Air Handling Unit - Steam Heating | Air Handling Unit - Steam Heating - ARHUSH | REPLASS | Replace Asset | Replace Asset - REPLASS | Action | RS
ARHUSH | Air Handling Unit - Steam Heating | Air Handling Unit - Steam Heating - ARHUSH | REPLCMPT | Replace Component | Replace Component - REPLCMPT | Action | RS
ARHUSH | Air Handling Unit - Steam Heating | Air Handling Unit - Steam Heating - ARHUSH | REPRASS | Repair Asset | Repair Asset - REPRASS | Action | RS
ARHUSH | Air Handling Unit - Steam Heating | Air Handling Unit - Steam Heating - ARHUSH | UPGRADES | Upgrade | Upgrade - UPGRADES | Action | RS
ARHUSH | Air Handling Unit, Steam Heating | Air Handling Unit, Steam Heating - ARHUSH | ADJUSTD | Adjusted | Adjusted - ADJUSTD | Action | RS
ARHUSH | Air Handling Unit, Steam Heating | Air Handling Unit, Steam Heating - ARHUSH | DECOMM | Decommission | Decommission - DECOMM | Action | RS
ARHUSH | Air Handling Unit, Steam Heating | Air Handling Unit, Steam Heating - ARHUSH | DECONTME | Decontaminate | Decontaminate - DECONTME | Action | RS
ARHUSH | Air Handling Unit, Steam Heating | Air Handling Unit, Steam Heating - ARHUSH | DONOTHIN | Do Nothing | Do Nothing - DONOTHIN | Action | RS
ARHUSH | Air Handling Unit, Steam Heating | Air Handling Unit, Steam Heating - ARHUSH | LUBRCTE | Lubricate | Lubricate - LUBRCTE | Action | RS
ARHUSH | Air Handling Unit, Steam Heating | Air Handling Unit, Steam Heating - ARHUSH | OTHER | Other (specify) | Other (specify) - OTHER | Action | RS
ARHUSH | Air Handling Unit, Steam Heating | Air Handling Unit, Steam Heating - ARHUSH | RECALBRT | Recalibrate | Recalibrate - RECALBRT | Action | RS
ARHUSH | Air Handling Unit, Steam Heating | Air Handling Unit, Steam Heating - ARHUSH | REMVOBT | Remove Obstruction | Remove Obstruction - REMVOBT | Action | RS
ARHUSH | Air Handling Unit, Steam Heating | Air Handling Unit, Steam Heating - ARHUSH | REPAIR | Repair | Repair - REPAIR | Action | RS
ARHUSH | Air Handling Unit, Steam Heating | Air Handling Unit, Steam Heating - ARHUSH | REPCMPT | Repair Component | Repair Component - REPCMPT | Action | RS
ARHUSH | Air Handling Unit, Steam Heating | Air Handling Unit, Steam Heating - ARHUSH | REPLACE | Replace | Replace - REPLACE | Action | RS
ARHUSH | Air Handling Unit, Steam Heating | Air Handling Unit, Steam Heating - ARHUSH | REPLASS | Replace Asset | Replace Asset - REPLASS | Action | RS
ARHUSH | Air Handling Unit, Steam Heating | Air Handling Unit, Steam Heating - ARHUSH | REPLCMPT | Replace Component | Replace Component - REPLCMPT | Action | RS
ARHUSH | Air Handling Unit, Steam Heating | Air Handling Unit, Steam Heating - ARHUSH | REPRASS | Repair Asset | Repair Asset - REPRASS | Action | RS
ARHUSH | Air Handling Unit, Steam Heating | Air Handling Unit, Steam Heating - ARHUSH | UPGRADES | Upgrade | Upgrade - UPGRADES | Action | RS
AWBIS | Automated Wheel and Brake Inspection System (AWBIS) | Automated Wheel and Brake Inspection System (AWBIS) - AWBIS | ABNTEMP | Abnormal Temprature | Abnormal Temprature - ABNTEMP | Problem | RS
AWBIS | Automated Wheel and Brake Inspection System (AWBIS) | Automated Wheel and Brake Inspection System (AWBIS) - AWBIS | CORROS | Corrosion | Corrosion - CORROS | Problem | RS
AWBIS | Automated Wheel and Brake Inspection System (AWBIS) | Automated Wheel and Brake Inspection System (AWBIS) - AWBIS | ELECTRIP | Electrical Trip Out | Electrical Trip Out - ELECTRIP | Problem | RS
AWBIS | Automated Wheel and Brake Inspection System (AWBIS) | Automated Wheel and Brake Inspection System (AWBIS) - AWBIS | EXNOISE | Excessive Noise | Excessive Noise - EXNOISE | Problem | RS
AWBIS | Automated Wheel and Brake Inspection System (AWBIS) | Automated Wheel and Brake Inspection System (AWBIS) - AWBIS | EXVIBRTN | Excessive Vibration | Excessive Vibration - EXVIBRTN | Problem | RS
AWBIS | Automated Wheel and Brake Inspection System (AWBIS) | Automated Wheel and Brake Inspection System (AWBIS) - AWBIS | JAMMEDEQ | Jammed Equipment | Jammed Equipment - JAMMEDEQ | Problem | RS
AWBIS | Automated Wheel and Brake Inspection System (AWBIS) | Automated Wheel and Brake Inspection System (AWBIS) - AWBIS | LEAKING | Leaking | Leaking - LEAKING | Problem | RS
AWBIS | Automated Wheel and Brake Inspection System (AWBIS) | Automated Wheel and Brake Inspection System (AWBIS) - AWBIS | LOWPERF | Low Performance | Low Performance - LOWPERF | Problem | RS
AWBIS | Automated Wheel and Brake Inspection System (AWBIS) | Automated Wheel and Brake Inspection System (AWBIS) - AWBIS | NONOPER | Non-Operational | Non-Operational - NONOPER | Problem | RS
AWBIS | Automated Wheel and Brake Inspection System (AWBIS) | Automated Wheel and Brake Inspection System (AWBIS) - AWBIS | PHYDMGE | Physical Damage | Physical Damage - PHYDMGE | Problem | RS
AWBIS | Automated Wheel and Brake Inspection System (AWBIS) | Automated Wheel and Brake Inspection System (AWBIS) - AWBIS | UNSMELL | Unusual Smell | Unusual Smell - UNSMELL | Problem | RS
AWBIS | Automated Wheel and Brake Inspection System (AWBIS) | Automated Wheel and Brake Inspection System (AWBIS) - AWBIS | UNSMOKE | Unusual Smoke | Unusual Smoke - UNSMOKE | Problem | RS
AWBIS | Automated Wheel and Brake Inspection System (AWBIS) | Automated Wheel and Brake Inspection System (AWBIS) - AWBIS | AWBBDET | AWBIS blowers deteriorated | AWBIS blowers deteriorated - AWBBDET | Failure | RS
AWBIS | Automated Wheel and Brake Inspection System (AWBIS) | Automated Wheel and Brake Inspection System (AWBIS) - AWBIS | AWBBECON | AWBIS bungalow equipment contaminated | AWBIS bungalow equipment contaminated - AWBBECON | Failure | RS
AWBIS | Automated Wheel and Brake Inspection System (AWBIS) | Automated Wheel and Brake Inspection System (AWBIS) - AWBIS | AWBBEFL | AWBIS bungalow equipment failed | AWBIS bungalow equipment failed - AWBBEFL | Failure | RS
AWBIS | Automated Wheel and Brake Inspection System (AWBIS) | Automated Wheel and Brake Inspection System (AWBIS) - AWBIS | AWBBSDET | AWBIS blower and/or equipment bungalow structure deteriorated | AWBIS blower and/or equipment bungalow structure deteriorated - AWBBSDET | Failure | RS
AWBIS | Automated Wheel and Brake Inspection System (AWBIS) | Automated Wheel and Brake Inspection System (AWBIS) - AWBIS | AWBCDRF | AWBIS calibration drifted | AWBIS calibration drifted - AWBCDRF | Failure | RS
AWBIS | Automated Wheel and Brake Inspection System (AWBIS) | Automated Wheel and Brake Inspection System (AWBIS) - AWBIS | AWBSDET | AWBIS systems deteriorated | AWBIS systems deteriorated - AWBSDET | Failure | RS
AWBIS | Automated Wheel and Brake Inspection System (AWBIS) | Automated Wheel and Brake Inspection System (AWBIS) - AWBIS | AWBWLCON | Automated wheel and brake lens contaminated | Automated wheel and brake lens contaminated - AWBWLCON | Failure | RS
AWBIS | Automated Wheel and Brake Inspection System (AWBIS) | Automated Wheel and Brake Inspection System (AWBIS) - AWBIS | ACCIDENT | Accident | Accident - ACCIDENT | Cause | RS
AWBIS | Automated Wheel and Brake Inspection System (AWBIS) | Automated Wheel and Brake Inspection System (AWBIS) - AWBIS | ACCWEAR | Accelerated Wear | Accelerated Wear - ACCWEAR | Cause | RS
AWBIS | Automated Wheel and Brake Inspection System (AWBIS) | Automated Wheel and Brake Inspection System (AWBIS) - AWBIS | ACTGOD | Weather condition/Forces of nature or Act of God | Weather condition/Forces of nature or Act of God - ACTGOD | Cause | RS
AWBIS | Automated Wheel and Brake Inspection System (AWBIS) | Automated Wheel and Brake Inspection System (AWBIS) - AWBIS | CONTAM | Contamination | Contamination - CONTAM | Cause | RS
AWBIS | Automated Wheel and Brake Inspection System (AWBIS) | Automated Wheel and Brake Inspection System (AWBIS) - AWBIS | DEFASSET | Defective Asset | Defective Asset - DEFASSET | Cause | RS
AWBIS | Automated Wheel and Brake Inspection System (AWBIS) | Automated Wheel and Brake Inspection System (AWBIS) - AWBIS | EXLOAD | Excessive Load | Excessive Load - EXLOAD | Cause | RS
AWBIS | Automated Wheel and Brake Inspection System (AWBIS) | Automated Wheel and Brake Inspection System (AWBIS) - AWBIS | IMPRMNT | Improper Maintenance | Improper Maintenance - IMPRMNT | Cause | RS
AWBIS | Automated Wheel and Brake Inspection System (AWBIS) | Automated Wheel and Brake Inspection System (AWBIS) - AWBIS | INSLUBR | Insufficient Lubrication | Insufficient Lubrication - INSLUBR | Cause | RS
AWBIS | Automated Wheel and Brake Inspection System (AWBIS) | Automated Wheel and Brake Inspection System (AWBIS) - AWBIS | LACKTRN | Lack of/ Inadequate Training | Lack of/ Inadequate Training - LACKTRN | Cause | RS
AWBIS | Automated Wheel and Brake Inspection System (AWBIS) | Automated Wheel and Brake Inspection System (AWBIS) - AWBIS | MISSCMP | Loose/ Missing Component | Loose/ Missing Component - MISSCMP | Cause | RS
AWBIS | Automated Wheel and Brake Inspection System (AWBIS) | Automated Wheel and Brake Inspection System (AWBIS) - AWBIS | NRMWEAR | Normal Wear | Normal Wear - NRMWEAR | Cause | RS
AWBIS | Automated Wheel and Brake Inspection System (AWBIS) | Automated Wheel and Brake Inspection System (AWBIS) - AWBIS | OTHER | Other (specify) | Other (specify) - OTHER | Cause | RS
AWBIS | Automated Wheel and Brake Inspection System (AWBIS) | Automated Wheel and Brake Inspection System (AWBIS) - AWBIS | PRINSTAL | Poor Installation | Poor Installation - PRINSTAL | Cause | RS
AWBIS | Automated Wheel and Brake Inspection System (AWBIS) | Automated Wheel and Brake Inspection System (AWBIS) - AWBIS | PROCISSU | Procedure Issue | Procedure Issue - PROCISSU | Cause | RS
AWBIS | Automated Wheel and Brake Inspection System (AWBIS) | Automated Wheel and Brake Inspection System (AWBIS) - AWBIS | UTLFAIL | Utility Failure | Utility Failure - UTLFAIL | Cause | RS
AWBIS | Automated Wheel and Brake Inspection System (AWBIS) | Automated Wheel and Brake Inspection System (AWBIS) - AWBIS | VNDLSM | Vandalism | Vandalism - VNDLSM | Cause | RS
AWBIS | Automated Wheel and Brake Inspection System (AWBIS) | Automated Wheel and Brake Inspection System (AWBIS) - AWBIS | WORNCMPT | Defective/ Worn Component | Defective/ Worn Component - WORNCMPT | Cause | RS
AWBIS | Automated Wheel and Brake Inspection System (AWBIS) | Automated Wheel and Brake Inspection System (AWBIS) - AWBIS | ADJUSTD | Adjusted | Adjusted - ADJUSTD | Action | RS
AWBIS | Automated Wheel and Brake Inspection System (AWBIS) | Automated Wheel and Brake Inspection System (AWBIS) - AWBIS | DECOMM | Decommission | Decommission - DECOMM | Action | RS
AWBIS | Automated Wheel and Brake Inspection System (AWBIS) | Automated Wheel and Brake Inspection System (AWBIS) - AWBIS | DECONTME | Decontaminate | Decontaminate - DECONTME | Action | RS
AWBIS | Automated Wheel and Brake Inspection System (AWBIS) | Automated Wheel and Brake Inspection System (AWBIS) - AWBIS | DONOTHIN | Do Nothing | Do Nothing - DONOTHIN | Action | RS
AWBIS | Automated Wheel and Brake Inspection System (AWBIS) | Automated Wheel and Brake Inspection System (AWBIS) - AWBIS | LUBRCTE | Lubricate | Lubricate - LUBRCTE | Action | RS
AWBIS | Automated Wheel and Brake Inspection System (AWBIS) | Automated Wheel and Brake Inspection System (AWBIS) - AWBIS | OTHER | Other (specify) | Other (specify) - OTHER | Action | RS
AWBIS | Automated Wheel and Brake Inspection System (AWBIS) | Automated Wheel and Brake Inspection System (AWBIS) - AWBIS | RECALBRT | Recalibrate | Recalibrate - RECALBRT | Action | RS
AWBIS | Automated Wheel and Brake Inspection System (AWBIS) | Automated Wheel and Brake Inspection System (AWBIS) - AWBIS | REMVOBT | Remove Obstruction | Remove Obstruction - REMVOBT | Action | RS
AWBIS | Automated Wheel and Brake Inspection System (AWBIS) | Automated Wheel and Brake Inspection System (AWBIS) - AWBIS | REPCMPT | Repair Component | Repair Component - REPCMPT | Action | RS
AWBIS | Automated Wheel and Brake Inspection System (AWBIS) | Automated Wheel and Brake Inspection System (AWBIS) - AWBIS | REPLASS | Replace Asset | Replace Asset - REPLASS | Action | RS
AWBIS | Automated Wheel and Brake Inspection System (AWBIS) | Automated Wheel and Brake Inspection System (AWBIS) - AWBIS | REPLCMPT | Replace Component | Replace Component - REPLCMPT | Action | RS
AWBIS | Automated Wheel and Brake Inspection System (AWBIS) | Automated Wheel and Brake Inspection System (AWBIS) - AWBIS | REPRASS | Repair Asset | Repair Asset - REPRASS | Action | RS
AWBIS | Automated Wheel and Brake Inspection System (AWBIS) | Automated Wheel and Brake Inspection System (AWBIS) - AWBIS | UPGRADES | Upgrade | Upgrade - UPGRADES | Action | RS
BALVLV | Balancing Valve | Balancing Valve - BALVLV | ABNTEMP | Abnormal Temprature | Abnormal Temprature - ABNTEMP | Problem | RS
BALVLV | Balancing Valve | Balancing Valve - BALVLV | CORROS | Corrosion | Corrosion - CORROS | Problem | RS
BALVLV | Balancing Valve | Balancing Valve - BALVLV | ELECTRIP | Electrical Trip Out | Electrical Trip Out - ELECTRIP | Problem | RS
BALVLV | Balancing Valve | Balancing Valve - BALVLV | EXNOISE | Excessive Noise | Excessive Noise - EXNOISE | Problem | RS
BALVLV | Balancing Valve | Balancing Valve - BALVLV | EXVIBRTN | Excessive Vibration | Excessive Vibration - EXVIBRTN | Problem | RS
BALVLV | Balancing Valve | Balancing Valve - BALVLV | JAMMEDEQ | Jammed Equipment | Jammed Equipment - JAMMEDEQ | Problem | RS
BALVLV | Balancing Valve | Balancing Valve - BALVLV | LEAKING | Leaking | Leaking - LEAKING | Problem | RS
BALVLV | Balancing Valve | Balancing Valve - BALVLV | LOWPERF | Low Performance | Low Performance - LOWPERF | Problem | RS
BALVLV | Balancing Valve | Balancing Valve - BALVLV | NONOPER | Non-Operational | Non-Operational - NONOPER | Problem | RS
BALVLV | Balancing Valve | Balancing Valve - BALVLV | PHYDMGE | Physical Damage | Physical Damage - PHYDMGE | Problem | RS
BALVLV | Balancing Valve | Balancing Valve - BALVLV | UNSMELL | Unusual Smell | Unusual Smell - UNSMELL | Problem | RS
BALVLV | Balancing Valve | Balancing Valve - BALVLV | UNSMOKE | Unusual Smoke | Unusual Smoke - UNSMOKE | Problem | RS
BALVLV | Balancing Valve | Balancing Valve - BALVLV | VLVFAIL | Valve failed | Valve failed - VLVFAIL | Failure | RS
BALVLV | Balancing Valve | Balancing Valve - BALVLV | ACCIDENT | Accident | Accident - ACCIDENT | Cause | RS
BALVLV | Balancing Valve | Balancing Valve - BALVLV | ACCWEAR | Accelerated Wear | Accelerated Wear - ACCWEAR | Cause | RS
BALVLV | Balancing Valve | Balancing Valve - BALVLV | ACTGOD | Weather condition/Forces of nature or Act of God | Weather condition/Forces of nature or Act of God - ACTGOD | Cause | RS
BALVLV | Balancing Valve | Balancing Valve - BALVLV | CONTAM | Contamination | Contamination - CONTAM | Cause | RS
BALVLV | Balancing Valve | Balancing Valve - BALVLV | DEFASSET | Defective Asset | Defective Asset - DEFASSET | Cause | RS
BALVLV | Balancing Valve | Balancing Valve - BALVLV | EXLOAD | Excessive Load | Excessive Load - EXLOAD | Cause | RS
BALVLV | Balancing Valve | Balancing Valve - BALVLV | IMPRMNT | Improper Maintenance | Improper Maintenance - IMPRMNT | Cause | RS
BALVLV | Balancing Valve | Balancing Valve - BALVLV | INSLUBR | Insufficient Lubrication | Insufficient Lubrication - INSLUBR | Cause | RS
BALVLV | Balancing Valve | Balancing Valve - BALVLV | LACKTRN | Lack of/ Inadequate Training | Lack of/ Inadequate Training - LACKTRN | Cause | RS
BALVLV | Balancing Valve | Balancing Valve - BALVLV | MISSCMP | Loose/ Missing Component | Loose/ Missing Component - MISSCMP | Cause | RS
BALVLV | Balancing Valve | Balancing Valve - BALVLV | NRMWEAR | Normal Wear | Normal Wear - NRMWEAR | Cause | RS
BALVLV | Balancing Valve | Balancing Valve - BALVLV | OTHER | Other (specify) | Other (specify) - OTHER | Cause | RS
BALVLV | Balancing Valve | Balancing Valve - BALVLV | PRINSTAL | Poor Installation | Poor Installation - PRINSTAL | Cause | RS
BALVLV | Balancing Valve | Balancing Valve - BALVLV | PROCISSU | Procedure Issue | Procedure Issue - PROCISSU | Cause | RS
BALVLV | Balancing Valve | Balancing Valve - BALVLV | UTLFAIL | Utility Failure | Utility Failure - UTLFAIL | Cause | RS
BALVLV | Balancing Valve | Balancing Valve - BALVLV | VNDLSM | Vandalism | Vandalism - VNDLSM | Cause | RS
BALVLV | Balancing Valve | Balancing Valve - BALVLV | WORNCMPT | Defective/ Worn Component | Defective/ Worn Component - WORNCMPT | Cause | RS
BALVLV | Balancing Valve | Balancing Valve - BALVLV | ADJUSTD | Adjusted | Adjusted - ADJUSTD | Action | RS
BALVLV | Balancing Valve | Balancing Valve - BALVLV | DECOMM | Decommission | Decommission - DECOMM | Action | RS
BALVLV | Balancing Valve | Balancing Valve - BALVLV | DECONTME | Decontaminate | Decontaminate - DECONTME | Action | RS
BALVLV | Balancing Valve | Balancing Valve - BALVLV | DONOTHIN | Do Nothing | Do Nothing - DONOTHIN | Action | RS
BALVLV | Balancing Valve | Balancing Valve - BALVLV | LUBRCTE | Lubricate | Lubricate - LUBRCTE | Action | RS
BALVLV | Balancing Valve | Balancing Valve - BALVLV | OTHER | Other (specify) | Other (specify) - OTHER | Action | RS
BALVLV | Balancing Valve | Balancing Valve - BALVLV | RECALBRT | Recalibrate | Recalibrate - RECALBRT | Action | RS
BALVLV | Balancing Valve | Balancing Valve - BALVLV | REMVOBT | Remove Obstruction | Remove Obstruction - REMVOBT | Action | RS
BALVLV | Balancing Valve | Balancing Valve - BALVLV | REPCMPT | Repair Component | Repair Component - REPCMPT | Action | RS
BALVLV | Balancing Valve | Balancing Valve - BALVLV | REPLASS | Replace Asset | Replace Asset - REPLASS | Action | RS
BALVLV | Balancing Valve | Balancing Valve - BALVLV | REPLCMPT | Replace Component | Replace Component - REPLCMPT | Action | RS
BALVLV | Balancing Valve | Balancing Valve - BALVLV | REPRASS | Repair Asset | Repair Asset - REPRASS | Action | RS
BALVLV | Balancing Valve | Balancing Valve - BALVLV | UPGRADES | Upgrade | Upgrade - UPGRADES | Action | RS
BATTERY | Batteries | Batteries - BATTERY | BATRYNC | Battery Not Charging | Battery Not Charging - BATRYNC | Problem | RS
BATTERY | Batteries | Batteries - BATTERY | OTHER | Other(Specify) | Other(Specify) - OTHER | Problem | RS
BATTERY | Battery | Battery - BATTERY | BATRYNC | Battery Not Charging | Battery Not Charging - BATRYNC | Problem | RS
BATTERY | Battery | Battery - BATTERY | OTHER | Other(Specify) | Other(Specify) - OTHER | Problem | RS
BATTERY | Batteries | Batteries - BATTERY | DAMBATRY | Damaged Battery | Damaged Battery - DAMBATRY | Failure | RS
BATTERY | Batteries | Batteries - BATTERY | DEFBAT | Defective Batteries | Defective Batteries - DEFBAT | Failure | RS
BATTERY | Batteries | Batteries - BATTERY | NOPOWER | No Power | No Power - NOPOWER | Failure | RS
BATTERY | Batteries | Batteries - BATTERY | OTHER | Other(Specify) | Other(Specify) - OTHER | Failure | RS
BATTERY | Battery | Battery - BATTERY | DAMBATRY | Damaged Battery | Damaged Battery - DAMBATRY | Failure | RS
BATTERY | Battery | Battery - BATTERY | DEFBAT | Defective Batteries | Defective Batteries - DEFBAT | Failure | RS
BATTERY | Battery | Battery - BATTERY | NOPOWER | No Power | No Power - NOPOWER | Failure | RS
BATTERY | Battery | Battery - BATTERY | OTHER | Other(Specify) | Other(Specify) - OTHER | Failure | RS
BATTERY | Batteries | Batteries - BATTERY | AGING | Aging | Aging - AGING | Cause | RS
BATTERY | Batteries | Batteries - BATTERY | LOSEWIRE | Loose Wire | Loose Wire - LOSEWIRE | Cause | RS
BATTERY | Batteries | Batteries - BATTERY | OTHER | Other (specify) | Other (specify) - OTHER | Cause | RS
BATTERY | Batteries | Batteries - BATTERY | PHYDAMGE | Physical Damage | Physical Damage - PHYDAMGE | Cause | RS
BATTERY | Battery | Battery - BATTERY | AGING | Aging | Aging - AGING | Cause | RS
BATTERY | Battery | Battery - BATTERY | LOSEWIRE | Loose Wire | Loose Wire - LOSEWIRE | Cause | RS
BATTERY | Battery | Battery - BATTERY | OTHER | Other (specify) | Other (specify) - OTHER | Cause | RS
BATTERY | Battery | Battery - BATTERY | PHYDAMGE | Physical Damage | Physical Damage - PHYDAMGE | Cause | RS
BATTERY | Batteries | Batteries - BATTERY | OTHER | Other (specify) | Other (specify) - OTHER | Action | RS
BATTERY | Batteries | Batteries - BATTERY | REPAIR | Repair | Repair - REPAIR | Action | RS
BATTERY | Batteries | Batteries - BATTERY | REPLACE | Replace | Replace - REPLACE | Action | RS
BATTERY | Battery | Battery - BATTERY | OTHER | Other (specify) | Other (specify) - OTHER | Action | RS
BATTERY | Battery | Battery - BATTERY | REPAIR | Repair | Repair - REPAIR | Action | RS
BATTERY | Battery | Battery - BATTERY | REPLACE | Replace | Replace - REPLACE | Action | RS
BENTPIER | Bent/ Pier | Bent/ Pier - BENTPIER | ABNTEMP | Abnormal Temprature | Abnormal Temprature - ABNTEMP | Problem | RS
BENTPIER | Bent/ Pier | Bent/ Pier - BENTPIER | CORROS | Corrosion | Corrosion - CORROS | Problem | RS
BENTPIER | Bent/ Pier | Bent/ Pier - BENTPIER | ELECTRIP | Electrical Trip Out | Electrical Trip Out - ELECTRIP | Problem | RS
BENTPIER | Bent/ Pier | Bent/ Pier - BENTPIER | EXNOISE | Excessive Noise | Excessive Noise - EXNOISE | Problem | RS
BENTPIER | Bent/ Pier | Bent/ Pier - BENTPIER | EXVIBRTN | Excessive Vibration | Excessive Vibration - EXVIBRTN | Problem | RS
BENTPIER | Bent/ Pier | Bent/ Pier - BENTPIER | JAMMEDEQ | Jammed Equipment | Jammed Equipment - JAMMEDEQ | Problem | RS
BENTPIER | Bent/ Pier | Bent/ Pier - BENTPIER | LEAKING | Leaking | Leaking - LEAKING | Problem | RS
BENTPIER | Bent/ Pier | Bent/ Pier - BENTPIER | LOWPERF | Low Performance | Low Performance - LOWPERF | Problem | RS
BENTPIER | Bent/ Pier | Bent/ Pier - BENTPIER | NONOPER | Non-Operational | Non-Operational - NONOPER | Problem | RS
BENTPIER | Bent/ Pier | Bent/ Pier - BENTPIER | PHYDMGE | Physical Damage | Physical Damage - PHYDMGE | Problem | RS
BENTPIER | Bent/ Pier | Bent/ Pier - BENTPIER | UNSMELL | Unusual Smell | Unusual Smell - UNSMELL | Problem | RS
BENTPIER | Bent/ Pier | Bent/ Pier - BENTPIER | UNSMOKE | Unusual Smoke | Unusual Smoke - UNSMOKE | Problem | RS
BENTPIER | Bent/Pier | Bent/Pier - BENTPIER | ABNTEMP | Abnormal Temprature | Abnormal Temprature - ABNTEMP | Problem | RS
BENTPIER | Bent/Pier | Bent/Pier - BENTPIER | CORROS | Corrosion | Corrosion - CORROS | Problem | RS
BENTPIER | Bent/Pier | Bent/Pier - BENTPIER | ELECTRIP | Electrical Trip Out | Electrical Trip Out - ELECTRIP | Problem | RS
BENTPIER | Bent/Pier | Bent/Pier - BENTPIER | EXNOISE | Excessive Noise | Excessive Noise - EXNOISE | Problem | RS
BENTPIER | Bent/Pier | Bent/Pier - BENTPIER | EXVIBRTN | Excessive Vibration | Excessive Vibration - EXVIBRTN | Problem | RS
BENTPIER | Bent/Pier | Bent/Pier - BENTPIER | JAMMEDEQ | Jammed Equipment | Jammed Equipment - JAMMEDEQ | Problem | RS
BENTPIER | Bent/Pier | Bent/Pier - BENTPIER | LEAKING | Leaking | Leaking - LEAKING | Problem | RS
BENTPIER | Bent/Pier | Bent/Pier - BENTPIER | LOWPERF | Low Performance | Low Performance - LOWPERF | Problem | RS
BENTPIER | Bent/Pier | Bent/Pier - BENTPIER | NONOPER | Non-Operational | Non-Operational - NONOPER | Problem | RS
BENTPIER | Bent/Pier | Bent/Pier - BENTPIER | PHYDMGE | Physical Damage | Physical Damage - PHYDMGE | Problem | RS
BENTPIER | Bent/Pier | Bent/Pier - BENTPIER | UNSMELL | Unusual Smell | Unusual Smell - UNSMELL | Problem | RS
BENTPIER | Bent/Pier | Bent/Pier - BENTPIER | UNSMOKE | Unusual Smoke | Unusual Smoke - UNSMOKE | Problem | RS
BENTPIER | Bent/ Pier | Bent/ Pier - BENTPIER | CONPDET | Concrete pier deteriorated | Concrete pier deteriorated - CONPDET | Failure | RS
BENTPIER | Bent/ Pier | Bent/ Pier - BENTPIER | STLCORR | Steel substructure corroded | Steel substructure corroded - STLCORR | Failure | RS
BENTPIER | Bent/ Pier | Bent/ Pier - BENTPIER | STLPSET | Steel pier concrete base settled | Steel pier concrete base settled - STLPSET | Failure | RS
BENTPIER | Bent/ Pier | Bent/ Pier - BENTPIER | STLSET | Steel substructure settled | Steel substructure settled - STLSET | Failure | RS
BENTPIER | Bent/Pier | Bent/Pier - BENTPIER | CONPDET | Concrete pier deteriorated | Concrete pier deteriorated - CONPDET | Failure | RS
BENTPIER | Bent/Pier | Bent/Pier - BENTPIER | STLCORR | Steel substructure corroded | Steel substructure corroded - STLCORR | Failure | RS
BENTPIER | Bent/Pier | Bent/Pier - BENTPIER | STLPSET | Steel pier concrete base settled | Steel pier concrete base settled - STLPSET | Failure | RS
BENTPIER | Bent/Pier | Bent/Pier - BENTPIER | STLSET | Steel substructure settled | Steel substructure settled - STLSET | Failure | RS
BENTPIER | Bent/ Pier | Bent/ Pier - BENTPIER | ACCIDENT | Accident | Accident - ACCIDENT | Cause | RS
BENTPIER | Bent/ Pier | Bent/ Pier - BENTPIER | ACCWEAR | Accelerated Wear | Accelerated Wear - ACCWEAR | Cause | RS
BENTPIER | Bent/ Pier | Bent/ Pier - BENTPIER | ACTGOD | Weather condition/Forces of nature or Act of God | Weather condition/Forces of nature or Act of God - ACTGOD | Cause | RS
BENTPIER | Bent/ Pier | Bent/ Pier - BENTPIER | CONTAM | Contamination | Contamination - CONTAM | Cause | RS
BENTPIER | Bent/ Pier | Bent/ Pier - BENTPIER | DEFASSET | Defective Asset | Defective Asset - DEFASSET | Cause | RS
BENTPIER | Bent/ Pier | Bent/ Pier - BENTPIER | EXLOAD | Excessive Load | Excessive Load - EXLOAD | Cause | RS
BENTPIER | Bent/ Pier | Bent/ Pier - BENTPIER | IMPRMNT | Improper Maintenance | Improper Maintenance - IMPRMNT | Cause | RS
BENTPIER | Bent/ Pier | Bent/ Pier - BENTPIER | INSLUBR | Insufficient Lubrication | Insufficient Lubrication - INSLUBR | Cause | RS
BENTPIER | Bent/ Pier | Bent/ Pier - BENTPIER | LACKTRN | Lack of/ Inadequate Training | Lack of/ Inadequate Training - LACKTRN | Cause | RS
BENTPIER | Bent/ Pier | Bent/ Pier - BENTPIER | MISSCMP | Loose/ Missing Component | Loose/ Missing Component - MISSCMP | Cause | RS
BENTPIER | Bent/ Pier | Bent/ Pier - BENTPIER | NRMWEAR | Normal Wear | Normal Wear - NRMWEAR | Cause | RS
BENTPIER | Bent/ Pier | Bent/ Pier - BENTPIER | OTHER | Other (specify) | Other (specify) - OTHER | Cause | RS
BENTPIER | Bent/ Pier | Bent/ Pier - BENTPIER | PRINSTAL | Poor Installation | Poor Installation - PRINSTAL | Cause | RS
BENTPIER | Bent/ Pier | Bent/ Pier - BENTPIER | PROCISSU | Procedure Issue | Procedure Issue - PROCISSU | Cause | RS
BENTPIER | Bent/ Pier | Bent/ Pier - BENTPIER | UTLFAIL | Utility Failure | Utility Failure - UTLFAIL | Cause | RS
BENTPIER | Bent/ Pier | Bent/ Pier - BENTPIER | VNDLSM | Vandalism | Vandalism - VNDLSM | Cause | RS
BENTPIER | Bent/ Pier | Bent/ Pier - BENTPIER | WORNCMPT | Defective/ Worn Component | Defective/ Worn Component - WORNCMPT | Cause | RS
BENTPIER | Bent/Pier | Bent/Pier - BENTPIER | ACCIDENT | Accident | Accident - ACCIDENT | Cause | RS
BENTPIER | Bent/Pier | Bent/Pier - BENTPIER | ACCWEAR | Accelerated Wear | Accelerated Wear - ACCWEAR | Cause | RS
BENTPIER | Bent/Pier | Bent/Pier - BENTPIER | ACTGOD | Weather condition/Forces of nature or Act of God | Weather condition/Forces of nature or Act of God - ACTGOD | Cause | RS
BENTPIER | Bent/Pier | Bent/Pier - BENTPIER | CONTAM | Contamination | Contamination - CONTAM | Cause | RS
BENTPIER | Bent/Pier | Bent/Pier - BENTPIER | DEFASSET | Defective Asset | Defective Asset - DEFASSET | Cause | RS
BENTPIER | Bent/Pier | Bent/Pier - BENTPIER | EXLOAD | Excessive Load | Excessive Load - EXLOAD | Cause | RS
BENTPIER | Bent/Pier | Bent/Pier - BENTPIER | IMPRMNT | Improper Maintenance | Improper Maintenance - IMPRMNT | Cause | RS
BENTPIER | Bent/Pier | Bent/Pier - BENTPIER | INSLUBR | Insufficient Lubrication | Insufficient Lubrication - INSLUBR | Cause | RS
BENTPIER | Bent/Pier | Bent/Pier - BENTPIER | LACKTRN | Lack of/ Inadequate Training | Lack of/ Inadequate Training - LACKTRN | Cause | RS
BENTPIER | Bent/Pier | Bent/Pier - BENTPIER | MISSCMP | Loose/ Missing Component | Loose/ Missing Component - MISSCMP | Cause | RS
BENTPIER | Bent/Pier | Bent/Pier - BENTPIER | NRMWEAR | Normal Wear | Normal Wear - NRMWEAR | Cause | RS
BENTPIER | Bent/Pier | Bent/Pier - BENTPIER | OTHER | Other (specify) | Other (specify) - OTHER | Cause | RS
BENTPIER | Bent/Pier | Bent/Pier - BENTPIER | PRINSTAL | Poor Installation | Poor Installation - PRINSTAL | Cause | RS
BENTPIER | Bent/Pier | Bent/Pier - BENTPIER | PROCISSU | Procedure Issue | Procedure Issue - PROCISSU | Cause | RS
BENTPIER | Bent/Pier | Bent/Pier - BENTPIER | UTLFAIL | Utility Failure | Utility Failure - UTLFAIL | Cause | RS
BENTPIER | Bent/Pier | Bent/Pier - BENTPIER | VNDLSM | Vandalism | Vandalism - VNDLSM | Cause | RS
BENTPIER | Bent/Pier | Bent/Pier - BENTPIER | WORNCMPT | Defective/ Worn Component | Defective/ Worn Component - WORNCMPT | Cause | RS
BENTPIER | Bent/ Pier | Bent/ Pier - BENTPIER | ADJUSTD | Adjusted | Adjusted - ADJUSTD | Action | RS
BENTPIER | Bent/ Pier | Bent/ Pier - BENTPIER | DECOMM | Decommission | Decommission - DECOMM | Action | RS
BENTPIER | Bent/ Pier | Bent/ Pier - BENTPIER | DECONTME | Decontaminate | Decontaminate - DECONTME | Action | RS
BENTPIER | Bent/ Pier | Bent/ Pier - BENTPIER | DONOTHIN | Do Nothing | Do Nothing - DONOTHIN | Action | RS
BENTPIER | Bent/ Pier | Bent/ Pier - BENTPIER | LUBRCTE | Lubricate | Lubricate - LUBRCTE | Action | RS
BENTPIER | Bent/ Pier | Bent/ Pier - BENTPIER | OTHER | Other (specify) | Other (specify) - OTHER | Action | RS
BENTPIER | Bent/ Pier | Bent/ Pier - BENTPIER | RECALBRT | Recalibrate | Recalibrate - RECALBRT | Action | RS
BENTPIER | Bent/ Pier | Bent/ Pier - BENTPIER | REMVOBT | Remove Obstruction | Remove Obstruction - REMVOBT | Action | RS
BENTPIER | Bent/ Pier | Bent/ Pier - BENTPIER | REPCMPT | Repair Component | Repair Component - REPCMPT | Action | RS
BENTPIER | Bent/ Pier | Bent/ Pier - BENTPIER | REPLASS | Replace Asset | Replace Asset - REPLASS | Action | RS
BENTPIER | Bent/ Pier | Bent/ Pier - BENTPIER | REPLCMPT | Replace Component | Replace Component - REPLCMPT | Action | RS
BENTPIER | Bent/ Pier | Bent/ Pier - BENTPIER | REPRASS | Repair Asset | Repair Asset - REPRASS | Action | RS
BENTPIER | Bent/ Pier | Bent/ Pier - BENTPIER | UPGRADES | Upgrade | Upgrade - UPGRADES | Action | RS
BENTPIER | Bent/Pier | Bent/Pier - BENTPIER | ADJUSTD | Adjusted | Adjusted - ADJUSTD | Action | RS
BENTPIER | Bent/Pier | Bent/Pier - BENTPIER | DECOMM | Decommission | Decommission - DECOMM | Action | RS
BENTPIER | Bent/Pier | Bent/Pier - BENTPIER | DECONTME | Decontaminate | Decontaminate - DECONTME | Action | RS
BENTPIER | Bent/Pier | Bent/Pier - BENTPIER | DONOTHIN | Do Nothing | Do Nothing - DONOTHIN | Action | RS
BENTPIER | Bent/Pier | Bent/Pier - BENTPIER | LUBRCTE | Lubricate | Lubricate - LUBRCTE | Action | RS
BENTPIER | Bent/Pier | Bent/Pier - BENTPIER | OTHER | Other (specify) | Other (specify) - OTHER | Action | RS
BENTPIER | Bent/Pier | Bent/Pier - BENTPIER | RECALBRT | Recalibrate | Recalibrate - RECALBRT | Action | RS
BENTPIER | Bent/Pier | Bent/Pier - BENTPIER | REMVOBT | Remove Obstruction | Remove Obstruction - REMVOBT | Action | RS
BENTPIER | Bent/Pier | Bent/Pier - BENTPIER | REPCMPT | Repair Component | Repair Component - REPCMPT | Action | RS
BENTPIER | Bent/Pier | Bent/Pier - BENTPIER | REPLASS | Replace Asset | Replace Asset - REPLASS | Action | RS
BENTPIER | Bent/Pier | Bent/Pier - BENTPIER | REPLCMPT | Replace Component | Replace Component - REPLCMPT | Action | RS
BENTPIER | Bent/Pier | Bent/Pier - BENTPIER | REPRASS | Repair Asset | Repair Asset - REPRASS | Action | RS
BENTPIER | Bent/Pier | Bent/Pier - BENTPIER | UPGRADES | Upgrade | Upgrade - UPGRADES | Action | RS
BFP | Backflow Prevention | Backflow Prevention - BFP | ABNTEMP | Abnormal Temprature | Abnormal Temprature - ABNTEMP | Problem | RS
BFP | Backflow Prevention | Backflow Prevention - BFP | CORROS | Corrosion | Corrosion - CORROS | Problem | RS
BFP | Backflow Prevention | Backflow Prevention - BFP | ELECTRIP | Electrical Trip Out | Electrical Trip Out - ELECTRIP | Problem | RS
BFP | Backflow Prevention | Backflow Prevention - BFP | EXNOISE | Excessive Noise | Excessive Noise - EXNOISE | Problem | RS
BFP | Backflow Prevention | Backflow Prevention - BFP | EXVIBRTN | Excessive Vibration | Excessive Vibration - EXVIBRTN | Problem | RS
BFP | Backflow Prevention | Backflow Prevention - BFP | JAMMEDEQ | Jammed Equipment | Jammed Equipment - JAMMEDEQ | Problem | RS
BFP | Backflow Prevention | Backflow Prevention - BFP | LEAKING | Leaking | Leaking - LEAKING | Problem | RS
BFP | Backflow Prevention | Backflow Prevention - BFP | LOWPERF | Low Performance | Low Performance - LOWPERF | Problem | RS
BFP | Backflow Prevention | Backflow Prevention - BFP | NONOPER | Non-Operational | Non-Operational - NONOPER | Problem | RS
BFP | Backflow Prevention | Backflow Prevention - BFP | PHYDMGE | Physical Damage | Physical Damage - PHYDMGE | Problem | RS
BFP | Backflow Prevention | Backflow Prevention - BFP | UNSMELL | Unusual Smell | Unusual Smell - UNSMELL | Problem | RS
BFP | Backflow Prevention | Backflow Prevention - BFP | UNSMOKE | Unusual Smoke | Unusual Smoke - UNSMOKE | Problem | RS
BFP | Backflow Prevention | Backflow Prevention - BFP | BFPDET | Backflow Preventer Deteriorated | Backflow Preventer Deteriorated - BFPDET | Failure | RS
BFP | Backflow Prevention | Backflow Prevention - BFP | ACCIDENT | Accident | Accident - ACCIDENT | Cause | RS
BFP | Backflow Prevention | Backflow Prevention - BFP | ACCWEAR | Accelerated Wear | Accelerated Wear - ACCWEAR | Cause | RS
BFP | Backflow Prevention | Backflow Prevention - BFP | ACTGOD | Weather condition/Forces of nature or Act of God | Weather condition/Forces of nature or Act of God - ACTGOD | Cause | RS
BFP | Backflow Prevention | Backflow Prevention - BFP | CONTAM | Contamination | Contamination - CONTAM | Cause | RS
BFP | Backflow Prevention | Backflow Prevention - BFP | DEFASSET | Defective Asset | Defective Asset - DEFASSET | Cause | RS
BFP | Backflow Prevention | Backflow Prevention - BFP | EXLOAD | Excessive Load | Excessive Load - EXLOAD | Cause | RS
BFP | Backflow Prevention | Backflow Prevention - BFP | IMPRMNT | Improper Maintenance | Improper Maintenance - IMPRMNT | Cause | RS
BFP | Backflow Prevention | Backflow Prevention - BFP | INSLUBR | Insufficient Lubrication | Insufficient Lubrication - INSLUBR | Cause | RS
BFP | Backflow Prevention | Backflow Prevention - BFP | LACKTRN | Lack of/ Inadequate Training | Lack of/ Inadequate Training - LACKTRN | Cause | RS
BFP | Backflow Prevention | Backflow Prevention - BFP | MISSCMP | Loose/ Missing Component | Loose/ Missing Component - MISSCMP | Cause | RS
BFP | Backflow Prevention | Backflow Prevention - BFP | NRMWEAR | Normal Wear | Normal Wear - NRMWEAR | Cause | RS
BFP | Backflow Prevention | Backflow Prevention - BFP | OTHER | Other (specify) | Other (specify) - OTHER | Cause | RS
BFP | Backflow Prevention | Backflow Prevention - BFP | PRINSTAL | Poor Installation | Poor Installation - PRINSTAL | Cause | RS
BFP | Backflow Prevention | Backflow Prevention - BFP | PROCISSU | Procedure Issue | Procedure Issue - PROCISSU | Cause | RS
BFP | Backflow Prevention | Backflow Prevention - BFP | UTLFAIL | Utility Failure | Utility Failure - UTLFAIL | Cause | RS
BFP | Backflow Prevention | Backflow Prevention - BFP | VNDLSM | Vandalism | Vandalism - VNDLSM | Cause | RS
BFP | Backflow Prevention | Backflow Prevention - BFP | WORNCMPT | Defective/ Worn Component | Defective/ Worn Component - WORNCMPT | Cause | RS
BFP | Backflow Prevention | Backflow Prevention - BFP | ADJUSTD | Adjusted | Adjusted - ADJUSTD | Action | RS
BFP | Backflow Prevention | Backflow Prevention - BFP | DECOMM | Decommission | Decommission - DECOMM | Action | RS
BFP | Backflow Prevention | Backflow Prevention - BFP | DECONTME | Decontaminate | Decontaminate - DECONTME | Action | RS
BFP | Backflow Prevention | Backflow Prevention - BFP | DONOTHIN | Do Nothing | Do Nothing - DONOTHIN | Action | RS
BFP | Backflow Prevention | Backflow Prevention - BFP | LUBRCTE | Lubricate | Lubricate - LUBRCTE | Action | RS
BFP | Backflow Prevention | Backflow Prevention - BFP | OTHER | Other (specify) | Other (specify) - OTHER | Action | RS
BFP | Backflow Prevention | Backflow Prevention - BFP | RECALBRT | Recalibrate | Recalibrate - RECALBRT | Action | RS
BFP | Backflow Prevention | Backflow Prevention - BFP | REMVOBT | Remove Obstruction | Remove Obstruction - REMVOBT | Action | RS
BFP | Backflow Prevention | Backflow Prevention - BFP | REPCMPT | Repair Component | Repair Component - REPCMPT | Action | RS
BFP | Backflow Prevention | Backflow Prevention - BFP | REPLASS | Replace Asset | Replace Asset - REPLASS | Action | RS
BFP | Backflow Prevention | Backflow Prevention - BFP | REPLCMPT | Replace Component | Replace Component - REPLCMPT | Action | RS
BFP | Backflow Prevention | Backflow Prevention - BFP | REPRASS | Repair Asset | Repair Asset - REPRASS | Action | RS
BFP | Backflow Prevention | Backflow Prevention - BFP | UPGRADES | Upgrade | Upgrade - UPGRADES | Action | RS
BLDGAC | Building Automation Controls | Building Automation Controls - BLDGAC | ABNTEMP | Abnormal Temprature | Abnormal Temprature - ABNTEMP | Problem | RS
BLDGAC | Building Automation Controls | Building Automation Controls - BLDGAC | CORROS | Corrosion | Corrosion - CORROS | Problem | RS
BLDGAC | Building Automation Controls | Building Automation Controls - BLDGAC | ELECTRIP | Electrical Trip Out | Electrical Trip Out - ELECTRIP | Problem | RS
BLDGAC | Building Automation Controls | Building Automation Controls - BLDGAC | EXNOISE | Excessive Noise | Excessive Noise - EXNOISE | Problem | RS
BLDGAC | Building Automation Controls | Building Automation Controls - BLDGAC | EXVIBRTN | Excessive Vibration | Excessive Vibration - EXVIBRTN | Problem | RS
BLDGAC | Building Automation Controls | Building Automation Controls - BLDGAC | JAMMEDEQ | Jammed Equipment | Jammed Equipment - JAMMEDEQ | Problem | RS
BLDGAC | Building Automation Controls | Building Automation Controls - BLDGAC | LEAKING | Leaking | Leaking - LEAKING | Problem | RS
BLDGAC | Building Automation Controls | Building Automation Controls - BLDGAC | LOWPERF | Low Performance | Low Performance - LOWPERF | Problem | RS
BLDGAC | Building Automation Controls | Building Automation Controls - BLDGAC | NONOPER | Non-Operational | Non-Operational - NONOPER | Problem | RS
BLDGAC | Building Automation Controls | Building Automation Controls - BLDGAC | PHYDMGE | Physical Damage | Physical Damage - PHYDMGE | Problem | RS
BLDGAC | Building Automation Controls | Building Automation Controls - BLDGAC | UNSMELL | Unusual Smell | Unusual Smell - UNSMELL | Problem | RS
BLDGAC | Building Automation Controls | Building Automation Controls - BLDGAC | UNSMOKE | Unusual Smoke | Unusual Smoke - UNSMOKE | Problem | RS
BLDGAC | Building Automation Controls | Building Automation Controls - BLDGAC | BACFAIL | Building automatic controls failed | Building automatic controls failed - BACFAIL | Failure | RS
BLDGAC | Building Automation Controls | Building Automation Controls - BLDGAC | ACCIDENT | Accident | Accident - ACCIDENT | Cause | RS
BLDGAC | Building Automation Controls | Building Automation Controls - BLDGAC | ACCWEAR | Accelerated Wear | Accelerated Wear - ACCWEAR | Cause | RS
BLDGAC | Building Automation Controls | Building Automation Controls - BLDGAC | ACTGOD | Weather condition/Forces of nature or Act of God | Weather condition/Forces of nature or Act of God - ACTGOD | Cause | RS
BLDGAC | Building Automation Controls | Building Automation Controls - BLDGAC | CONTAM | Contamination | Contamination - CONTAM | Cause | RS
BLDGAC | Building Automation Controls | Building Automation Controls - BLDGAC | DEFASSET | Defective Asset | Defective Asset - DEFASSET | Cause | RS
BLDGAC | Building Automation Controls | Building Automation Controls - BLDGAC | EXLOAD | Excessive Load | Excessive Load - EXLOAD | Cause | RS
BLDGAC | Building Automation Controls | Building Automation Controls - BLDGAC | IMPRMNT | Improper Maintenance | Improper Maintenance - IMPRMNT | Cause | RS
BLDGAC | Building Automation Controls | Building Automation Controls - BLDGAC | INSLUBR | Insufficient Lubrication | Insufficient Lubrication - INSLUBR | Cause | RS
BLDGAC | Building Automation Controls | Building Automation Controls - BLDGAC | LACKTRN | Lack of/ Inadequate Training | Lack of/ Inadequate Training - LACKTRN | Cause | RS
BLDGAC | Building Automation Controls | Building Automation Controls - BLDGAC | MISSCMP | Loose/ Missing Component | Loose/ Missing Component - MISSCMP | Cause | RS
BLDGAC | Building Automation Controls | Building Automation Controls - BLDGAC | NRMWEAR | Normal Wear | Normal Wear - NRMWEAR | Cause | RS
BLDGAC | Building Automation Controls | Building Automation Controls - BLDGAC | OTHER | Other (specify) | Other (specify) - OTHER | Cause | RS
BLDGAC | Building Automation Controls | Building Automation Controls - BLDGAC | PRINSTAL | Poor Installation | Poor Installation - PRINSTAL | Cause | RS
BLDGAC | Building Automation Controls | Building Automation Controls - BLDGAC | PROCISSU | Procedure Issue | Procedure Issue - PROCISSU | Cause | RS
BLDGAC | Building Automation Controls | Building Automation Controls - BLDGAC | UTLFAIL | Utility Failure | Utility Failure - UTLFAIL | Cause | RS
BLDGAC | Building Automation Controls | Building Automation Controls - BLDGAC | VNDLSM | Vandalism | Vandalism - VNDLSM | Cause | RS
BLDGAC | Building Automation Controls | Building Automation Controls - BLDGAC | WORNCMPT | Defective/ Worn Component | Defective/ Worn Component - WORNCMPT | Cause | RS
BLDGAC | Building Automation Controls | Building Automation Controls - BLDGAC | ADJUSTD | Adjusted | Adjusted - ADJUSTD | Action | RS
BLDGAC | Building Automation Controls | Building Automation Controls - BLDGAC | DECOMM | Decommission | Decommission - DECOMM | Action | RS
BLDGAC | Building Automation Controls | Building Automation Controls - BLDGAC | DECONTME | Decontaminate | Decontaminate - DECONTME | Action | RS
BLDGAC | Building Automation Controls | Building Automation Controls - BLDGAC | DONOTHIN | Do Nothing | Do Nothing - DONOTHIN | Action | RS
BLDGAC | Building Automation Controls | Building Automation Controls - BLDGAC | LUBRCTE | Lubricate | Lubricate - LUBRCTE | Action | RS
BLDGAC | Building Automation Controls | Building Automation Controls - BLDGAC | OTHER | Other (specify) | Other (specify) - OTHER | Action | RS
BLDGAC | Building Automation Controls | Building Automation Controls - BLDGAC | RECALBRT | Recalibrate | Recalibrate - RECALBRT | Action | RS
BLDGAC | Building Automation Controls | Building Automation Controls - BLDGAC | REMVOBT | Remove Obstruction | Remove Obstruction - REMVOBT | Action | RS
BLDGAC | Building Automation Controls | Building Automation Controls - BLDGAC | REPCMPT | Repair Component | Repair Component - REPCMPT | Action | RS
BLDGAC | Building Automation Controls | Building Automation Controls - BLDGAC | REPLASS | Replace Asset | Replace Asset - REPLASS | Action | RS
BLDGAC | Building Automation Controls | Building Automation Controls - BLDGAC | REPLCMPT | Replace Component | Replace Component - REPLCMPT | Action | RS
BLDGAC | Building Automation Controls | Building Automation Controls - BLDGAC | REPRASS | Repair Asset | Repair Asset - REPRASS | Action | RS
BLDGAC | Building Automation Controls | Building Automation Controls - BLDGAC | UPGRADES | Upgrade | Upgrade - UPGRADES | Action | RS
BLOWTANK | Blowdown Tank | Blowdown Tank - BLOWTANK | ABNTEMP | Abnormal Temprature | Abnormal Temprature - ABNTEMP | Problem | RS
BLOWTANK | Blowdown Tank | Blowdown Tank - BLOWTANK | CORROS | Corrosion | Corrosion - CORROS | Problem | RS
BLOWTANK | Blowdown Tank | Blowdown Tank - BLOWTANK | ELECTRIP | Electrical Trip Out | Electrical Trip Out - ELECTRIP | Problem | RS
BLOWTANK | Blowdown Tank | Blowdown Tank - BLOWTANK | EXNOISE | Excessive Noise | Excessive Noise - EXNOISE | Problem | RS
BLOWTANK | Blowdown Tank | Blowdown Tank - BLOWTANK | EXVIBRTN | Excessive Vibration | Excessive Vibration - EXVIBRTN | Problem | RS
BLOWTANK | Blowdown Tank | Blowdown Tank - BLOWTANK | JAMMEDEQ | Jammed Equipment | Jammed Equipment - JAMMEDEQ | Problem | RS
BLOWTANK | Blowdown Tank | Blowdown Tank - BLOWTANK | LEAKING | Leaking | Leaking - LEAKING | Problem | RS
BLOWTANK | Blowdown Tank | Blowdown Tank - BLOWTANK | LEAKING7 | Leaking | Leaking - LEAKING7 | Problem | RS
BLOWTANK | Blowdown Tank | Blowdown Tank - BLOWTANK | LOWPERF | Low Performance | Low Performance - LOWPERF | Problem | RS
BLOWTANK | Blowdown Tank | Blowdown Tank - BLOWTANK | NONOPER | Non-Operational | Non-Operational - NONOPER | Problem | RS
BLOWTANK | Blowdown Tank | Blowdown Tank - BLOWTANK | PHYDMGE | Physical Damage | Physical Damage - PHYDMGE | Problem | RS
BLOWTANK | Blowdown Tank | Blowdown Tank - BLOWTANK | STRUC2 | Structural Damage | Structural Damage - STRUC2 | Problem | RS
BLOWTANK | Blowdown Tank | Blowdown Tank - BLOWTANK | UNSMELL | Unusual Smell | Unusual Smell - UNSMELL | Problem | RS
BLOWTANK | Blowdown Tank | Blowdown Tank - BLOWTANK | UNSMOKE | Unusual Smoke | Unusual Smoke - UNSMOKE | Problem | RS
BLOWTANK | Blowdown Tank | Blowdown Tank - BLOWTANK | BLTKFAIL | Blowdown tank failed | Blowdown tank failed - BLTKFAIL | Failure | RS
BLOWTANK | Blowdown Tank | Blowdown Tank - BLOWTANK | BROKVAL3 | Broken Valve | Broken Valve - BROKVAL3 | Failure | RS
BLOWTANK | Blowdown Tank | Blowdown Tank - BLOWTANK | DAMAEN2 | Damaged Enclosure | Damaged Enclosure - DAMAEN2 | Failure | RS
BLOWTANK | Blowdown Tank | Blowdown Tank - BLOWTANK | DAMAST3 | Damaged Structure | Damaged Structure - DAMAST3 | Failure | RS
BLOWTANK | Blowdown Tank | Blowdown Tank - BLOWTANK | INLESEW2 | Inlet Seal Worn | Inlet Seal Worn - INLESEW2 | Failure | RS
BLOWTANK | Blowdown Tank | Blowdown Tank - BLOWTANK | OUTLSEW2 | Outlet Seal Worn | Outlet Seal Worn - OUTLSEW2 | Failure | RS
BLOWTANK | Blowdown Tank | Blowdown Tank - BLOWTANK | WORNVA3 | Worn Valve | Worn Valve - WORNVA3 | Failure | RS
BLOWTANK | Blowdown Tank | Blowdown Tank - BLOWTANK | ACCIDENT | Accident | Accident - ACCIDENT | Cause | RS
BLOWTANK | Blowdown Tank | Blowdown Tank - BLOWTANK | ACCWEAR | Accelerated Wear | Accelerated Wear - ACCWEAR | Cause | RS
BLOWTANK | Blowdown Tank | Blowdown Tank - BLOWTANK | ACTGOD | Weather condition/Forces of nature or Act of God | Weather condition/Forces of nature or Act of God - ACTGOD | Cause | RS
BLOWTANK | Blowdown Tank | Blowdown Tank - BLOWTANK | AGING104 | Aging | Aging - AGING104 | Cause | RS
BLOWTANK | Blowdown Tank | Blowdown Tank - BLOWTANK | AGING76 | Aging | Aging - AGING76 | Cause | RS
BLOWTANK | Blowdown Tank | Blowdown Tank - BLOWTANK | AGING86 | Aging | Aging - AGING86 | Cause | RS
BLOWTANK | Blowdown Tank | Blowdown Tank - BLOWTANK | AGING98 | Aging | Aging - AGING98 | Cause | RS
BLOWTANK | Blowdown Tank | Blowdown Tank - BLOWTANK | CONTAM | Contamination | Contamination - CONTAM | Cause | RS
BLOWTANK | Blowdown Tank | Blowdown Tank - BLOWTANK | CORRS3 | Corrosion | Corrosion - CORRS3 | Cause | RS
BLOWTANK | Blowdown Tank | Blowdown Tank - BLOWTANK | DEFASSET | Defective Asset | Defective Asset - DEFASSET | Cause | RS
BLOWTANK | Blowdown Tank | Blowdown Tank - BLOWTANK | EXLOAD | Excessive Load | Excessive Load - EXLOAD | Cause | RS
BLOWTANK | Blowdown Tank | Blowdown Tank - BLOWTANK | IMPRMNT | Improper Maintenance | Improper Maintenance - IMPRMNT | Cause | RS
BLOWTANK | Blowdown Tank | Blowdown Tank - BLOWTANK | IMPROP6 | Improper Operation | Improper Operation - IMPROP6 | Cause | RS
BLOWTANK | Blowdown Tank | Blowdown Tank - BLOWTANK | INSLUBR | Insufficient Lubrication | Insufficient Lubrication - INSLUBR | Cause | RS
BLOWTANK | Blowdown Tank | Blowdown Tank - BLOWTANK | LACKTRN | Lack of/ Inadequate Training | Lack of/ Inadequate Training - LACKTRN | Cause | RS
BLOWTANK | Blowdown Tank | Blowdown Tank - BLOWTANK | MISSCMP | Loose/ Missing Component | Loose/ Missing Component - MISSCMP | Cause | RS
BLOWTANK | Blowdown Tank | Blowdown Tank - BLOWTANK | NRMWEAR | Normal Wear | Normal Wear - NRMWEAR | Cause | RS
BLOWTANK | Blowdown Tank | Blowdown Tank - BLOWTANK | OTHER | Other (specify) | Other (specify) - OTHER | Cause | RS
BLOWTANK | Blowdown Tank | Blowdown Tank - BLOWTANK | PRINSTAL | Poor Installation | Poor Installation - PRINSTAL | Cause | RS
BLOWTANK | Blowdown Tank | Blowdown Tank - BLOWTANK | PROCISSU | Procedure Issue | Procedure Issue - PROCISSU | Cause | RS
BLOWTANK | Blowdown Tank | Blowdown Tank - BLOWTANK | UTLFAIL | Utility Failure | Utility Failure - UTLFAIL | Cause | RS
BLOWTANK | Blowdown Tank | Blowdown Tank - BLOWTANK | VNDLSM | Vandalism | Vandalism - VNDLSM | Cause | RS
BLOWTANK | Blowdown Tank | Blowdown Tank - BLOWTANK | WORNCMPT | Defective/ Worn Component | Defective/ Worn Component - WORNCMPT | Cause | RS
BLOWTANK | Blowdown Tank | Blowdown Tank - BLOWTANK | ADJUSTD | Adjusted | Adjusted - ADJUSTD | Action | RS
BLOWTANK | Blowdown Tank | Blowdown Tank - BLOWTANK | DECOMM | Decommission | Decommission - DECOMM | Action | RS
BLOWTANK | Blowdown Tank | Blowdown Tank - BLOWTANK | DECONTME | Decontaminate | Decontaminate - DECONTME | Action | RS
BLOWTANK | Blowdown Tank | Blowdown Tank - BLOWTANK | DONOTHIN | Do Nothing | Do Nothing - DONOTHIN | Action | RS
BLOWTANK | Blowdown Tank | Blowdown Tank - BLOWTANK | LUBRCTE | Lubricate | Lubricate - LUBRCTE | Action | RS
BLOWTANK | Blowdown Tank | Blowdown Tank - BLOWTANK | OTHER | Other (specify) | Other (specify) - OTHER | Action | RS
BLOWTANK | Blowdown Tank | Blowdown Tank - BLOWTANK | RECALBRT | Recalibrate | Recalibrate - RECALBRT | Action | RS
BLOWTANK | Blowdown Tank | Blowdown Tank - BLOWTANK | REMVOBT | Remove Obstruction | Remove Obstruction - REMVOBT | Action | RS
BLOWTANK | Blowdown Tank | Blowdown Tank - BLOWTANK | REPAIR | Repair | Repair - REPAIR | Action | RS
BLOWTANK | Blowdown Tank | Blowdown Tank - BLOWTANK | REPCMPT | Repair Component | Repair Component - REPCMPT | Action | RS
BLOWTANK | Blowdown Tank | Blowdown Tank - BLOWTANK | REPLACE | Replace | Replace - REPLACE | Action | RS
BLOWTANK | Blowdown Tank | Blowdown Tank - BLOWTANK | REPLASS | Replace Asset | Replace Asset - REPLASS | Action | RS
BLOWTANK | Blowdown Tank | Blowdown Tank - BLOWTANK | REPLCMPT | Replace Component | Replace Component - REPLCMPT | Action | RS
BLOWTANK | Blowdown Tank | Blowdown Tank - BLOWTANK | REPRASS | Repair Asset | Repair Asset - REPRASS | Action | RS
BLOWTANK | Blowdown Tank | Blowdown Tank - BLOWTANK | UPGRADES | Upgrade | Upgrade - UPGRADES | Action | RS
BOILR | Boiler | Boiler - BOILR | ABNTEMP | Abnormal Temprature | Abnormal Temprature - ABNTEMP | Problem | RS
BOILR | Boiler | Boiler - BOILR | CORROS | Corrosion | Corrosion - CORROS | Problem | RS
BOILR | Boiler | Boiler - BOILR | ELECTRIP | Electrical Trip Out | Electrical Trip Out - ELECTRIP | Problem | RS
BOILR | Boiler | Boiler - BOILR | EXNOISE | Excessive Noise | Excessive Noise - EXNOISE | Problem | RS
BOILR | Boiler | Boiler - BOILR | EXVIBRTN | Excessive Vibration | Excessive Vibration - EXVIBRTN | Problem | RS
BOILR | Boiler | Boiler - BOILR | JAMMEDEQ | Jammed Equipment | Jammed Equipment - JAMMEDEQ | Problem | RS
BOILR | Boiler | Boiler - BOILR | LEAKING | Leaking | Leaking - LEAKING | Problem | RS
BOILR | Boiler | Boiler - BOILR | LEAKING6 | Leaking | Leaking - LEAKING6 | Problem | RS
BOILR | Boiler | Boiler - BOILR | LOWPERF | Low Performance | Low Performance - LOWPERF | Problem | RS
BOILR | Boiler | Boiler - BOILR | NONATI3 | Not Operational | Not Operational - NONATI3 | Problem | RS
BOILR | Boiler | Boiler - BOILR | NONOPER | Non-Operational | Non-Operational - NONOPER | Problem | RS
BOILR | Boiler | Boiler - BOILR | PHYDMGE | Physical Damage | Physical Damage - PHYDMGE | Problem | RS
BOILR | Boiler | Boiler - BOILR | RSTDRGE2 | Restricted Drainage | Restricted Drainage - RSTDRGE2 | Problem | RS
BOILR | Boiler | Boiler - BOILR | UNSMELL | Unusual Smell | Unusual Smell - UNSMELL | Problem | RS
BOILR | Boiler | Boiler - BOILR | UNSMOKE | Unusual Smoke | Unusual Smoke - UNSMOKE | Problem | RS
BOILR | Boiler | Boiler - BOILR | BLOCINL2 | Blocked Inlet/Outlet | Blocked Inlet/Outlet - BLOCINL2 | Failure | RS
BOILR | Boiler | Boiler - BOILR | BLRCCON | Boiler components contaminated | Boiler components contaminated - BLRCCON | Failure | RS
BOILR | Boiler | Boiler - BOILR | BLRCDET | Boiler components deteriorated | Boiler components deteriorated - BLRCDET | Failure | RS
BOILR | Boiler | Boiler - BOILR | BLRECFL | Boiler electronic controls failed | Boiler electronic controls failed - BLRECFL | Failure | RS
BOILR | Boiler | Boiler - BOILR | BLRINCOM | Boiler incomplete combustion | Boiler incomplete combustion - BLRINCOM | Failure | RS
BOILR | Boiler | Boiler - BOILR | BLRRVFL | Pressure relief valve failed | Pressure relief valve failed - BLRRVFL | Failure | RS
BOILR | Boiler | Boiler - BOILR | BLRSDET | Boiler structure deteriorated | Boiler structure deteriorated - BLRSDET | Failure | RS
BOILR | Boiler | Boiler - BOILR | BROKPIP3 | Broken Pipe | Broken Pipe - BROKPIP3 | Failure | RS
BOILR | Boiler | Boiler - BOILR | BROKVAL2 | Broken Valve | Broken Valve - BROKVAL2 | Failure | RS
BOILR | Boiler | Boiler - BOILR | CLOGDR3 | Clogged Drain | Clogged Drain - CLOGDR3 | Failure | RS
BOILR | Boiler | Boiler - BOILR | DEFEBR1 | Defective Burner | Defective Burner - DEFEBR1 | Failure | RS
BOILR | Boiler | Boiler - BOILR | SEIZMO2 | Seized Motor | Seized Motor - SEIZMO2 | Failure | RS
BOILR | Boiler | Boiler - BOILR | WORNSE5 | Worn Seal | Worn Seal - WORNSE5 | Failure | RS
BOILR | Boiler | Boiler - BOILR | WORNSE6 | Worn Seal | Worn Seal - WORNSE6 | Failure | RS
BOILR | Boiler | Boiler - BOILR | WORNVA2 | Worn Valve | Worn Valve - WORNVA2 | Failure | RS
BOILR | Boiler | Boiler - BOILR | ACCIDENT | Accident | Accident - ACCIDENT | Cause | RS
BOILR | Boiler | Boiler - BOILR | ACCWEAR | Accelerated Wear | Accelerated Wear - ACCWEAR | Cause | RS
BOILR | Boiler | Boiler - BOILR | ACTGOD | Weather condition/Forces of nature or Act of God | Weather condition/Forces of nature or Act of God - ACTGOD | Cause | RS
BOILR | Boiler | Boiler - BOILR | AGING122 | Aging | Aging - AGING122 | Cause | RS
BOILR | Boiler | Boiler - BOILR | AGING138 | Aging | Aging - AGING138 | Cause | RS
BOILR | Boiler | Boiler - BOILR | AGING164 | Aging | Aging - AGING164 | Cause | RS
BOILR | Boiler | Boiler - BOILR | AGING23 | Aging | Aging - AGING23 | Cause | RS
BOILR | Boiler | Boiler - BOILR | AGING75 | Aging | Aging - AGING75 | Cause | RS
BOILR | Boiler | Boiler - BOILR | CONTAM | Contamination | Contamination - CONTAM | Cause | RS
BOILR | Boiler | Boiler - BOILR | CORRS25 | Corrosion | Corrosion - CORRS25 | Cause | RS
BOILR | Boiler | Boiler - BOILR | DEFASSET | Defective Asset | Defective Asset - DEFASSET | Cause | RS
BOILR | Boiler | Boiler - BOILR | ELECFA13 | Electrical Fault | Electrical Fault - ELECFA13 | Cause | RS
BOILR | Boiler | Boiler - BOILR | EXLOAD | Excessive Load | Excessive Load - EXLOAD | Cause | RS
BOILR | Boiler | Boiler - BOILR | IMPRIN3 | Improper Installation | Improper Installation - IMPRIN3 | Cause | RS
BOILR | Boiler | Boiler - BOILR | IMPRM61 | Improper Maintenance | Improper Maintenance - IMPRM61 | Cause | RS
BOILR | Boiler | Boiler - BOILR | IMPRMNT | Improper Maintenance | Improper Maintenance - IMPRMNT | Cause | RS
BOILR | Boiler | Boiler - BOILR | IMPROP2 | Improper Operation | Improper Operation - IMPROP2 | Cause | RS
BOILR | Boiler | Boiler - BOILR | INSLUBR | Insufficient Lubrication | Insufficient Lubrication - INSLUBR | Cause | RS
BOILR | Boiler | Boiler - BOILR | LACKTRN | Lack of/ Inadequate Training | Lack of/ Inadequate Training - LACKTRN | Cause | RS
BOILR | Boiler | Boiler - BOILR | MISALIN6 | Misalignment | Misalignment - MISALIN6 | Cause | RS
BOILR | Boiler | Boiler - BOILR | MISSCMP | Loose/ Missing Component | Loose/ Missing Component - MISSCMP | Cause | RS
BOILR | Boiler | Boiler - BOILR | NRMWEAR | Normal Wear | Normal Wear - NRMWEAR | Cause | RS
BOILR | Boiler | Boiler - BOILR | OBSTR4 | Obstruction | Obstruction - OBSTR4 | Cause | RS
BOILR | Boiler | Boiler - BOILR | OTHER | Other (specify) | Other (specify) - OTHER | Cause | RS
BOILR | Boiler | Boiler - BOILR | PRINSTAL | Poor Installation | Poor Installation - PRINSTAL | Cause | RS
BOILR | Boiler | Boiler - BOILR | PROCISSU | Procedure Issue | Procedure Issue - PROCISSU | Cause | RS
BOILR | Boiler | Boiler - BOILR | UTLFAIL | Utility Failure | Utility Failure - UTLFAIL | Cause | RS
BOILR | Boiler | Boiler - BOILR | VANDL7 | Vandalism | Vandalism - VANDL7 | Cause | RS
BOILR | Boiler | Boiler - BOILR | VNDLSM | Vandalism | Vandalism - VNDLSM | Cause | RS
BOILR | Boiler | Boiler - BOILR | WORNCMPT | Defective/ Worn Component | Defective/ Worn Component - WORNCMPT | Cause | RS
BOILR | Boiler | Boiler - BOILR | ADJUSTD | Adjusted | Adjusted - ADJUSTD | Action | RS
BOILR | Boiler | Boiler - BOILR | DECOMM | Decommission | Decommission - DECOMM | Action | RS
BOILR | Boiler | Boiler - BOILR | DECONTME | Decontaminate | Decontaminate - DECONTME | Action | RS
BOILR | Boiler | Boiler - BOILR | DONOTHIN | Do Nothing | Do Nothing - DONOTHIN | Action | RS
BOILR | Boiler | Boiler - BOILR | LUBRCTE | Lubricate | Lubricate - LUBRCTE | Action | RS
BOILR | Boiler | Boiler - BOILR | OTHER | Other (specify) | Other (specify) - OTHER | Action | RS
BOILR | Boiler | Boiler - BOILR | RECALBRT | Recalibrate | Recalibrate - RECALBRT | Action | RS
BOILR | Boiler | Boiler - BOILR | REMVOBT | Remove Obstruction | Remove Obstruction - REMVOBT | Action | RS
BOILR | Boiler | Boiler - BOILR | REPAIR | Repair | Repair - REPAIR | Action | RS
BOILR | Boiler | Boiler - BOILR | REPCMPT | Repair Component | Repair Component - REPCMPT | Action | RS
BOILR | Boiler | Boiler - BOILR | REPLACE | Replace | Replace - REPLACE | Action | RS
BOILR | Boiler | Boiler - BOILR | REPLASS | Replace Asset | Replace Asset - REPLASS | Action | RS
BOILR | Boiler | Boiler - BOILR | REPLCMPT | Replace Component | Replace Component - REPLCMPT | Action | RS
BOILR | Boiler | Boiler - BOILR | REPRASS | Repair Asset | Repair Asset - REPRASS | Action | RS
BOILR | Boiler | Boiler - BOILR | UPGRADES | Upgrade | Upgrade - UPGRADES | Action | RS
BOLRD | Bollard | Bollard - BOLRD | ABNTEMP | Abnormal Temprature | Abnormal Temprature - ABNTEMP | Problem | RS
BOLRD | Bollard | Bollard - BOLRD | CORROS | Corrosion | Corrosion - CORROS | Problem | RS
BOLRD | Bollard | Bollard - BOLRD | ELECTRIP | Electrical Trip Out | Electrical Trip Out - ELECTRIP | Problem | RS
BOLRD | Bollard | Bollard - BOLRD | EXNOISE | Excessive Noise | Excessive Noise - EXNOISE | Problem | RS
BOLRD | Bollard | Bollard - BOLRD | EXVIBRTN | Excessive Vibration | Excessive Vibration - EXVIBRTN | Problem | RS
BOLRD | Bollard | Bollard - BOLRD | JAMMEDEQ | Jammed Equipment | Jammed Equipment - JAMMEDEQ | Problem | RS
BOLRD | Bollard | Bollard - BOLRD | LEAKING | Leaking | Leaking - LEAKING | Problem | RS
BOLRD | Bollard | Bollard - BOLRD | LOWPERF | Low Performance | Low Performance - LOWPERF | Problem | RS
BOLRD | Bollard | Bollard - BOLRD | NONOPER | Non-Operational | Non-Operational - NONOPER | Problem | RS
BOLRD | Bollard | Bollard - BOLRD | PHYDMGE | Physical Damage | Physical Damage - PHYDMGE | Problem | RS
BOLRD | Bollard | Bollard - BOLRD | UNSMELL | Unusual Smell | Unusual Smell - UNSMELL | Problem | RS
BOLRD | Bollard | Bollard - BOLRD | UNSMOKE | Unusual Smoke | Unusual Smoke - UNSMOKE | Problem | RS
BOLRD | Bollard | Bollard - BOLRD | BOLLDET | Bollard Deteriorated | Bollard Deteriorated - BOLLDET | Failure | RS
BOLRD | Bollard | Bollard - BOLRD | ACCIDENT | Accident | Accident - ACCIDENT | Cause | RS
BOLRD | Bollard | Bollard - BOLRD | ACCWEAR | Accelerated Wear | Accelerated Wear - ACCWEAR | Cause | RS
BOLRD | Bollard | Bollard - BOLRD | ACTGOD | Weather condition/Forces of nature or Act of God | Weather condition/Forces of nature or Act of God - ACTGOD | Cause | RS
BOLRD | Bollard | Bollard - BOLRD | CONTAM | Contamination | Contamination - CONTAM | Cause | RS
BOLRD | Bollard | Bollard - BOLRD | DEFASSET | Defective Asset | Defective Asset - DEFASSET | Cause | RS
BOLRD | Bollard | Bollard - BOLRD | EXLOAD | Excessive Load | Excessive Load - EXLOAD | Cause | RS
BOLRD | Bollard | Bollard - BOLRD | IMPRMNT | Improper Maintenance | Improper Maintenance - IMPRMNT | Cause | RS
BOLRD | Bollard | Bollard - BOLRD | INSLUBR | Insufficient Lubrication | Insufficient Lubrication - INSLUBR | Cause | RS
BOLRD | Bollard | Bollard - BOLRD | LACKTRN | Lack of/ Inadequate Training | Lack of/ Inadequate Training - LACKTRN | Cause | RS
BOLRD | Bollard | Bollard - BOLRD | MISSCMP | Loose/ Missing Component | Loose/ Missing Component - MISSCMP | Cause | RS
BOLRD | Bollard | Bollard - BOLRD | NRMWEAR | Normal Wear | Normal Wear - NRMWEAR | Cause | RS
BOLRD | Bollard | Bollard - BOLRD | OTHER | Other (specify) | Other (specify) - OTHER | Cause | RS
BOLRD | Bollard | Bollard - BOLRD | PRINSTAL | Poor Installation | Poor Installation - PRINSTAL | Cause | RS
BOLRD | Bollard | Bollard - BOLRD | PROCISSU | Procedure Issue | Procedure Issue - PROCISSU | Cause | RS
BOLRD | Bollard | Bollard - BOLRD | UTLFAIL | Utility Failure | Utility Failure - UTLFAIL | Cause | RS
BOLRD | Bollard | Bollard - BOLRD | VNDLSM | Vandalism | Vandalism - VNDLSM | Cause | RS
BOLRD | Bollard | Bollard - BOLRD | WORNCMPT | Defective/ Worn Component | Defective/ Worn Component - WORNCMPT | Cause | RS
BOLRD | Bollard | Bollard - BOLRD | ADJUSTD | Adjusted | Adjusted - ADJUSTD | Action | RS
BOLRD | Bollard | Bollard - BOLRD | DECOMM | Decommission | Decommission - DECOMM | Action | RS
BOLRD | Bollard | Bollard - BOLRD | DECONTME | Decontaminate | Decontaminate - DECONTME | Action | RS
BOLRD | Bollard | Bollard - BOLRD | DONOTHIN | Do Nothing | Do Nothing - DONOTHIN | Action | RS
BOLRD | Bollard | Bollard - BOLRD | LUBRCTE | Lubricate | Lubricate - LUBRCTE | Action | RS
BOLRD | Bollard | Bollard - BOLRD | OTHER | Other (specify) | Other (specify) - OTHER | Action | RS
BOLRD | Bollard | Bollard - BOLRD | RECALBRT | Recalibrate | Recalibrate - RECALBRT | Action | RS
BOLRD | Bollard | Bollard - BOLRD | REMVOBT | Remove Obstruction | Remove Obstruction - REMVOBT | Action | RS
BOLRD | Bollard | Bollard - BOLRD | REPCMPT | Repair Component | Repair Component - REPCMPT | Action | RS
BOLRD | Bollard | Bollard - BOLRD | REPLASS | Replace Asset | Replace Asset - REPLASS | Action | RS
BOLRD | Bollard | Bollard - BOLRD | REPLCMPT | Replace Component | Replace Component - REPLCMPT | Action | RS
BOLRD | Bollard | Bollard - BOLRD | REPRASS | Repair Asset | Repair Asset - REPRASS | Action | RS
BOLRD | Bollard | Bollard - BOLRD | UPGRADES | Upgrade | Upgrade - UPGRADES | Action | RS
BPEMERGL | Battery Powered Emergency Lighting And Exit Lighting | Battery Powered Emergency Lighting And Exit Lighting - BPEMERGL | ABNTEMP | Abnormal Temprature | Abnormal Temprature - ABNTEMP | Problem | RS
BPEMERGL | Battery Powered Emergency Lighting And Exit Lighting | Battery Powered Emergency Lighting And Exit Lighting - BPEMERGL | CORROS | Corrosion | Corrosion - CORROS | Problem | RS
BPEMERGL | Battery Powered Emergency Lighting And Exit Lighting | Battery Powered Emergency Lighting And Exit Lighting - BPEMERGL | ELECTRIP | Electrical Trip Out | Electrical Trip Out - ELECTRIP | Problem | RS
BPEMERGL | Battery Powered Emergency Lighting And Exit Lighting | Battery Powered Emergency Lighting And Exit Lighting - BPEMERGL | EXNOISE | Excessive Noise | Excessive Noise - EXNOISE | Problem | RS
BPEMERGL | Battery Powered Emergency Lighting And Exit Lighting | Battery Powered Emergency Lighting And Exit Lighting - BPEMERGL | EXVIBRTN | Excessive Vibration | Excessive Vibration - EXVIBRTN | Problem | RS
BPEMERGL | Battery Powered Emergency Lighting And Exit Lighting | Battery Powered Emergency Lighting And Exit Lighting - BPEMERGL | JAMMEDEQ | Jammed Equipment | Jammed Equipment - JAMMEDEQ | Problem | RS
BPEMERGL | Battery Powered Emergency Lighting And Exit Lighting | Battery Powered Emergency Lighting And Exit Lighting - BPEMERGL | LEAKING | Leaking | Leaking - LEAKING | Problem | RS
BPEMERGL | Battery Powered Emergency Lighting And Exit Lighting | Battery Powered Emergency Lighting And Exit Lighting - BPEMERGL | LOWPERF | Low Performance | Low Performance - LOWPERF | Problem | RS
BPEMERGL | Battery Powered Emergency Lighting And Exit Lighting | Battery Powered Emergency Lighting And Exit Lighting - BPEMERGL | NONOPER | Non-Operational | Non-Operational - NONOPER | Problem | RS
BPEMERGL | Battery Powered Emergency Lighting And Exit Lighting | Battery Powered Emergency Lighting And Exit Lighting - BPEMERGL | PHYDMGE | Physical Damage | Physical Damage - PHYDMGE | Problem | RS
BPEMERGL | Battery Powered Emergency Lighting And Exit Lighting | Battery Powered Emergency Lighting And Exit Lighting - BPEMERGL | UNSMELL | Unusual Smell | Unusual Smell - UNSMELL | Problem | RS
BPEMERGL | Battery Powered Emergency Lighting And Exit Lighting | Battery Powered Emergency Lighting And Exit Lighting - BPEMERGL | UNSMOKE | Unusual Smoke | Unusual Smoke - UNSMOKE | Problem | RS
BPEMERGL | Battery Powered Emergency Lighting and Exit Lighting | Battery Powered Emergency Lighting and Exit Lighting - BPEMERGL | ABNTEMP | Abnormal Temprature | Abnormal Temprature - ABNTEMP | Problem | RS
BPEMERGL | Battery Powered Emergency Lighting and Exit Lighting | Battery Powered Emergency Lighting and Exit Lighting - BPEMERGL | CORROS | Corrosion | Corrosion - CORROS | Problem | RS
BPEMERGL | Battery Powered Emergency Lighting and Exit Lighting | Battery Powered Emergency Lighting and Exit Lighting - BPEMERGL | ELECTRIP | Electrical Trip Out | Electrical Trip Out - ELECTRIP | Problem | RS
BPEMERGL | Battery Powered Emergency Lighting and Exit Lighting | Battery Powered Emergency Lighting and Exit Lighting - BPEMERGL | EXNOISE | Excessive Noise | Excessive Noise - EXNOISE | Problem | RS
BPEMERGL | Battery Powered Emergency Lighting and Exit Lighting | Battery Powered Emergency Lighting and Exit Lighting - BPEMERGL | EXVIBRTN | Excessive Vibration | Excessive Vibration - EXVIBRTN | Problem | RS
BPEMERGL | Battery Powered Emergency Lighting and Exit Lighting | Battery Powered Emergency Lighting and Exit Lighting - BPEMERGL | JAMMEDEQ | Jammed Equipment | Jammed Equipment - JAMMEDEQ | Problem | RS
BPEMERGL | Battery Powered Emergency Lighting and Exit Lighting | Battery Powered Emergency Lighting and Exit Lighting - BPEMERGL | LEAKING | Leaking | Leaking - LEAKING | Problem | RS
BPEMERGL | Battery Powered Emergency Lighting and Exit Lighting | Battery Powered Emergency Lighting and Exit Lighting - BPEMERGL | LOWPERF | Low Performance | Low Performance - LOWPERF | Problem | RS
BPEMERGL | Battery Powered Emergency Lighting and Exit Lighting | Battery Powered Emergency Lighting and Exit Lighting - BPEMERGL | NONOPER | Non-Operational | Non-Operational - NONOPER | Problem | RS
BPEMERGL | Battery Powered Emergency Lighting and Exit Lighting | Battery Powered Emergency Lighting and Exit Lighting - BPEMERGL | PHYDMGE | Physical Damage | Physical Damage - PHYDMGE | Problem | RS
BPEMERGL | Battery Powered Emergency Lighting and Exit Lighting | Battery Powered Emergency Lighting and Exit Lighting - BPEMERGL | UNSMELL | Unusual Smell | Unusual Smell - UNSMELL | Problem | RS
BPEMERGL | Battery Powered Emergency Lighting and Exit Lighting | Battery Powered Emergency Lighting and Exit Lighting - BPEMERGL | UNSMOKE | Unusual Smoke | Unusual Smoke - UNSMOKE | Problem | RS
BPEMERGL | Battery Powered Emergency Lighting And Exit Lighting | Battery Powered Emergency Lighting And Exit Lighting - BPEMERGL | EELFAIL | Emergency Exit lighting Failed | Emergency Exit lighting Failed - EELFAIL | Failure | RS
BPEMERGL | Battery Powered Emergency Lighting And Exit Lighting | Battery Powered Emergency Lighting And Exit Lighting - BPEMERGL | EMLDET | Battery Powered Emergency lighting and Exit Lighting Deteriorated | Battery Powered Emergency lighting and Exit Lighting Deteriorated - EMLDET | Failure | RS
BPEMERGL | Battery Powered Emergency Lighting And Exit Lighting | Battery Powered Emergency Lighting And Exit Lighting - BPEMERGL | EMLFAIL | Battery Powered Emergency Lighting Failed | Battery Powered Emergency Lighting Failed - EMLFAIL | Failure | RS
BPEMERGL | Battery Powered Emergency Lighting and Exit Lighting | Battery Powered Emergency Lighting and Exit Lighting - BPEMERGL | EELFAIL | Emergency Exit lighting Failed | Emergency Exit lighting Failed - EELFAIL | Failure | RS
BPEMERGL | Battery Powered Emergency Lighting and Exit Lighting | Battery Powered Emergency Lighting and Exit Lighting - BPEMERGL | EMLDET | Battery Powered Emergency lighting and Exit Lighting Deteriorated | Battery Powered Emergency lighting and Exit Lighting Deteriorated - EMLDET | Failure | RS
BPEMERGL | Battery Powered Emergency Lighting and Exit Lighting | Battery Powered Emergency Lighting and Exit Lighting - BPEMERGL | EMLFAIL | Battery Powered Emergency Lighting Failed | Battery Powered Emergency Lighting Failed - EMLFAIL | Failure | RS
BPEMERGL | Battery Powered Emergency Lighting And Exit Lighting | Battery Powered Emergency Lighting And Exit Lighting - BPEMERGL | ACCIDENT | Accident | Accident - ACCIDENT | Cause | RS
BPEMERGL | Battery Powered Emergency Lighting And Exit Lighting | Battery Powered Emergency Lighting And Exit Lighting - BPEMERGL | ACCWEAR | Accelerated Wear | Accelerated Wear - ACCWEAR | Cause | RS
BPEMERGL | Battery Powered Emergency Lighting And Exit Lighting | Battery Powered Emergency Lighting And Exit Lighting - BPEMERGL | ACTGOD | Weather condition/Forces of nature or Act of God | Weather condition/Forces of nature or Act of God - ACTGOD | Cause | RS
BPEMERGL | Battery Powered Emergency Lighting And Exit Lighting | Battery Powered Emergency Lighting And Exit Lighting - BPEMERGL | CONTAM | Contamination | Contamination - CONTAM | Cause | RS
BPEMERGL | Battery Powered Emergency Lighting And Exit Lighting | Battery Powered Emergency Lighting And Exit Lighting - BPEMERGL | DEFASSET | Defective Asset | Defective Asset - DEFASSET | Cause | RS
BPEMERGL | Battery Powered Emergency Lighting And Exit Lighting | Battery Powered Emergency Lighting And Exit Lighting - BPEMERGL | EXLOAD | Excessive Load | Excessive Load - EXLOAD | Cause | RS
BPEMERGL | Battery Powered Emergency Lighting And Exit Lighting | Battery Powered Emergency Lighting And Exit Lighting - BPEMERGL | IMPRMNT | Improper Maintenance | Improper Maintenance - IMPRMNT | Cause | RS
BPEMERGL | Battery Powered Emergency Lighting And Exit Lighting | Battery Powered Emergency Lighting And Exit Lighting - BPEMERGL | INSLUBR | Insufficient Lubrication | Insufficient Lubrication - INSLUBR | Cause | RS
BPEMERGL | Battery Powered Emergency Lighting And Exit Lighting | Battery Powered Emergency Lighting And Exit Lighting - BPEMERGL | LACKTRN | Lack of/ Inadequate Training | Lack of/ Inadequate Training - LACKTRN | Cause | RS
BPEMERGL | Battery Powered Emergency Lighting And Exit Lighting | Battery Powered Emergency Lighting And Exit Lighting - BPEMERGL | MISSCMP | Loose/ Missing Component | Loose/ Missing Component - MISSCMP | Cause | RS
BPEMERGL | Battery Powered Emergency Lighting And Exit Lighting | Battery Powered Emergency Lighting And Exit Lighting - BPEMERGL | NRMWEAR | Normal Wear | Normal Wear - NRMWEAR | Cause | RS
BPEMERGL | Battery Powered Emergency Lighting And Exit Lighting | Battery Powered Emergency Lighting And Exit Lighting - BPEMERGL | OTHER | Other (specify) | Other (specify) - OTHER | Cause | RS
BPEMERGL | Battery Powered Emergency Lighting And Exit Lighting | Battery Powered Emergency Lighting And Exit Lighting - BPEMERGL | PRINSTAL | Poor Installation | Poor Installation - PRINSTAL | Cause | RS
BPEMERGL | Battery Powered Emergency Lighting And Exit Lighting | Battery Powered Emergency Lighting And Exit Lighting - BPEMERGL | PROCISSU | Procedure Issue | Procedure Issue - PROCISSU | Cause | RS
BPEMERGL | Battery Powered Emergency Lighting And Exit Lighting | Battery Powered Emergency Lighting And Exit Lighting - BPEMERGL | UTLFAIL | Utility Failure | Utility Failure - UTLFAIL | Cause | RS
BPEMERGL | Battery Powered Emergency Lighting And Exit Lighting | Battery Powered Emergency Lighting And Exit Lighting - BPEMERGL | VNDLSM | Vandalism | Vandalism - VNDLSM | Cause | RS
BPEMERGL | Battery Powered Emergency Lighting And Exit Lighting | Battery Powered Emergency Lighting And Exit Lighting - BPEMERGL | WORNCMPT | Defective/ Worn Component | Defective/ Worn Component - WORNCMPT | Cause | RS
BPEMERGL | Battery Powered Emergency Lighting and Exit Lighting | Battery Powered Emergency Lighting and Exit Lighting - BPEMERGL | ACCIDENT | Accident | Accident - ACCIDENT | Cause | RS
BPEMERGL | Battery Powered Emergency Lighting and Exit Lighting | Battery Powered Emergency Lighting and Exit Lighting - BPEMERGL | ACCWEAR | Accelerated Wear | Accelerated Wear - ACCWEAR | Cause | RS
BPEMERGL | Battery Powered Emergency Lighting and Exit Lighting | Battery Powered Emergency Lighting and Exit Lighting - BPEMERGL | ACTGOD | Weather condition/Forces of nature or Act of God | Weather condition/Forces of nature or Act of God - ACTGOD | Cause | RS
BPEMERGL | Battery Powered Emergency Lighting and Exit Lighting | Battery Powered Emergency Lighting and Exit Lighting - BPEMERGL | CONTAM | Contamination | Contamination - CONTAM | Cause | RS
BPEMERGL | Battery Powered Emergency Lighting and Exit Lighting | Battery Powered Emergency Lighting and Exit Lighting - BPEMERGL | DEFASSET | Defective Asset | Defective Asset - DEFASSET | Cause | RS
BPEMERGL | Battery Powered Emergency Lighting and Exit Lighting | Battery Powered Emergency Lighting and Exit Lighting - BPEMERGL | EXLOAD | Excessive Load | Excessive Load - EXLOAD | Cause | RS
BPEMERGL | Battery Powered Emergency Lighting and Exit Lighting | Battery Powered Emergency Lighting and Exit Lighting - BPEMERGL | IMPRMNT | Improper Maintenance | Improper Maintenance - IMPRMNT | Cause | RS
BPEMERGL | Battery Powered Emergency Lighting and Exit Lighting | Battery Powered Emergency Lighting and Exit Lighting - BPEMERGL | INSLUBR | Insufficient Lubrication | Insufficient Lubrication - INSLUBR | Cause | RS
BPEMERGL | Battery Powered Emergency Lighting and Exit Lighting | Battery Powered Emergency Lighting and Exit Lighting - BPEMERGL | LACKTRN | Lack of/ Inadequate Training | Lack of/ Inadequate Training - LACKTRN | Cause | RS
BPEMERGL | Battery Powered Emergency Lighting and Exit Lighting | Battery Powered Emergency Lighting and Exit Lighting - BPEMERGL | MISSCMP | Loose/ Missing Component | Loose/ Missing Component - MISSCMP | Cause | RS
BPEMERGL | Battery Powered Emergency Lighting and Exit Lighting | Battery Powered Emergency Lighting and Exit Lighting - BPEMERGL | NRMWEAR | Normal Wear | Normal Wear - NRMWEAR | Cause | RS
BPEMERGL | Battery Powered Emergency Lighting and Exit Lighting | Battery Powered Emergency Lighting and Exit Lighting - BPEMERGL | OTHER | Other (specify) | Other (specify) - OTHER | Cause | RS
BPEMERGL | Battery Powered Emergency Lighting and Exit Lighting | Battery Powered Emergency Lighting and Exit Lighting - BPEMERGL | PRINSTAL | Poor Installation | Poor Installation - PRINSTAL | Cause | RS
BPEMERGL | Battery Powered Emergency Lighting and Exit Lighting | Battery Powered Emergency Lighting and Exit Lighting - BPEMERGL | PROCISSU | Procedure Issue | Procedure Issue - PROCISSU | Cause | RS
BPEMERGL | Battery Powered Emergency Lighting and Exit Lighting | Battery Powered Emergency Lighting and Exit Lighting - BPEMERGL | UTLFAIL | Utility Failure | Utility Failure - UTLFAIL | Cause | RS
BPEMERGL | Battery Powered Emergency Lighting and Exit Lighting | Battery Powered Emergency Lighting and Exit Lighting - BPEMERGL | VNDLSM | Vandalism | Vandalism - VNDLSM | Cause | RS
BPEMERGL | Battery Powered Emergency Lighting and Exit Lighting | Battery Powered Emergency Lighting and Exit Lighting - BPEMERGL | WORNCMPT | Defective/ Worn Component | Defective/ Worn Component - WORNCMPT | Cause | RS
BPEMERGL | Battery Powered Emergency Lighting And Exit Lighting | Battery Powered Emergency Lighting And Exit Lighting - BPEMERGL | ADJUSTD | Adjusted | Adjusted - ADJUSTD | Action | RS
BPEMERGL | Battery Powered Emergency Lighting And Exit Lighting | Battery Powered Emergency Lighting And Exit Lighting - BPEMERGL | DECOMM | Decommission | Decommission - DECOMM | Action | RS
BPEMERGL | Battery Powered Emergency Lighting And Exit Lighting | Battery Powered Emergency Lighting And Exit Lighting - BPEMERGL | DECONTME | Decontaminate | Decontaminate - DECONTME | Action | RS
BPEMERGL | Battery Powered Emergency Lighting And Exit Lighting | Battery Powered Emergency Lighting And Exit Lighting - BPEMERGL | DONOTHIN | Do Nothing | Do Nothing - DONOTHIN | Action | RS
BPEMERGL | Battery Powered Emergency Lighting And Exit Lighting | Battery Powered Emergency Lighting And Exit Lighting - BPEMERGL | LUBRCTE | Lubricate | Lubricate - LUBRCTE | Action | RS
BPEMERGL | Battery Powered Emergency Lighting And Exit Lighting | Battery Powered Emergency Lighting And Exit Lighting - BPEMERGL | OTHER | Other (specify) | Other (specify) - OTHER | Action | RS
BPEMERGL | Battery Powered Emergency Lighting And Exit Lighting | Battery Powered Emergency Lighting And Exit Lighting - BPEMERGL | RECALBRT | Recalibrate | Recalibrate - RECALBRT | Action | RS
BPEMERGL | Battery Powered Emergency Lighting And Exit Lighting | Battery Powered Emergency Lighting And Exit Lighting - BPEMERGL | REMVOBT | Remove Obstruction | Remove Obstruction - REMVOBT | Action | RS
BPEMERGL | Battery Powered Emergency Lighting And Exit Lighting | Battery Powered Emergency Lighting And Exit Lighting - BPEMERGL | REPCMPT | Repair Component | Repair Component - REPCMPT | Action | RS
BPEMERGL | Battery Powered Emergency Lighting And Exit Lighting | Battery Powered Emergency Lighting And Exit Lighting - BPEMERGL | REPLASS | Replace Asset | Replace Asset - REPLASS | Action | RS
BPEMERGL | Battery Powered Emergency Lighting And Exit Lighting | Battery Powered Emergency Lighting And Exit Lighting - BPEMERGL | REPLCMPT | Replace Component | Replace Component - REPLCMPT | Action | RS
BPEMERGL | Battery Powered Emergency Lighting And Exit Lighting | Battery Powered Emergency Lighting And Exit Lighting - BPEMERGL | REPRASS | Repair Asset | Repair Asset - REPRASS | Action | RS
BPEMERGL | Battery Powered Emergency Lighting And Exit Lighting | Battery Powered Emergency Lighting And Exit Lighting - BPEMERGL | UPGRADES | Upgrade | Upgrade - UPGRADES | Action | RS
BPEMERGL | Battery Powered Emergency Lighting and Exit Lighting | Battery Powered Emergency Lighting and Exit Lighting - BPEMERGL | ADJUSTD | Adjusted | Adjusted - ADJUSTD | Action | RS
BPEMERGL | Battery Powered Emergency Lighting and Exit Lighting | Battery Powered Emergency Lighting and Exit Lighting - BPEMERGL | DECOMM | Decommission | Decommission - DECOMM | Action | RS
BPEMERGL | Battery Powered Emergency Lighting and Exit Lighting | Battery Powered Emergency Lighting and Exit Lighting - BPEMERGL | DECONTME | Decontaminate | Decontaminate - DECONTME | Action | RS
BPEMERGL | Battery Powered Emergency Lighting and Exit Lighting | Battery Powered Emergency Lighting and Exit Lighting - BPEMERGL | DONOTHIN | Do Nothing | Do Nothing - DONOTHIN | Action | RS
BPEMERGL | Battery Powered Emergency Lighting and Exit Lighting | Battery Powered Emergency Lighting and Exit Lighting - BPEMERGL | LUBRCTE | Lubricate | Lubricate - LUBRCTE | Action | RS
BPEMERGL | Battery Powered Emergency Lighting and Exit Lighting | Battery Powered Emergency Lighting and Exit Lighting - BPEMERGL | OTHER | Other (specify) | Other (specify) - OTHER | Action | RS
BPEMERGL | Battery Powered Emergency Lighting and Exit Lighting | Battery Powered Emergency Lighting and Exit Lighting - BPEMERGL | RECALBRT | Recalibrate | Recalibrate - RECALBRT | Action | RS
BPEMERGL | Battery Powered Emergency Lighting and Exit Lighting | Battery Powered Emergency Lighting and Exit Lighting - BPEMERGL | REMVOBT | Remove Obstruction | Remove Obstruction - REMVOBT | Action | RS
BPEMERGL | Battery Powered Emergency Lighting and Exit Lighting | Battery Powered Emergency Lighting and Exit Lighting - BPEMERGL | REPCMPT | Repair Component | Repair Component - REPCMPT | Action | RS
BPEMERGL | Battery Powered Emergency Lighting and Exit Lighting | Battery Powered Emergency Lighting and Exit Lighting - BPEMERGL | REPLASS | Replace Asset | Replace Asset - REPLASS | Action | RS
BPEMERGL | Battery Powered Emergency Lighting and Exit Lighting | Battery Powered Emergency Lighting and Exit Lighting - BPEMERGL | REPLCMPT | Replace Component | Replace Component - REPLCMPT | Action | RS
BPEMERGL | Battery Powered Emergency Lighting and Exit Lighting | Battery Powered Emergency Lighting and Exit Lighting - BPEMERGL | REPRASS | Repair Asset | Repair Asset - REPRASS | Action | RS
BPEMERGL | Battery Powered Emergency Lighting and Exit Lighting | Battery Powered Emergency Lighting and Exit Lighting - BPEMERGL | UPGRADES | Upgrade | Upgrade - UPGRADES | Action | RS
BRDG | Bridge | Bridge - BRDG | ABNTEMP | Abnormal Temprature | Abnormal Temprature - ABNTEMP | Problem | RS
BRDG | Bridge | Bridge - BRDG | CORROS | Corrosion | Corrosion - CORROS | Problem | RS
BRDG | Bridge | Bridge - BRDG | ELECTRIP | Electrical Trip Out | Electrical Trip Out - ELECTRIP | Problem | RS
BRDG | Bridge | Bridge - BRDG | EXNOISE | Excessive Noise | Excessive Noise - EXNOISE | Problem | RS
BRDG | Bridge | Bridge - BRDG | EXVIBRTN | Excessive Vibration | Excessive Vibration - EXVIBRTN | Problem | RS
BRDG | Bridge | Bridge - BRDG | JAMMEDEQ | Jammed Equipment | Jammed Equipment - JAMMEDEQ | Problem | RS
BRDG | Bridge | Bridge - BRDG | LEAKING | Leaking | Leaking - LEAKING | Problem | RS
BRDG | Bridge | Bridge - BRDG | LOWPERF | Low Performance | Low Performance - LOWPERF | Problem | RS
BRDG | Bridge | Bridge - BRDG | NONOPER | Non-Operational | Non-Operational - NONOPER | Problem | RS
BRDG | Bridge | Bridge - BRDG | PHYDMGE | Physical Damage | Physical Damage - PHYDMGE | Problem | RS
BRDG | Bridge | Bridge - BRDG | UNSMELL | Unusual Smell | Unusual Smell - UNSMELL | Problem | RS
BRDG | Bridge | Bridge - BRDG | UNSMOKE | Unusual Smoke | Unusual Smoke - UNSMOKE | Problem | RS
BRDG | Road Bridge | Road Bridge - BRDG | ABNTEMP | Abnormal Temprature | Abnormal Temprature - ABNTEMP | Problem | RS
BRDG | Road Bridge | Road Bridge - BRDG | CORROS | Corrosion | Corrosion - CORROS | Problem | RS
BRDG | Road Bridge | Road Bridge - BRDG | ELECTRIP | Electrical Trip Out | Electrical Trip Out - ELECTRIP | Problem | RS
BRDG | Road Bridge | Road Bridge - BRDG | EXNOISE | Excessive Noise | Excessive Noise - EXNOISE | Problem | RS
BRDG | Road Bridge | Road Bridge - BRDG | EXVIBRTN | Excessive Vibration | Excessive Vibration - EXVIBRTN | Problem | RS
BRDG | Road Bridge | Road Bridge - BRDG | JAMMEDEQ | Jammed Equipment | Jammed Equipment - JAMMEDEQ | Problem | RS
BRDG | Road Bridge | Road Bridge - BRDG | LEAKING | Leaking | Leaking - LEAKING | Problem | RS
BRDG | Road Bridge | Road Bridge - BRDG | LOWPERF | Low Performance | Low Performance - LOWPERF | Problem | RS
BRDG | Road Bridge | Road Bridge - BRDG | NONOPER | Non-Operational | Non-Operational - NONOPER | Problem | RS
BRDG | Road Bridge | Road Bridge - BRDG | PHYDMGE | Physical Damage | Physical Damage - PHYDMGE | Problem | RS
BRDG | Road Bridge | Road Bridge - BRDG | UNSMELL | Unusual Smell | Unusual Smell - UNSMELL | Problem | RS
BRDG | Road Bridge | Road Bridge - BRDG | UNSMOKE | Unusual Smoke | Unusual Smoke - UNSMOKE | Problem | RS
BRDG | Bridge | Bridge - BRDG | ACCIDENT | Accident | Accident - ACCIDENT | Cause | RS
BRDG | Bridge | Bridge - BRDG | ACCWEAR | Accelerated Wear | Accelerated Wear - ACCWEAR | Cause | RS
BRDG | Bridge | Bridge - BRDG | ACTGOD | Weather condition/Forces of nature or Act of God | Weather condition/Forces of nature or Act of God - ACTGOD | Cause | RS
BRDG | Bridge | Bridge - BRDG | CONTAM | Contamination | Contamination - CONTAM | Cause | RS
BRDG | Bridge | Bridge - BRDG | DEFASSET | Defective Asset | Defective Asset - DEFASSET | Cause | RS
BRDG | Bridge | Bridge - BRDG | EXLOAD | Excessive Load | Excessive Load - EXLOAD | Cause | RS
BRDG | Bridge | Bridge - BRDG | IMPRMNT | Improper Maintenance | Improper Maintenance - IMPRMNT | Cause | RS
BRDG | Bridge | Bridge - BRDG | INSLUBR | Insufficient Lubrication | Insufficient Lubrication - INSLUBR | Cause | RS
BRDG | Bridge | Bridge - BRDG | LACKTRN | Lack of/ Inadequate Training | Lack of/ Inadequate Training - LACKTRN | Cause | RS
BRDG | Bridge | Bridge - BRDG | MISSCMP | Loose/ Missing Component | Loose/ Missing Component - MISSCMP | Cause | RS
BRDG | Bridge | Bridge - BRDG | NRMWEAR | Normal Wear | Normal Wear - NRMWEAR | Cause | RS
BRDG | Bridge | Bridge - BRDG | OTHER | Other (specify) | Other (specify) - OTHER | Cause | RS
BRDG | Bridge | Bridge - BRDG | PRINSTAL | Poor Installation | Poor Installation - PRINSTAL | Cause | RS
BRDG | Bridge | Bridge - BRDG | PROCISSU | Procedure Issue | Procedure Issue - PROCISSU | Cause | RS
BRDG | Bridge | Bridge - BRDG | UTLFAIL | Utility Failure | Utility Failure - UTLFAIL | Cause | RS
BRDG | Bridge | Bridge - BRDG | VNDLSM | Vandalism | Vandalism - VNDLSM | Cause | RS
BRDG | Bridge | Bridge - BRDG | WORNCMPT | Defective/ Worn Component | Defective/ Worn Component - WORNCMPT | Cause | RS
BRDG | Road Bridge | Road Bridge - BRDG | ACCIDENT | Accident | Accident - ACCIDENT | Cause | RS
BRDG | Road Bridge | Road Bridge - BRDG | ACCWEAR | Accelerated Wear | Accelerated Wear - ACCWEAR | Cause | RS
BRDG | Road Bridge | Road Bridge - BRDG | ACTGOD | Weather condition/Forces of nature or Act of God | Weather condition/Forces of nature or Act of God - ACTGOD | Cause | RS
BRDG | Road Bridge | Road Bridge - BRDG | CONTAM | Contamination | Contamination - CONTAM | Cause | RS
BRDG | Road Bridge | Road Bridge - BRDG | DEFASSET | Defective Asset | Defective Asset - DEFASSET | Cause | RS
BRDG | Road Bridge | Road Bridge - BRDG | EXLOAD | Excessive Load | Excessive Load - EXLOAD | Cause | RS
BRDG | Road Bridge | Road Bridge - BRDG | IMPRMNT | Improper Maintenance | Improper Maintenance - IMPRMNT | Cause | RS
BRDG | Road Bridge | Road Bridge - BRDG | INSLUBR | Insufficient Lubrication | Insufficient Lubrication - INSLUBR | Cause | RS
BRDG | Road Bridge | Road Bridge - BRDG | LACKTRN | Lack of/ Inadequate Training | Lack of/ Inadequate Training - LACKTRN | Cause | RS
BRDG | Road Bridge | Road Bridge - BRDG | MISSCMP | Loose/ Missing Component | Loose/ Missing Component - MISSCMP | Cause | RS
BRDG | Road Bridge | Road Bridge - BRDG | NRMWEAR | Normal Wear | Normal Wear - NRMWEAR | Cause | RS
BRDG | Road Bridge | Road Bridge - BRDG | OTHER | Other (specify) | Other (specify) - OTHER | Cause | RS
BRDG | Road Bridge | Road Bridge - BRDG | PRINSTAL | Poor Installation | Poor Installation - PRINSTAL | Cause | RS
BRDG | Road Bridge | Road Bridge - BRDG | PROCISSU | Procedure Issue | Procedure Issue - PROCISSU | Cause | RS
BRDG | Road Bridge | Road Bridge - BRDG | UTLFAIL | Utility Failure | Utility Failure - UTLFAIL | Cause | RS
BRDG | Road Bridge | Road Bridge - BRDG | VNDLSM | Vandalism | Vandalism - VNDLSM | Cause | RS
BRDG | Road Bridge | Road Bridge - BRDG | WORNCMPT | Defective/ Worn Component | Defective/ Worn Component - WORNCMPT | Cause | RS
BRDG | Bridge | Bridge - BRDG | ADJUSTD | Adjusted | Adjusted - ADJUSTD | Action | RS
BRDG | Bridge | Bridge - BRDG | DECOMM | Decommission | Decommission - DECOMM | Action | RS
BRDG | Bridge | Bridge - BRDG | DECONTME | Decontaminate | Decontaminate - DECONTME | Action | RS
BRDG | Bridge | Bridge - BRDG | DONOTHIN | Do Nothing | Do Nothing - DONOTHIN | Action | RS
BRDG | Bridge | Bridge - BRDG | LUBRCTE | Lubricate | Lubricate - LUBRCTE | Action | RS
BRDG | Bridge | Bridge - BRDG | OTHER | Other (specify) | Other (specify) - OTHER | Action | RS
BRDG | Bridge | Bridge - BRDG | RECALBRT | Recalibrate | Recalibrate - RECALBRT | Action | RS
BRDG | Bridge | Bridge - BRDG | REMVOBT | Remove Obstruction | Remove Obstruction - REMVOBT | Action | RS
BRDG | Bridge | Bridge - BRDG | REPCMPT | Repair Component | Repair Component - REPCMPT | Action | RS
BRDG | Bridge | Bridge - BRDG | REPLASS | Replace Asset | Replace Asset - REPLASS | Action | RS
BRDG | Bridge | Bridge - BRDG | REPLCMPT | Replace Component | Replace Component - REPLCMPT | Action | RS
BRDG | Bridge | Bridge - BRDG | REPRASS | Repair Asset | Repair Asset - REPRASS | Action | RS
BRDG | Bridge | Bridge - BRDG | UPGRADES | Upgrade | Upgrade - UPGRADES | Action | RS
BRDG | Road Bridge | Road Bridge - BRDG | ADJUSTD | Adjusted | Adjusted - ADJUSTD | Action | RS
BRDG | Road Bridge | Road Bridge - BRDG | DECOMM | Decommission | Decommission - DECOMM | Action | RS
BRDG | Road Bridge | Road Bridge - BRDG | DECONTME | Decontaminate | Decontaminate - DECONTME | Action | RS
BRDG | Road Bridge | Road Bridge - BRDG | DONOTHIN | Do Nothing | Do Nothing - DONOTHIN | Action | RS
BRDG | Road Bridge | Road Bridge - BRDG | LUBRCTE | Lubricate | Lubricate - LUBRCTE | Action | RS
BRDG | Road Bridge | Road Bridge - BRDG | OTHER | Other (specify) | Other (specify) - OTHER | Action | RS
BRDG | Road Bridge | Road Bridge - BRDG | RECALBRT | Recalibrate | Recalibrate - RECALBRT | Action | RS
BRDG | Road Bridge | Road Bridge - BRDG | REMVOBT | Remove Obstruction | Remove Obstruction - REMVOBT | Action | RS
BRDG | Road Bridge | Road Bridge - BRDG | REPCMPT | Repair Component | Repair Component - REPCMPT | Action | RS
BRDG | Road Bridge | Road Bridge - BRDG | REPLASS | Replace Asset | Replace Asset - REPLASS | Action | RS
BRDG | Road Bridge | Road Bridge - BRDG | REPLCMPT | Replace Component | Replace Component - REPLCMPT | Action | RS
BRDG | Road Bridge | Road Bridge - BRDG | REPRASS | Repair Asset | Repair Asset - REPRASS | Action | RS
BRDG | Road Bridge | Road Bridge - BRDG | UPGRADES | Upgrade | Upgrade - UPGRADES | Action | RS
BRDGBR | Bridge Bearing | Bridge Bearing - BRDGBR | ABNTEMP | Abnormal Temprature | Abnormal Temprature - ABNTEMP | Problem | RS
BRDGBR | Bridge Bearing | Bridge Bearing - BRDGBR | CORROS | Corrosion | Corrosion - CORROS | Problem | RS
BRDGBR | Bridge Bearing | Bridge Bearing - BRDGBR | ELECTRIP | Electrical Trip Out | Electrical Trip Out - ELECTRIP | Problem | RS
BRDGBR | Bridge Bearing | Bridge Bearing - BRDGBR | EXNOISE | Excessive Noise | Excessive Noise - EXNOISE | Problem | RS
BRDGBR | Bridge Bearing | Bridge Bearing - BRDGBR | EXVIBRTN | Excessive Vibration | Excessive Vibration - EXVIBRTN | Problem | RS
BRDGBR | Bridge Bearing | Bridge Bearing - BRDGBR | JAMMEDEQ | Jammed Equipment | Jammed Equipment - JAMMEDEQ | Problem | RS
BRDGBR | Bridge Bearing | Bridge Bearing - BRDGBR | LEAKING | Leaking | Leaking - LEAKING | Problem | RS
BRDGBR | Bridge Bearing | Bridge Bearing - BRDGBR | LOWPERF | Low Performance | Low Performance - LOWPERF | Problem | RS
BRDGBR | Bridge Bearing | Bridge Bearing - BRDGBR | NONOPER | Non-Operational | Non-Operational - NONOPER | Problem | RS
BRDGBR | Bridge Bearing | Bridge Bearing - BRDGBR | PHYDMGE | Physical Damage | Physical Damage - PHYDMGE | Problem | RS
BRDGBR | Bridge Bearing | Bridge Bearing - BRDGBR | UNSMELL | Unusual Smell | Unusual Smell - UNSMELL | Problem | RS
BRDGBR | Bridge Bearing | Bridge Bearing - BRDGBR | UNSMOKE | Unusual Smoke | Unusual Smoke - UNSMOKE | Problem | RS
BRDGBR | Bridge Bearing | Bridge Bearing - BRDGBR | BEARDET | Bridge bearing deteriorated | Bridge bearing deteriorated - BEARDET | Failure | RS
BRDGBR | Bridge Bearing | Bridge Bearing - BRDGBR | SEATDET | Bearing seat deteriorated | Bearing seat deteriorated - SEATDET | Failure | RS
BRDGBR | Bridge Bearing | Bridge Bearing - BRDGBR | ACCIDENT | Accident | Accident - ACCIDENT | Cause | RS
BRDGBR | Bridge Bearing | Bridge Bearing - BRDGBR | ACCWEAR | Accelerated Wear | Accelerated Wear - ACCWEAR | Cause | RS
BRDGBR | Bridge Bearing | Bridge Bearing - BRDGBR | ACTGOD | Weather condition/Forces of nature or Act of God | Weather condition/Forces of nature or Act of God - ACTGOD | Cause | RS
BRDGBR | Bridge Bearing | Bridge Bearing - BRDGBR | CONTAM | Contamination | Contamination - CONTAM | Cause | RS
BRDGBR | Bridge Bearing | Bridge Bearing - BRDGBR | DEFASSET | Defective Asset | Defective Asset - DEFASSET | Cause | RS
BRDGBR | Bridge Bearing | Bridge Bearing - BRDGBR | EXLOAD | Excessive Load | Excessive Load - EXLOAD | Cause | RS
BRDGBR | Bridge Bearing | Bridge Bearing - BRDGBR | IMPRMNT | Improper Maintenance | Improper Maintenance - IMPRMNT | Cause | RS
BRDGBR | Bridge Bearing | Bridge Bearing - BRDGBR | INSLUBR | Insufficient Lubrication | Insufficient Lubrication - INSLUBR | Cause | RS
BRDGBR | Bridge Bearing | Bridge Bearing - BRDGBR | LACKTRN | Lack of/ Inadequate Training | Lack of/ Inadequate Training - LACKTRN | Cause | RS
BRDGBR | Bridge Bearing | Bridge Bearing - BRDGBR | MISSCMP | Loose/ Missing Component | Loose/ Missing Component - MISSCMP | Cause | RS
BRDGBR | Bridge Bearing | Bridge Bearing - BRDGBR | NRMWEAR | Normal Wear | Normal Wear - NRMWEAR | Cause | RS
BRDGBR | Bridge Bearing | Bridge Bearing - BRDGBR | OTHER | Other (specify) | Other (specify) - OTHER | Cause | RS
BRDGBR | Bridge Bearing | Bridge Bearing - BRDGBR | PRINSTAL | Poor Installation | Poor Installation - PRINSTAL | Cause | RS
BRDGBR | Bridge Bearing | Bridge Bearing - BRDGBR | PROCISSU | Procedure Issue | Procedure Issue - PROCISSU | Cause | RS
BRDGBR | Bridge Bearing | Bridge Bearing - BRDGBR | UTLFAIL | Utility Failure | Utility Failure - UTLFAIL | Cause | RS
BRDGBR | Bridge Bearing | Bridge Bearing - BRDGBR | VNDLSM | Vandalism | Vandalism - VNDLSM | Cause | RS
BRDGBR | Bridge Bearing | Bridge Bearing - BRDGBR | WORNCMPT | Defective/ Worn Component | Defective/ Worn Component - WORNCMPT | Cause | RS
BRDGBR | Bridge Bearing | Bridge Bearing - BRDGBR | ADJUSTD | Adjusted | Adjusted - ADJUSTD | Action | RS
BRDGBR | Bridge Bearing | Bridge Bearing - BRDGBR | DECOMM | Decommission | Decommission - DECOMM | Action | RS
BRDGBR | Bridge Bearing | Bridge Bearing - BRDGBR | DECONTME | Decontaminate | Decontaminate - DECONTME | Action | RS
BRDGBR | Bridge Bearing | Bridge Bearing - BRDGBR | DONOTHIN | Do Nothing | Do Nothing - DONOTHIN | Action | RS
BRDGBR | Bridge Bearing | Bridge Bearing - BRDGBR | LUBRCTE | Lubricate | Lubricate - LUBRCTE | Action | RS
BRDGBR | Bridge Bearing | Bridge Bearing - BRDGBR | OTHER | Other (specify) | Other (specify) - OTHER | Action | RS
BRDGBR | Bridge Bearing | Bridge Bearing - BRDGBR | RECALBRT | Recalibrate | Recalibrate - RECALBRT | Action | RS
BRDGBR | Bridge Bearing | Bridge Bearing - BRDGBR | REMVOBT | Remove Obstruction | Remove Obstruction - REMVOBT | Action | RS
BRDGBR | Bridge Bearing | Bridge Bearing - BRDGBR | REPCMPT | Repair Component | Repair Component - REPCMPT | Action | RS
BRDGBR | Bridge Bearing | Bridge Bearing - BRDGBR | REPLASS | Replace Asset | Replace Asset - REPLASS | Action | RS
BRDGBR | Bridge Bearing | Bridge Bearing - BRDGBR | REPLCMPT | Replace Component | Replace Component - REPLCMPT | Action | RS
BRDGBR | Bridge Bearing | Bridge Bearing - BRDGBR | REPRASS | Repair Asset | Repair Asset - REPRASS | Action | RS
BRDGBR | Bridge Bearing | Bridge Bearing - BRDGBR | UPGRADES | Upgrade | Upgrade - UPGRADES | Action | RS
BRDGDS | Bridge Deck Structure | Bridge Deck Structure - BRDGDS | ABNTEMP | Abnormal Temprature | Abnormal Temprature - ABNTEMP | Problem | RS
BRDGDS | Bridge Deck Structure | Bridge Deck Structure - BRDGDS | CORROS | Corrosion | Corrosion - CORROS | Problem | RS
BRDGDS | Bridge Deck Structure | Bridge Deck Structure - BRDGDS | ELECTRIP | Electrical Trip Out | Electrical Trip Out - ELECTRIP | Problem | RS
BRDGDS | Bridge Deck Structure | Bridge Deck Structure - BRDGDS | EXNOISE | Excessive Noise | Excessive Noise - EXNOISE | Problem | RS
BRDGDS | Bridge Deck Structure | Bridge Deck Structure - BRDGDS | EXVIBRTN | Excessive Vibration | Excessive Vibration - EXVIBRTN | Problem | RS
BRDGDS | Bridge Deck Structure | Bridge Deck Structure - BRDGDS | JAMMEDEQ | Jammed Equipment | Jammed Equipment - JAMMEDEQ | Problem | RS
BRDGDS | Bridge Deck Structure | Bridge Deck Structure - BRDGDS | LEAKING | Leaking | Leaking - LEAKING | Problem | RS
BRDGDS | Bridge Deck Structure | Bridge Deck Structure - BRDGDS | LOWPERF | Low Performance | Low Performance - LOWPERF | Problem | RS
BRDGDS | Bridge Deck Structure | Bridge Deck Structure - BRDGDS | NONOPER | Non-Operational | Non-Operational - NONOPER | Problem | RS
BRDGDS | Bridge Deck Structure | Bridge Deck Structure - BRDGDS | PHYDMGE | Physical Damage | Physical Damage - PHYDMGE | Problem | RS
BRDGDS | Bridge Deck Structure | Bridge Deck Structure - BRDGDS | UNSMELL | Unusual Smell | Unusual Smell - UNSMELL | Problem | RS
BRDGDS | Bridge Deck Structure | Bridge Deck Structure - BRDGDS | UNSMOKE | Unusual Smoke | Unusual Smoke - UNSMOKE | Problem | RS
BRDGDS | Bridge Deck Structure | Bridge Deck Structure - BRDGDS | CONDJDET | Concrete deck joint compound deteriorated | Concrete deck joint compound deteriorated - CONDJDET | Failure | RS
BRDGDS | Bridge Deck Structure | Bridge Deck Structure - BRDGDS | CONDSDET | Concrete deck slab deteriorated | Concrete deck slab deteriorated - CONDSDET | Failure | RS
BRDGDS | Bridge Deck Structure | Bridge Deck Structure - BRDGDS | STDKDET | Steel deck deteriorated | Steel deck deteriorated - STDKDET | Failure | RS
BRDGDS | Bridge Deck Structure | Bridge Deck Structure - BRDGDS | STDKJDET | Steel deck joint deteriorated | Steel deck joint deteriorated - STDKJDET | Failure | RS
BRDGDS | Bridge Deck Structure | Bridge Deck Structure - BRDGDS | ACCIDENT | Accident | Accident - ACCIDENT | Cause | RS
BRDGDS | Bridge Deck Structure | Bridge Deck Structure - BRDGDS | ACCWEAR | Accelerated Wear | Accelerated Wear - ACCWEAR | Cause | RS
BRDGDS | Bridge Deck Structure | Bridge Deck Structure - BRDGDS | ACTGOD | Weather condition/Forces of nature or Act of God | Weather condition/Forces of nature or Act of God - ACTGOD | Cause | RS
BRDGDS | Bridge Deck Structure | Bridge Deck Structure - BRDGDS | CONTAM | Contamination | Contamination - CONTAM | Cause | RS
BRDGDS | Bridge Deck Structure | Bridge Deck Structure - BRDGDS | DEFASSET | Defective Asset | Defective Asset - DEFASSET | Cause | RS
BRDGDS | Bridge Deck Structure | Bridge Deck Structure - BRDGDS | EXLOAD | Excessive Load | Excessive Load - EXLOAD | Cause | RS
BRDGDS | Bridge Deck Structure | Bridge Deck Structure - BRDGDS | IMPRMNT | Improper Maintenance | Improper Maintenance - IMPRMNT | Cause | RS
BRDGDS | Bridge Deck Structure | Bridge Deck Structure - BRDGDS | INSLUBR | Insufficient Lubrication | Insufficient Lubrication - INSLUBR | Cause | RS
BRDGDS | Bridge Deck Structure | Bridge Deck Structure - BRDGDS | LACKTRN | Lack of/ Inadequate Training | Lack of/ Inadequate Training - LACKTRN | Cause | RS
BRDGDS | Bridge Deck Structure | Bridge Deck Structure - BRDGDS | MISSCMP | Loose/ Missing Component | Loose/ Missing Component - MISSCMP | Cause | RS
BRDGDS | Bridge Deck Structure | Bridge Deck Structure - BRDGDS | NRMWEAR | Normal Wear | Normal Wear - NRMWEAR | Cause | RS
BRDGDS | Bridge Deck Structure | Bridge Deck Structure - BRDGDS | OTHER | Other (specify) | Other (specify) - OTHER | Cause | RS
BRDGDS | Bridge Deck Structure | Bridge Deck Structure - BRDGDS | PRINSTAL | Poor Installation | Poor Installation - PRINSTAL | Cause | RS
BRDGDS | Bridge Deck Structure | Bridge Deck Structure - BRDGDS | PROCISSU | Procedure Issue | Procedure Issue - PROCISSU | Cause | RS
BRDGDS | Bridge Deck Structure | Bridge Deck Structure - BRDGDS | UTLFAIL | Utility Failure | Utility Failure - UTLFAIL | Cause | RS
BRDGDS | Bridge Deck Structure | Bridge Deck Structure - BRDGDS | VNDLSM | Vandalism | Vandalism - VNDLSM | Cause | RS
BRDGDS | Bridge Deck Structure | Bridge Deck Structure - BRDGDS | WORNCMPT | Defective/ Worn Component | Defective/ Worn Component - WORNCMPT | Cause | RS
BRDGDS | Bridge Deck Structure | Bridge Deck Structure - BRDGDS | ADJUSTD | Adjusted | Adjusted - ADJUSTD | Action | RS
BRDGDS | Bridge Deck Structure | Bridge Deck Structure - BRDGDS | DECOMM | Decommission | Decommission - DECOMM | Action | RS
BRDGDS | Bridge Deck Structure | Bridge Deck Structure - BRDGDS | DECONTME | Decontaminate | Decontaminate - DECONTME | Action | RS
BRDGDS | Bridge Deck Structure | Bridge Deck Structure - BRDGDS | DONOTHIN | Do Nothing | Do Nothing - DONOTHIN | Action | RS
BRDGDS | Bridge Deck Structure | Bridge Deck Structure - BRDGDS | LUBRCTE | Lubricate | Lubricate - LUBRCTE | Action | RS
BRDGDS | Bridge Deck Structure | Bridge Deck Structure - BRDGDS | OTHER | Other (specify) | Other (specify) - OTHER | Action | RS
BRDGDS | Bridge Deck Structure | Bridge Deck Structure - BRDGDS | RECALBRT | Recalibrate | Recalibrate - RECALBRT | Action | RS
BRDGDS | Bridge Deck Structure | Bridge Deck Structure - BRDGDS | REMVOBT | Remove Obstruction | Remove Obstruction - REMVOBT | Action | RS
BRDGDS | Bridge Deck Structure | Bridge Deck Structure - BRDGDS | REPCMPT | Repair Component | Repair Component - REPCMPT | Action | RS
BRDGDS | Bridge Deck Structure | Bridge Deck Structure - BRDGDS | REPLASS | Replace Asset | Replace Asset - REPLASS | Action | RS
BRDGDS | Bridge Deck Structure | Bridge Deck Structure - BRDGDS | REPLCMPT | Replace Component | Replace Component - REPLCMPT | Action | RS
BRDGDS | Bridge Deck Structure | Bridge Deck Structure - BRDGDS | REPRASS | Repair Asset | Repair Asset - REPRASS | Action | RS
BRDGDS | Bridge Deck Structure | Bridge Deck Structure - BRDGDS | UPGRADES | Upgrade | Upgrade - UPGRADES | Action | RS
BRDGDSPS | Bridge Deck Surface Protection System | Bridge Deck Surface Protection System - BRDGDSPS | ABNTEMP | Abnormal Temprature | Abnormal Temprature - ABNTEMP | Problem | RS
BRDGDSPS | Bridge Deck Surface Protection System | Bridge Deck Surface Protection System - BRDGDSPS | CORROS | Corrosion | Corrosion - CORROS | Problem | RS
BRDGDSPS | Bridge Deck Surface Protection System | Bridge Deck Surface Protection System - BRDGDSPS | ELECTRIP | Electrical Trip Out | Electrical Trip Out - ELECTRIP | Problem | RS
BRDGDSPS | Bridge Deck Surface Protection System | Bridge Deck Surface Protection System - BRDGDSPS | EXNOISE | Excessive Noise | Excessive Noise - EXNOISE | Problem | RS
BRDGDSPS | Bridge Deck Surface Protection System | Bridge Deck Surface Protection System - BRDGDSPS | EXVIBRTN | Excessive Vibration | Excessive Vibration - EXVIBRTN | Problem | RS
BRDGDSPS | Bridge Deck Surface Protection System | Bridge Deck Surface Protection System - BRDGDSPS | JAMMEDEQ | Jammed Equipment | Jammed Equipment - JAMMEDEQ | Problem | RS
BRDGDSPS | Bridge Deck Surface Protection System | Bridge Deck Surface Protection System - BRDGDSPS | LEAKING | Leaking | Leaking - LEAKING | Problem | RS
BRDGDSPS | Bridge Deck Surface Protection System | Bridge Deck Surface Protection System - BRDGDSPS | LOWPERF | Low Performance | Low Performance - LOWPERF | Problem | RS
BRDGDSPS | Bridge Deck Surface Protection System | Bridge Deck Surface Protection System - BRDGDSPS | NONOPER | Non-Operational | Non-Operational - NONOPER | Problem | RS
BRDGDSPS | Bridge Deck Surface Protection System | Bridge Deck Surface Protection System - BRDGDSPS | PHYDMGE | Physical Damage | Physical Damage - PHYDMGE | Problem | RS
BRDGDSPS | Bridge Deck Surface Protection System | Bridge Deck Surface Protection System - BRDGDSPS | UNSMELL | Unusual Smell | Unusual Smell - UNSMELL | Problem | RS
BRDGDSPS | Bridge Deck Surface Protection System | Bridge Deck Surface Protection System - BRDGDSPS | UNSMOKE | Unusual Smoke | Unusual Smoke - UNSMOKE | Problem | RS
BRDGDSPS | Bridge Deck Surface Protection System | Bridge Deck Surface Protection System - BRDGDSPS | ASHWMDET | Asphalt deck waterproofing membrane deteriorated | Asphalt deck waterproofing membrane deteriorated - ASHWMDET | Failure | RS
BRDGDSPS | Bridge Deck Surface Protection System | Bridge Deck Surface Protection System - BRDGDSPS | CONDWDET | Concrete deck waterproofing membrane deteriorated | Concrete deck waterproofing membrane deteriorated - CONDWDET | Failure | RS
BRDGDSPS | Bridge Deck Surface Protection System | Bridge Deck Surface Protection System - BRDGDSPS | WDWMDET | Wood deck waterproofing membrane deteriorated | Wood deck waterproofing membrane deteriorated - WDWMDET | Failure | RS
BRDGDSPS | Bridge Deck Surface Protection System | Bridge Deck Surface Protection System - BRDGDSPS | ACCIDENT | Accident | Accident - ACCIDENT | Cause | RS
BRDGDSPS | Bridge Deck Surface Protection System | Bridge Deck Surface Protection System - BRDGDSPS | ACCWEAR | Accelerated Wear | Accelerated Wear - ACCWEAR | Cause | RS
BRDGDSPS | Bridge Deck Surface Protection System | Bridge Deck Surface Protection System - BRDGDSPS | ACTGOD | Weather condition/Forces of nature or Act of God | Weather condition/Forces of nature or Act of God - ACTGOD | Cause | RS
BRDGDSPS | Bridge Deck Surface Protection System | Bridge Deck Surface Protection System - BRDGDSPS | CONTAM | Contamination | Contamination - CONTAM | Cause | RS
BRDGDSPS | Bridge Deck Surface Protection System | Bridge Deck Surface Protection System - BRDGDSPS | DEFASSET | Defective Asset | Defective Asset - DEFASSET | Cause | RS
BRDGDSPS | Bridge Deck Surface Protection System | Bridge Deck Surface Protection System - BRDGDSPS | EXLOAD | Excessive Load | Excessive Load - EXLOAD | Cause | RS
BRDGDSPS | Bridge Deck Surface Protection System | Bridge Deck Surface Protection System - BRDGDSPS | IMPRMNT | Improper Maintenance | Improper Maintenance - IMPRMNT | Cause | RS
BRDGDSPS | Bridge Deck Surface Protection System | Bridge Deck Surface Protection System - BRDGDSPS | INSLUBR | Insufficient Lubrication | Insufficient Lubrication - INSLUBR | Cause | RS
BRDGDSPS | Bridge Deck Surface Protection System | Bridge Deck Surface Protection System - BRDGDSPS | LACKTRN | Lack of/ Inadequate Training | Lack of/ Inadequate Training - LACKTRN | Cause | RS
BRDGDSPS | Bridge Deck Surface Protection System | Bridge Deck Surface Protection System - BRDGDSPS | MISSCMP | Loose/ Missing Component | Loose/ Missing Component - MISSCMP | Cause | RS
BRDGDSPS | Bridge Deck Surface Protection System | Bridge Deck Surface Protection System - BRDGDSPS | NRMWEAR | Normal Wear | Normal Wear - NRMWEAR | Cause | RS
BRDGDSPS | Bridge Deck Surface Protection System | Bridge Deck Surface Protection System - BRDGDSPS | OTHER | Other (specify) | Other (specify) - OTHER | Cause | RS
BRDGDSPS | Bridge Deck Surface Protection System | Bridge Deck Surface Protection System - BRDGDSPS | PRINSTAL | Poor Installation | Poor Installation - PRINSTAL | Cause | RS
BRDGDSPS | Bridge Deck Surface Protection System | Bridge Deck Surface Protection System - BRDGDSPS | PROCISSU | Procedure Issue | Procedure Issue - PROCISSU | Cause | RS
BRDGDSPS | Bridge Deck Surface Protection System | Bridge Deck Surface Protection System - BRDGDSPS | UTLFAIL | Utility Failure | Utility Failure - UTLFAIL | Cause | RS
BRDGDSPS | Bridge Deck Surface Protection System | Bridge Deck Surface Protection System - BRDGDSPS | VNDLSM | Vandalism | Vandalism - VNDLSM | Cause | RS
BRDGDSPS | Bridge Deck Surface Protection System | Bridge Deck Surface Protection System - BRDGDSPS | WORNCMPT | Defective/ Worn Component | Defective/ Worn Component - WORNCMPT | Cause | RS
BRDGDSPS | Bridge Deck Surface Protection System | Bridge Deck Surface Protection System - BRDGDSPS | ADJUSTD | Adjusted | Adjusted - ADJUSTD | Action | RS
BRDGDSPS | Bridge Deck Surface Protection System | Bridge Deck Surface Protection System - BRDGDSPS | DECOMM | Decommission | Decommission - DECOMM | Action | RS
BRDGDSPS | Bridge Deck Surface Protection System | Bridge Deck Surface Protection System - BRDGDSPS | DECONTME | Decontaminate | Decontaminate - DECONTME | Action | RS
BRDGDSPS | Bridge Deck Surface Protection System | Bridge Deck Surface Protection System - BRDGDSPS | DONOTHIN | Do Nothing | Do Nothing - DONOTHIN | Action | RS
BRDGDSPS | Bridge Deck Surface Protection System | Bridge Deck Surface Protection System - BRDGDSPS | LUBRCTE | Lubricate | Lubricate - LUBRCTE | Action | RS
BRDGDSPS | Bridge Deck Surface Protection System | Bridge Deck Surface Protection System - BRDGDSPS | OTHER | Other (specify) | Other (specify) - OTHER | Action | RS
BRDGDSPS | Bridge Deck Surface Protection System | Bridge Deck Surface Protection System - BRDGDSPS | RECALBRT | Recalibrate | Recalibrate - RECALBRT | Action | RS
BRDGDSPS | Bridge Deck Surface Protection System | Bridge Deck Surface Protection System - BRDGDSPS | REMVOBT | Remove Obstruction | Remove Obstruction - REMVOBT | Action | RS
BRDGDSPS | Bridge Deck Surface Protection System | Bridge Deck Surface Protection System - BRDGDSPS | REPCMPT | Repair Component | Repair Component - REPCMPT | Action | RS
BRDGDSPS | Bridge Deck Surface Protection System | Bridge Deck Surface Protection System - BRDGDSPS | REPLASS | Replace Asset | Replace Asset - REPLASS | Action | RS
BRDGDSPS | Bridge Deck Surface Protection System | Bridge Deck Surface Protection System - BRDGDSPS | REPLCMPT | Replace Component | Replace Component - REPLCMPT | Action | RS
BRDGDSPS | Bridge Deck Surface Protection System | Bridge Deck Surface Protection System - BRDGDSPS | REPRASS | Repair Asset | Repair Asset - REPRASS | Action | RS
BRDGDSPS | Bridge Deck Surface Protection System | Bridge Deck Surface Protection System - BRDGDSPS | UPGRADES | Upgrade | Upgrade - UPGRADES | Action | RS
BRDGERS | Bridge Earth Retention System | Bridge Earth Retention System - BRDGERS | ABNTEMP | Abnormal Temprature | Abnormal Temprature - ABNTEMP | Problem | RS
BRDGERS | Bridge Earth Retention System | Bridge Earth Retention System - BRDGERS | CORROS | Corrosion | Corrosion - CORROS | Problem | RS
BRDGERS | Bridge Earth Retention System | Bridge Earth Retention System - BRDGERS | ELECTRIP | Electrical Trip Out | Electrical Trip Out - ELECTRIP | Problem | RS
BRDGERS | Bridge Earth Retention System | Bridge Earth Retention System - BRDGERS | EXNOISE | Excessive Noise | Excessive Noise - EXNOISE | Problem | RS
BRDGERS | Bridge Earth Retention System | Bridge Earth Retention System - BRDGERS | EXVIBRTN | Excessive Vibration | Excessive Vibration - EXVIBRTN | Problem | RS
BRDGERS | Bridge Earth Retention System | Bridge Earth Retention System - BRDGERS | JAMMEDEQ | Jammed Equipment | Jammed Equipment - JAMMEDEQ | Problem | RS
BRDGERS | Bridge Earth Retention System | Bridge Earth Retention System - BRDGERS | LEAKING | Leaking | Leaking - LEAKING | Problem | RS
BRDGERS | Bridge Earth Retention System | Bridge Earth Retention System - BRDGERS | LOWPERF | Low Performance | Low Performance - LOWPERF | Problem | RS
BRDGERS | Bridge Earth Retention System | Bridge Earth Retention System - BRDGERS | NONOPER | Non-Operational | Non-Operational - NONOPER | Problem | RS
BRDGERS | Bridge Earth Retention System | Bridge Earth Retention System - BRDGERS | PHYDMGE | Physical Damage | Physical Damage - PHYDMGE | Problem | RS
BRDGERS | Bridge Earth Retention System | Bridge Earth Retention System - BRDGERS | UNSMELL | Unusual Smell | Unusual Smell - UNSMELL | Problem | RS
BRDGERS | Bridge Earth Retention System | Bridge Earth Retention System - BRDGERS | UNSMOKE | Unusual Smoke | Unusual Smoke - UNSMOKE | Problem | RS
BRDGERS | Bridge Earth Retention System | Bridge Earth Retention System - BRDGERS | CERSDET | Concrete earth retention system deteriorated | Concrete earth retention system deteriorated - CERSDET | Failure | RS
BRDGERS | Bridge Earth Retention System | Bridge Earth Retention System - BRDGERS | CERSSET | Concrete earth retention system settled | Concrete earth retention system settled - CERSSET | Failure | RS
BRDGERS | Bridge Earth Retention System | Bridge Earth Retention System - BRDGERS | GERSSET | Gabion earth retention system settled | Gabion earth retention system settled - GERSSET | Failure | RS
BRDGERS | Bridge Earth Retention System | Bridge Earth Retention System - BRDGERS | GWCERSET | Gabion wall cage earth retention system corroded | Gabion wall cage earth retention system corroded - GWCERSET | Failure | RS
BRDGERS | Bridge Earth Retention System | Bridge Earth Retention System - BRDGERS | RECODET | RECO earth retention system deteriorated | RECO earth retention system deteriorated - RECODET | Failure | RS
BRDGERS | Bridge Earth Retention System | Bridge Earth Retention System - BRDGERS | RTSSSET | Retained soil system settled | Retained soil system settled - RTSSSET | Failure | RS
BRDGERS | Bridge Earth Retention System | Bridge Earth Retention System - BRDGERS | SERSSET | Steel earth retention system corroded | Steel earth retention system corroded - SERSSET | Failure | RS
BRDGERS | Bridge Earth Retention System | Bridge Earth Retention System - BRDGERS | SLERSSET | Steel earth retention system settled | Steel earth retention system settled - SLERSSET | Failure | RS
BRDGERS | Bridge Earth Retention System | Bridge Earth Retention System - BRDGERS | SLERSTRT | Steel earth retention system timber post rotted | Steel earth retention system timber post rotted - SLERSTRT | Failure | RS
BRDGERS | Bridge Earth Retention System | Bridge Earth Retention System - BRDGERS | STERSDET | Stone earth retention system deteriorated | Stone earth retention system deteriorated - STERSDET | Failure | RS
BRDGERS | Bridge Earth Retention System | Bridge Earth Retention System - BRDGERS | STERSSET | Stone earth retention system settled | Stone earth retention system settled - STERSSET | Failure | RS
BRDGERS | Bridge Earth Retention System | Bridge Earth Retention System - BRDGERS | STNSPDET | Stone slope protection deteriorated | Stone slope protection deteriorated - STNSPDET | Failure | RS
BRDGERS | Bridge Earth Retention System | Bridge Earth Retention System - BRDGERS | TIMRWROT | Timber retaining wall rotted | Timber retaining wall rotted - TIMRWROT | Failure | RS
BRDGERS | Bridge Earth Retention System | Bridge Earth Retention System - BRDGERS | TMERSSET | Timber earth retention system settled | Timber earth retention system settled - TMERSSET | Failure | RS
BRDGERS | Bridge Earth Retention System | Bridge Earth Retention System - BRDGERS | ACCIDENT | Accident | Accident - ACCIDENT | Cause | RS
BRDGERS | Bridge Earth Retention System | Bridge Earth Retention System - BRDGERS | ACCWEAR | Accelerated Wear | Accelerated Wear - ACCWEAR | Cause | RS
BRDGERS | Bridge Earth Retention System | Bridge Earth Retention System - BRDGERS | ACTGOD | Weather condition/Forces of nature or Act of God | Weather condition/Forces of nature or Act of God - ACTGOD | Cause | RS
BRDGERS | Bridge Earth Retention System | Bridge Earth Retention System - BRDGERS | CONTAM | Contamination | Contamination - CONTAM | Cause | RS
BRDGERS | Bridge Earth Retention System | Bridge Earth Retention System - BRDGERS | DEFASSET | Defective Asset | Defective Asset - DEFASSET | Cause | RS
BRDGERS | Bridge Earth Retention System | Bridge Earth Retention System - BRDGERS | EXLOAD | Excessive Load | Excessive Load - EXLOAD | Cause | RS
BRDGERS | Bridge Earth Retention System | Bridge Earth Retention System - BRDGERS | IMPRMNT | Improper Maintenance | Improper Maintenance - IMPRMNT | Cause | RS
BRDGERS | Bridge Earth Retention System | Bridge Earth Retention System - BRDGERS | INSLUBR | Insufficient Lubrication | Insufficient Lubrication - INSLUBR | Cause | RS
BRDGERS | Bridge Earth Retention System | Bridge Earth Retention System - BRDGERS | LACKTRN | Lack of/ Inadequate Training | Lack of/ Inadequate Training - LACKTRN | Cause | RS
BRDGERS | Bridge Earth Retention System | Bridge Earth Retention System - BRDGERS | MISSCMP | Loose/ Missing Component | Loose/ Missing Component - MISSCMP | Cause | RS
BRDGERS | Bridge Earth Retention System | Bridge Earth Retention System - BRDGERS | NRMWEAR | Normal Wear | Normal Wear - NRMWEAR | Cause | RS
BRDGERS | Bridge Earth Retention System | Bridge Earth Retention System - BRDGERS | OTHER | Other (specify) | Other (specify) - OTHER | Cause | RS
BRDGERS | Bridge Earth Retention System | Bridge Earth Retention System - BRDGERS | PRINSTAL | Poor Installation | Poor Installation - PRINSTAL | Cause | RS
BRDGERS | Bridge Earth Retention System | Bridge Earth Retention System - BRDGERS | PROCISSU | Procedure Issue | Procedure Issue - PROCISSU | Cause | RS
BRDGERS | Bridge Earth Retention System | Bridge Earth Retention System - BRDGERS | UTLFAIL | Utility Failure | Utility Failure - UTLFAIL | Cause | RS
BRDGERS | Bridge Earth Retention System | Bridge Earth Retention System - BRDGERS | VNDLSM | Vandalism | Vandalism - VNDLSM | Cause | RS
BRDGERS | Bridge Earth Retention System | Bridge Earth Retention System - BRDGERS | WORNCMPT | Defective/ Worn Component | Defective/ Worn Component - WORNCMPT | Cause | RS
BRDGERS | Bridge Earth Retention System | Bridge Earth Retention System - BRDGERS | ADJUSTD | Adjusted | Adjusted - ADJUSTD | Action | RS
BRDGERS | Bridge Earth Retention System | Bridge Earth Retention System - BRDGERS | DECOMM | Decommission | Decommission - DECOMM | Action | RS
BRDGERS | Bridge Earth Retention System | Bridge Earth Retention System - BRDGERS | DECONTME | Decontaminate | Decontaminate - DECONTME | Action | RS
BRDGERS | Bridge Earth Retention System | Bridge Earth Retention System - BRDGERS | DONOTHIN | Do Nothing | Do Nothing - DONOTHIN | Action | RS
BRDGERS | Bridge Earth Retention System | Bridge Earth Retention System - BRDGERS | LUBRCTE | Lubricate | Lubricate - LUBRCTE | Action | RS
BRDGERS | Bridge Earth Retention System | Bridge Earth Retention System - BRDGERS | OTHER | Other (specify) | Other (specify) - OTHER | Action | RS
BRDGERS | Bridge Earth Retention System | Bridge Earth Retention System - BRDGERS | RECALBRT | Recalibrate | Recalibrate - RECALBRT | Action | RS
BRDGERS | Bridge Earth Retention System | Bridge Earth Retention System - BRDGERS | REMVOBT | Remove Obstruction | Remove Obstruction - REMVOBT | Action | RS
BRDGERS | Bridge Earth Retention System | Bridge Earth Retention System - BRDGERS | REPCMPT | Repair Component | Repair Component - REPCMPT | Action | RS
BRDGERS | Bridge Earth Retention System | Bridge Earth Retention System - BRDGERS | REPLASS | Replace Asset | Replace Asset - REPLASS | Action | RS
BRDGERS | Bridge Earth Retention System | Bridge Earth Retention System - BRDGERS | REPLCMPT | Replace Component | Replace Component - REPLCMPT | Action | RS
BRDGERS | Bridge Earth Retention System | Bridge Earth Retention System - BRDGERS | REPRASS | Repair Asset | Repair Asset - REPRASS | Action | RS
BRDGERS | Bridge Earth Retention System | Bridge Earth Retention System - BRDGERS | UPGRADES | Upgrade | Upgrade - UPGRADES | Action | RS
BRDGSPAN | Bridge Span | Bridge Span - BRDGSPAN | ABNTEMP | Abnormal Temprature | Abnormal Temprature - ABNTEMP | Problem | RS
BRDGSPAN | Bridge Span | Bridge Span - BRDGSPAN | CORROS | Corrosion | Corrosion - CORROS | Problem | RS
BRDGSPAN | Bridge Span | Bridge Span - BRDGSPAN | ELECTRIP | Electrical Trip Out | Electrical Trip Out - ELECTRIP | Problem | RS
BRDGSPAN | Bridge Span | Bridge Span - BRDGSPAN | EXNOISE | Excessive Noise | Excessive Noise - EXNOISE | Problem | RS
BRDGSPAN | Bridge Span | Bridge Span - BRDGSPAN | EXVIBRTN | Excessive Vibration | Excessive Vibration - EXVIBRTN | Problem | RS
BRDGSPAN | Bridge Span | Bridge Span - BRDGSPAN | JAMMEDEQ | Jammed Equipment | Jammed Equipment - JAMMEDEQ | Problem | RS
BRDGSPAN | Bridge Span | Bridge Span - BRDGSPAN | LEAKING | Leaking | Leaking - LEAKING | Problem | RS
BRDGSPAN | Bridge Span | Bridge Span - BRDGSPAN | LOWPERF | Low Performance | Low Performance - LOWPERF | Problem | RS
BRDGSPAN | Bridge Span | Bridge Span - BRDGSPAN | NONOPER | Non-Operational | Non-Operational - NONOPER | Problem | RS
BRDGSPAN | Bridge Span | Bridge Span - BRDGSPAN | PHYDMGE | Physical Damage | Physical Damage - PHYDMGE | Problem | RS
BRDGSPAN | Bridge Span | Bridge Span - BRDGSPAN | UNSMELL | Unusual Smell | Unusual Smell - UNSMELL | Problem | RS
BRDGSPAN | Bridge Span | Bridge Span - BRDGSPAN | UNSMOKE | Unusual Smoke | Unusual Smoke - UNSMOKE | Problem | RS
BRDGSPAN | Bridge Span | Bridge Span - BRDGSPAN | PCGDET | Pre-Stressed concrete girder (PCG) deteriorated | Pre-Stressed concrete girder (PCG) deteriorated - PCGDET | Failure | RS
BRDGSPAN | Bridge Span | Bridge Span - BRDGSPAN | PSCSUDET | Pre-stressed concrete superstructure deteriorated | Pre-stressed concrete superstructure deteriorated - PSCSUDET | Failure | RS
BRDGSPAN | Bridge Span | Bridge Span - BRDGSPAN | RCONJDET | Reinforced concrete superstructure joint deteriorated | Reinforced concrete superstructure joint deteriorated - RCONJDET | Failure | RS
BRDGSPAN | Bridge Span | Bridge Span - BRDGSPAN | RCONSDET | Reinforced concrete superstructure deteriorated | Reinforced concrete superstructure deteriorated - RCONSDET | Failure | RS
BRDGSPAN | Bridge Span | Bridge Span - BRDGSPAN | STLSCORR | Steel superstructure corroded | Steel superstructure corroded - STLSCORR | Failure | RS
BRDGSPAN | Bridge Span | Bridge Span - BRDGSPAN | STLSFAT | Steel superstructure fatigued | Steel superstructure fatigued - STLSFAT | Failure | RS
BRDGSPAN | Bridge Span | Bridge Span - BRDGSPAN | STLSLOSE | Steel superstructure fasteners loose or missing | Steel superstructure fasteners loose or missing - STLSLOSE | Failure | RS
BRDGSPAN | Bridge Span | Bridge Span - BRDGSPAN | UTLMISS | Suspended utility support bracket fasteners loose or missing | Suspended utility support bracket fasteners loose or missing - UTLMISS | Failure | RS
BRDGSPAN | Bridge Span | Bridge Span - BRDGSPAN | ACCIDENT | Accident | Accident - ACCIDENT | Cause | RS
BRDGSPAN | Bridge Span | Bridge Span - BRDGSPAN | ACCWEAR | Accelerated Wear | Accelerated Wear - ACCWEAR | Cause | RS
BRDGSPAN | Bridge Span | Bridge Span - BRDGSPAN | ACTGOD | Weather condition/Forces of nature or Act of God | Weather condition/Forces of nature or Act of God - ACTGOD | Cause | RS
BRDGSPAN | Bridge Span | Bridge Span - BRDGSPAN | CONTAM | Contamination | Contamination - CONTAM | Cause | RS
BRDGSPAN | Bridge Span | Bridge Span - BRDGSPAN | DEFASSET | Defective Asset | Defective Asset - DEFASSET | Cause | RS
BRDGSPAN | Bridge Span | Bridge Span - BRDGSPAN | EXLOAD | Excessive Load | Excessive Load - EXLOAD | Cause | RS
BRDGSPAN | Bridge Span | Bridge Span - BRDGSPAN | IMPRMNT | Improper Maintenance | Improper Maintenance - IMPRMNT | Cause | RS
BRDGSPAN | Bridge Span | Bridge Span - BRDGSPAN | INSLUBR | Insufficient Lubrication | Insufficient Lubrication - INSLUBR | Cause | RS
BRDGSPAN | Bridge Span | Bridge Span - BRDGSPAN | LACKTRN | Lack of/ Inadequate Training | Lack of/ Inadequate Training - LACKTRN | Cause | RS
BRDGSPAN | Bridge Span | Bridge Span - BRDGSPAN | MISSCMP | Loose/ Missing Component | Loose/ Missing Component - MISSCMP | Cause | RS
BRDGSPAN | Bridge Span | Bridge Span - BRDGSPAN | NRMWEAR | Normal Wear | Normal Wear - NRMWEAR | Cause | RS
BRDGSPAN | Bridge Span | Bridge Span - BRDGSPAN | OTHER | Other (specify) | Other (specify) - OTHER | Cause | RS
BRDGSPAN | Bridge Span | Bridge Span - BRDGSPAN | PRINSTAL | Poor Installation | Poor Installation - PRINSTAL | Cause | RS
BRDGSPAN | Bridge Span | Bridge Span - BRDGSPAN | PROCISSU | Procedure Issue | Procedure Issue - PROCISSU | Cause | RS
BRDGSPAN | Bridge Span | Bridge Span - BRDGSPAN | UTLFAIL | Utility Failure | Utility Failure - UTLFAIL | Cause | RS
BRDGSPAN | Bridge Span | Bridge Span - BRDGSPAN | VNDLSM | Vandalism | Vandalism - VNDLSM | Cause | RS
BRDGSPAN | Bridge Span | Bridge Span - BRDGSPAN | WORNCMPT | Defective/ Worn Component | Defective/ Worn Component - WORNCMPT | Cause | RS
BRDGSPAN | Bridge Span | Bridge Span - BRDGSPAN | ADJUSTD | Adjusted | Adjusted - ADJUSTD | Action | RS
BRDGSPAN | Bridge Span | Bridge Span - BRDGSPAN | DECOMM | Decommission | Decommission - DECOMM | Action | RS
BRDGSPAN | Bridge Span | Bridge Span - BRDGSPAN | DECONTME | Decontaminate | Decontaminate - DECONTME | Action | RS
BRDGSPAN | Bridge Span | Bridge Span - BRDGSPAN | DONOTHIN | Do Nothing | Do Nothing - DONOTHIN | Action | RS
BRDGSPAN | Bridge Span | Bridge Span - BRDGSPAN | LUBRCTE | Lubricate | Lubricate - LUBRCTE | Action | RS
BRDGSPAN | Bridge Span | Bridge Span - BRDGSPAN | OTHER | Other (specify) | Other (specify) - OTHER | Action | RS
BRDGSPAN | Bridge Span | Bridge Span - BRDGSPAN | RECALBRT | Recalibrate | Recalibrate - RECALBRT | Action | RS
BRDGSPAN | Bridge Span | Bridge Span - BRDGSPAN | REMVOBT | Remove Obstruction | Remove Obstruction - REMVOBT | Action | RS
BRDGSPAN | Bridge Span | Bridge Span - BRDGSPAN | REPCMPT | Repair Component | Repair Component - REPCMPT | Action | RS
BRDGSPAN | Bridge Span | Bridge Span - BRDGSPAN | REPLASS | Replace Asset | Replace Asset - REPLASS | Action | RS
BRDGSPAN | Bridge Span | Bridge Span - BRDGSPAN | REPLCMPT | Replace Component | Replace Component - REPLCMPT | Action | RS
BRDGSPAN | Bridge Span | Bridge Span - BRDGSPAN | REPRASS | Repair Asset | Repair Asset - REPRASS | Action | RS
BRDGSPAN | Bridge Span | Bridge Span - BRDGSPAN | UPGRADES | Upgrade | Upgrade - UPGRADES | Action | RS
CARPSYS | Car Puller System | Car Puller System - CARPSYS | ABNTEMP | Abnormal Temprature | Abnormal Temprature - ABNTEMP | Problem | RS
CARPSYS | Car Puller System | Car Puller System - CARPSYS | CORROS | Corrosion | Corrosion - CORROS | Problem | RS
CARPSYS | Car Puller System | Car Puller System - CARPSYS | ELECTRIP | Electrical Trip Out | Electrical Trip Out - ELECTRIP | Problem | RS
CARPSYS | Car Puller System | Car Puller System - CARPSYS | EXNOISE | Excessive Noise | Excessive Noise - EXNOISE | Problem | RS
CARPSYS | Car Puller System | Car Puller System - CARPSYS | EXVIBRTN | Excessive Vibration | Excessive Vibration - EXVIBRTN | Problem | RS
CARPSYS | Car Puller System | Car Puller System - CARPSYS | JAMMEDEQ | Jammed Equipment | Jammed Equipment - JAMMEDEQ | Problem | RS
CARPSYS | Car Puller System | Car Puller System - CARPSYS | LEAKING | Leaking | Leaking - LEAKING | Problem | RS
CARPSYS | Car Puller System | Car Puller System - CARPSYS | LOWPERF | Low Performance | Low Performance - LOWPERF | Problem | RS
CARPSYS | Car Puller System | Car Puller System - CARPSYS | NONOPER | Non-Operational | Non-Operational - NONOPER | Problem | RS
CARPSYS | Car Puller System | Car Puller System - CARPSYS | PHYDMGE | Physical Damage | Physical Damage - PHYDMGE | Problem | RS
CARPSYS | Car Puller System | Car Puller System - CARPSYS | UNSMELL | Unusual Smell | Unusual Smell - UNSMELL | Problem | RS
CARPSYS | Car Puller System | Car Puller System - CARPSYS | UNSMOKE | Unusual Smoke | Unusual Smoke - UNSMOKE | Problem | RS
CARPSYS | Car Puller System | Car Puller System - CARPSYS | CASEDET | Casing / Mount deteriorated and/or loosened | Casing / Mount deteriorated and/or loosened - CASEDET | Failure | RS
CARPSYS | Car Puller System | Car Puller System - CARPSYS | GROILDET | Gear reduction oil seals deteriorated | Gear reduction oil seals deteriorated - GROILDET | Failure | RS
CARPSYS | Car Puller System | Car Puller System - CARPSYS | GRSYSDET | Gear reduction system oil deteriorated | Gear reduction system oil deteriorated - GRSYSDET | Failure | RS
CARPSYS | Car Puller System | Car Puller System - CARPSYS | MECHDET | Car puller mechanical/drive components deteriorated | Car puller mechanical/drive components deteriorated - MECHDET | Failure | RS
CARPSYS | Car Puller System | Car Puller System - CARPSYS | SAFEWORN | Car puller safety brake worn | Car puller safety brake worn - SAFEWORN | Failure | RS
CARPSYS | Car Puller System | Car Puller System - CARPSYS | ACCIDENT | Accident | Accident - ACCIDENT | Cause | RS
CARPSYS | Car Puller System | Car Puller System - CARPSYS | ACCWEAR | Accelerated Wear | Accelerated Wear - ACCWEAR | Cause | RS
CARPSYS | Car Puller System | Car Puller System - CARPSYS | ACTGOD | Weather condition/Forces of nature or Act of God | Weather condition/Forces of nature or Act of God - ACTGOD | Cause | RS
CARPSYS | Car Puller System | Car Puller System - CARPSYS | CONTAM | Contamination | Contamination - CONTAM | Cause | RS
CARPSYS | Car Puller System | Car Puller System - CARPSYS | DEFASSET | Defective Asset | Defective Asset - DEFASSET | Cause | RS
CARPSYS | Car Puller System | Car Puller System - CARPSYS | EXLOAD | Excessive Load | Excessive Load - EXLOAD | Cause | RS
CARPSYS | Car Puller System | Car Puller System - CARPSYS | IMPRMNT | Improper Maintenance | Improper Maintenance - IMPRMNT | Cause | RS
CARPSYS | Car Puller System | Car Puller System - CARPSYS | INSLUBR | Insufficient Lubrication | Insufficient Lubrication - INSLUBR | Cause | RS
CARPSYS | Car Puller System | Car Puller System - CARPSYS | LACKTRN | Lack of/ Inadequate Training | Lack of/ Inadequate Training - LACKTRN | Cause | RS
CARPSYS | Car Puller System | Car Puller System - CARPSYS | MISSCMP | Loose/ Missing Component | Loose/ Missing Component - MISSCMP | Cause | RS
CARPSYS | Car Puller System | Car Puller System - CARPSYS | NRMWEAR | Normal Wear | Normal Wear - NRMWEAR | Cause | RS
CARPSYS | Car Puller System | Car Puller System - CARPSYS | OTHER | Other (specify) | Other (specify) - OTHER | Cause | RS
CARPSYS | Car Puller System | Car Puller System - CARPSYS | PRINSTAL | Poor Installation | Poor Installation - PRINSTAL | Cause | RS
CARPSYS | Car Puller System | Car Puller System - CARPSYS | PROCISSU | Procedure Issue | Procedure Issue - PROCISSU | Cause | RS
CARPSYS | Car Puller System | Car Puller System - CARPSYS | UTLFAIL | Utility Failure | Utility Failure - UTLFAIL | Cause | RS
CARPSYS | Car Puller System | Car Puller System - CARPSYS | VNDLSM | Vandalism | Vandalism - VNDLSM | Cause | RS
CARPSYS | Car Puller System | Car Puller System - CARPSYS | WORNCMPT | Defective/ Worn Component | Defective/ Worn Component - WORNCMPT | Cause | RS
CARPSYS | Car Puller System | Car Puller System - CARPSYS | ADJUSTD | Adjusted | Adjusted - ADJUSTD | Action | RS
CARPSYS | Car Puller System | Car Puller System - CARPSYS | DECOMM | Decommission | Decommission - DECOMM | Action | RS
CARPSYS | Car Puller System | Car Puller System - CARPSYS | DECONTME | Decontaminate | Decontaminate - DECONTME | Action | RS
CARPSYS | Car Puller System | Car Puller System - CARPSYS | DONOTHIN | Do Nothing | Do Nothing - DONOTHIN | Action | RS
CARPSYS | Car Puller System | Car Puller System - CARPSYS | LUBRCTE | Lubricate | Lubricate - LUBRCTE | Action | RS
CARPSYS | Car Puller System | Car Puller System - CARPSYS | OTHER | Other (specify) | Other (specify) - OTHER | Action | RS
CARPSYS | Car Puller System | Car Puller System - CARPSYS | RECALBRT | Recalibrate | Recalibrate - RECALBRT | Action | RS
CARPSYS | Car Puller System | Car Puller System - CARPSYS | REMVOBT | Remove Obstruction | Remove Obstruction - REMVOBT | Action | RS
CARPSYS | Car Puller System | Car Puller System - CARPSYS | REPCMPT | Repair Component | Repair Component - REPCMPT | Action | RS
CARPSYS | Car Puller System | Car Puller System - CARPSYS | REPLASS | Replace Asset | Replace Asset - REPLASS | Action | RS
CARPSYS | Car Puller System | Car Puller System - CARPSYS | REPLCMPT | Replace Component | Replace Component - REPLCMPT | Action | RS
CARPSYS | Car Puller System | Car Puller System - CARPSYS | REPRASS | Repair Asset | Repair Asset - REPRASS | Action | RS
CARPSYS | Car Puller System | Car Puller System - CARPSYS | UPGRADES | Upgrade | Upgrade - UPGRADES | Action | RS
CHCKVLV | Check Valve (>100mm) | Check Valve (>100mm) - CHCKVLV | ABNTEMP | Abnormal Temprature | Abnormal Temprature - ABNTEMP | Problem | RS
CHCKVLV | Check Valve (>100mm) | Check Valve (>100mm) - CHCKVLV | CORROS | Corrosion | Corrosion - CORROS | Problem | RS
CHCKVLV | Check Valve (>100mm) | Check Valve (>100mm) - CHCKVLV | ELECTRIP | Electrical Trip Out | Electrical Trip Out - ELECTRIP | Problem | RS
CHCKVLV | Check Valve (>100mm) | Check Valve (>100mm) - CHCKVLV | EXNOISE | Excessive Noise | Excessive Noise - EXNOISE | Problem | RS
CHCKVLV | Check Valve (>100mm) | Check Valve (>100mm) - CHCKVLV | EXPLIFE1 | Expired Life | Expired Life - EXPLIFE1 | Problem | RS
CHCKVLV | Check Valve (>100mm) | Check Valve (>100mm) - CHCKVLV | EXVIBRTN | Excessive Vibration | Excessive Vibration - EXVIBRTN | Problem | RS
CHCKVLV | Check Valve (>100mm) | Check Valve (>100mm) - CHCKVLV | JAMMEDEQ | Jammed Equipment | Jammed Equipment - JAMMEDEQ | Problem | RS
CHCKVLV | Check Valve (>100mm) | Check Valve (>100mm) - CHCKVLV | LEAKING | Leaking | Leaking - LEAKING | Problem | RS
CHCKVLV | Check Valve (>100mm) | Check Valve (>100mm) - CHCKVLV | LEAKING5 | Leaking | Leaking - LEAKING5 | Problem | RS
CHCKVLV | Check Valve (>100mm) | Check Valve (>100mm) - CHCKVLV | LOWPERF | Low Performance | Low Performance - LOWPERF | Problem | RS
CHCKVLV | Check Valve (>100mm) | Check Valve (>100mm) - CHCKVLV | NONATI2 | Not Operational | Not Operational - NONATI2 | Problem | RS
CHCKVLV | Check Valve (>100mm) | Check Valve (>100mm) - CHCKVLV | NONOPER | Non-Operational | Non-Operational - NONOPER | Problem | RS
CHCKVLV | Check Valve (>100mm) | Check Valve (>100mm) - CHCKVLV | PHYDMGE | Physical Damage | Physical Damage - PHYDMGE | Problem | RS
CHCKVLV | Check Valve (>100mm) | Check Valve (>100mm) - CHCKVLV | UNSMELL | Unusual Smell | Unusual Smell - UNSMELL | Problem | RS
CHCKVLV | Check Valve (>100mm) | Check Valve (>100mm) - CHCKVLV | UNSMOKE | Unusual Smoke | Unusual Smoke - UNSMOKE | Problem | RS
CHCKVLV | Check Valve (>100mm) | Check Valve (>100mm) - CHCKVLV | BLOCINL1 | Blocked Inlet/Outlet | Blocked Inlet/Outlet - BLOCINL1 | Failure | RS
CHCKVLV | Check Valve (>100mm) | Check Valve (>100mm) - CHCKVLV | BROKSEL1 | Broken Seal | Broken Seal - BROKSEL1 | Failure | RS
CHCKVLV | Check Valve (>100mm) | Check Valve (>100mm) - CHCKVLV | CVALCON | Check Valve contaminated | Check Valve contaminated - CVALCON | Failure | RS
CHCKVLV | Check Valve (>100mm) | Check Valve (>100mm) - CHCKVLV | CVALFAIL | Check valve failed | Check valve failed - CVALFAIL | Failure | RS
CHCKVLV | Check Valve (>100mm) | Check Valve (>100mm) - CHCKVLV | CVALWORN | Check Valve components worn | Check Valve components worn - CVALWORN | Failure | RS
CHCKVLV | Check Valve (>100mm) | Check Valve (>100mm) - CHCKVLV | EXPILI1 | Expired Life | Expired Life - EXPILI1 | Failure | RS
CHCKVLV | Check Valve (>100mm) | Check Valve (>100mm) - CHCKVLV | WORNSE4 | Worn Seal | Worn Seal - WORNSE4 | Failure | RS
CHCKVLV | Check Valve (>100mm) | Check Valve (>100mm) - CHCKVLV | ACCIDENT | Accident | Accident - ACCIDENT | Cause | RS
CHCKVLV | Check Valve (>100mm) | Check Valve (>100mm) - CHCKVLV | ACCWEAR | Accelerated Wear | Accelerated Wear - ACCWEAR | Cause | RS
CHCKVLV | Check Valve (>100mm) | Check Valve (>100mm) - CHCKVLV | ACTGOD | Weather condition/Forces of nature or Act of God | Weather condition/Forces of nature or Act of God - ACTGOD | Cause | RS
CHCKVLV | Check Valve (>100mm) | Check Valve (>100mm) - CHCKVLV | AGING120 | Aging | Aging - AGING120 | Cause | RS
CHCKVLV | Check Valve (>100mm) | Check Valve (>100mm) - CHCKVLV | AGING56 | Aging | Aging - AGING56 | Cause | RS
CHCKVLV | Check Valve (>100mm) | Check Valve (>100mm) - CHCKVLV | CONTAM | Contamination | Contamination - CONTAM | Cause | RS
CHCKVLV | Check Valve (>100mm) | Check Valve (>100mm) - CHCKVLV | CONTAM22 | Contamination | Contamination - CONTAM22 | Cause | RS
CHCKVLV | Check Valve (>100mm) | Check Valve (>100mm) - CHCKVLV | DEFASSET | Defective Asset | Defective Asset - DEFASSET | Cause | RS
CHCKVLV | Check Valve (>100mm) | Check Valve (>100mm) - CHCKVLV | EXLOAD | Excessive Load | Excessive Load - EXLOAD | Cause | RS
CHCKVLV | Check Valve (>100mm) | Check Valve (>100mm) - CHCKVLV | IMPRMNT | Improper Maintenance | Improper Maintenance - IMPRMNT | Cause | RS
CHCKVLV | Check Valve (>100mm) | Check Valve (>100mm) - CHCKVLV | IMPROP1 | Improper Operation | Improper Operation - IMPROP1 | Cause | RS
CHCKVLV | Check Valve (>100mm) | Check Valve (>100mm) - CHCKVLV | INSLUBR | Insufficient Lubrication | Insufficient Lubrication - INSLUBR | Cause | RS
CHCKVLV | Check Valve (>100mm) | Check Valve (>100mm) - CHCKVLV | LACKTRN | Lack of/ Inadequate Training | Lack of/ Inadequate Training - LACKTRN | Cause | RS
CHCKVLV | Check Valve (>100mm) | Check Valve (>100mm) - CHCKVLV | MISSCMP | Loose/ Missing Component | Loose/ Missing Component - MISSCMP | Cause | RS
CHCKVLV | Check Valve (>100mm) | Check Valve (>100mm) - CHCKVLV | NRMWEAR | Normal Wear | Normal Wear - NRMWEAR | Cause | RS
CHCKVLV | Check Valve (>100mm) | Check Valve (>100mm) - CHCKVLV | OTHER | Other (specify) | Other (specify) - OTHER | Cause | RS
CHCKVLV | Check Valve (>100mm) | Check Valve (>100mm) - CHCKVLV | PRINSTAL | Poor Installation | Poor Installation - PRINSTAL | Cause | RS
CHCKVLV | Check Valve (>100mm) | Check Valve (>100mm) - CHCKVLV | PROCISSU | Procedure Issue | Procedure Issue - PROCISSU | Cause | RS
CHCKVLV | Check Valve (>100mm) | Check Valve (>100mm) - CHCKVLV | UTLFAIL | Utility Failure | Utility Failure - UTLFAIL | Cause | RS
CHCKVLV | Check Valve (>100mm) | Check Valve (>100mm) - CHCKVLV | VNDLSM | Vandalism | Vandalism - VNDLSM | Cause | RS
CHCKVLV | Check Valve (>100mm) | Check Valve (>100mm) - CHCKVLV | WORNCMPT | Defective/ Worn Component | Defective/ Worn Component - WORNCMPT | Cause | RS
CHCKVLV | Check Valve (>100mm) | Check Valve (>100mm) - CHCKVLV | ADJUSTD | Adjusted | Adjusted - ADJUSTD | Action | RS
CHCKVLV | Check Valve (>100mm) | Check Valve (>100mm) - CHCKVLV | DECOMM | Decommission | Decommission - DECOMM | Action | RS
CHCKVLV | Check Valve (>100mm) | Check Valve (>100mm) - CHCKVLV | DECONTME | Decontaminate | Decontaminate - DECONTME | Action | RS
CHCKVLV | Check Valve (>100mm) | Check Valve (>100mm) - CHCKVLV | DONOTHIN | Do Nothing | Do Nothing - DONOTHIN | Action | RS
CHCKVLV | Check Valve (>100mm) | Check Valve (>100mm) - CHCKVLV | LUBRCTE | Lubricate | Lubricate - LUBRCTE | Action | RS
CHCKVLV | Check Valve (>100mm) | Check Valve (>100mm) - CHCKVLV | OTHER | Other (specify) | Other (specify) - OTHER | Action | RS
CHCKVLV | Check Valve (>100mm) | Check Valve (>100mm) - CHCKVLV | RECALBRT | Recalibrate | Recalibrate - RECALBRT | Action | RS
CHCKVLV | Check Valve (>100mm) | Check Valve (>100mm) - CHCKVLV | REMVOBT | Remove Obstruction | Remove Obstruction - REMVOBT | Action | RS
CHCKVLV | Check Valve (>100mm) | Check Valve (>100mm) - CHCKVLV | REPAIR | Repair | Repair - REPAIR | Action | RS
CHCKVLV | Check Valve (>100mm) | Check Valve (>100mm) - CHCKVLV | REPCMPT | Repair Component | Repair Component - REPCMPT | Action | RS
CHCKVLV | Check Valve (>100mm) | Check Valve (>100mm) - CHCKVLV | REPLACE | Replace | Replace - REPLACE | Action | RS
CHCKVLV | Check Valve (>100mm) | Check Valve (>100mm) - CHCKVLV | REPLASS | Replace Asset | Replace Asset - REPLASS | Action | RS
CHCKVLV | Check Valve (>100mm) | Check Valve (>100mm) - CHCKVLV | REPLCMPT | Replace Component | Replace Component - REPLCMPT | Action | RS
CHCKVLV | Check Valve (>100mm) | Check Valve (>100mm) - CHCKVLV | REPRASS | Repair Asset | Repair Asset - REPRASS | Action | RS
CHCKVLV | Check Valve (>100mm) | Check Valve (>100mm) - CHCKVLV | UPGRADES | Upgrade | Upgrade - UPGRADES | Action | RS
CHLR | Chiller | Chiller - CHLR | ABNTEMP | Abnormal Temprature | Abnormal Temprature - ABNTEMP | Problem | RS
CHLR | Chiller | Chiller - CHLR | CMPNWRK1 | Compressor Not Working | Compressor Not Working - CMPNWRK1 | Problem | RS
CHLR | Chiller | Chiller - CHLR | CNDSNOP1 | Condenser Not Operational | Condenser Not Operational - CNDSNOP1 | Problem | RS
CHLR | Chiller | Chiller - CHLR | CORROS | Corrosion | Corrosion - CORROS | Problem | RS
CHLR | Chiller | Chiller - CHLR | ELECTRIP | Electrical Trip Out | Electrical Trip Out - ELECTRIP | Problem | RS
CHLR | Chiller | Chiller - CHLR | EXNOISE | Excessive Noise | Excessive Noise - EXNOISE | Problem | RS
CHLR | Chiller | Chiller - CHLR | EXVIBRTN | Excessive Vibration | Excessive Vibration - EXVIBRTN | Problem | RS
CHLR | Chiller | Chiller - CHLR | JAMMEDEQ | Jammed Equipment | Jammed Equipment - JAMMEDEQ | Problem | RS
CHLR | Chiller | Chiller - CHLR | LEAKING | Leaking | Leaking - LEAKING | Problem | RS
CHLR | Chiller | Chiller - CHLR | LEAKING3 | Leaking | Leaking - LEAKING3 | Problem | RS
CHLR | Chiller | Chiller - CHLR | LOWPERF | Low Performance | Low Performance - LOWPERF | Problem | RS
CHLR | Chiller | Chiller - CHLR | NONOPER | Non-Operational | Non-Operational - NONOPER | Problem | RS
CHLR | Chiller | Chiller - CHLR | NONOPER4 | Non-Operational | Non-Operational - NONOPER4 | Problem | RS
CHLR | Chiller | Chiller - CHLR | PHYDMGE | Physical Damage | Physical Damage - PHYDMGE | Problem | RS
CHLR | Chiller | Chiller - CHLR | RSTAFOW1 | Restricted Air Flow | Restricted Air Flow - RSTAFOW1 | Problem | RS
CHLR | Chiller | Chiller - CHLR | RSTDRGE1 | Restricted Drainage | Restricted Drainage - RSTDRGE1 | Problem | RS
CHLR | Chiller | Chiller - CHLR | UNSMELL | Unusual Smell | Unusual Smell - UNSMELL | Problem | RS
CHLR | Chiller | Chiller - CHLR | UNSMOKE | Unusual Smoke | Unusual Smoke - UNSMOKE | Problem | RS
CHLR | Chiller | Chiller - CHLR | BROKPIP1 | Broken Pipe | Broken Pipe - BROKPIP1 | Failure | RS
CHLR | Chiller | Chiller - CHLR | CCOMFAIL | HVAC chiller unit compressor failed. | HVAC chiller unit compressor failed. - CCOMFAIL | Failure | RS
CHLR | Chiller | Chiller - CHLR | CCTLFAIL | HVAC Chiller Control System failed | HVAC Chiller Control System failed - CCTLFAIL | Failure | RS
CHLR | Chiller | Chiller - CHLR | CLINEDET | Chiller/evaporator refrigerant lines/connections deteriorated | Chiller/evaporator refrigerant lines/connections deteriorated - CLINEDET | Failure | RS
CHLR | Chiller | Chiller - CHLR | CLOGDR2 | Clogged Drain | Clogged Drain - CLOGDR2 | Failure | RS
CHLR | Chiller | Chiller - CHLR | CMTRFAIL | HVAC chiller compressor motor failed | HVAC chiller compressor motor failed - CMTRFAIL | Failure | RS
CHLR | Chiller | Chiller - CHLR | CMTRLUB | HVAC chiller pump/motor insufficiently lubricated | HVAC chiller pump/motor insufficiently lubricated - CMTRLUB | Failure | RS
CHLR | Chiller | Chiller - CHLR | COILCONT | Chiller compressor oil contaminated | Chiller compressor oil contaminated - COILCONT | Failure | RS
CHLR | Chiller | Chiller - CHLR | CUNITDET | HVAC chiller unit deteriorated | HVAC chiller unit deteriorated - CUNITDET | Failure | RS
CHLR | Chiller | Chiller - CHLR | CWTRCONT | Chiller coil water tubes internally contaminated and/or deteriorated | Chiller coil water tubes internally contaminated and/or deteriorated - CWTRCONT | Failure | RS
CHLR | Chiller | Chiller - CHLR | CWTRDET | Chiller/evaporator water lines/connections deteriorated | Chiller/evaporator water lines/connections deteriorated - CWTRDET | Failure | RS
CHLR | Chiller | Chiller - CHLR | DAMAFI1 | Damaged Fins | Damaged Fins - DAMAFI1 | Failure | RS
CHLR | Chiller | Chiller - CHLR | DEFECO1 | Defective Coil | Defective Coil - DEFECO1 | Failure | RS
CHLR | Chiller | Chiller - CHLR | DEFEMO3 | Defected Motor | Defected Motor - DEFEMO3 | Failure | RS
CHLR | Chiller | Chiller - CHLR | DEFESE1 | Defected Sensor | Defected Sensor - DEFESE1 | Failure | RS
CHLR | Chiller | Chiller - CHLR | DEFPRSE1 | Defective Pressure Sensor | Defective Pressure Sensor - DEFPRSE1 | Failure | RS
CHLR | Chiller | Chiller - CHLR | DEFPRW1 | Defective Pressure Switch | Defective Pressure Switch - DEFPRW1 | Failure | RS
CHLR | Chiller | Chiller - CHLR | LOOSELC1 | Loose Elec. Connections | Loose Elec. Connections - LOOSELC1 | Failure | RS
CHLR | Chiller | Chiller - CHLR | NOPOWER1 | No Power | No Power - NOPOWER1 | Failure | RS
CHLR | Chiller | Chiller - CHLR | SEIZFA1 | Seized Fan | Seized Fan - SEIZFA1 | Failure | RS
CHLR | Chiller | Chiller - CHLR | SEIZMO1 | Seized Motor | Seized Motor - SEIZMO1 | Failure | RS
CHLR | Chiller | Chiller - CHLR | WORNBL1 | Worn Belt | Worn Belt - WORNBL1 | Failure | RS
CHLR | Chiller | Chiller - CHLR | WORNSE2 | Worn Seal | Worn Seal - WORNSE2 | Failure | RS
CHLR | Chiller | Chiller - CHLR | ACCIDENT | Accident | Accident - ACCIDENT | Cause | RS
CHLR | Chiller | Chiller - CHLR | ACCWEAR | Accelerated Wear | Accelerated Wear - ACCWEAR | Cause | RS
CHLR | Chiller | Chiller - CHLR | ACTGOD | Weather condition/Forces of nature or Act of God | Weather condition/Forces of nature or Act of God - ACTGOD | Cause | RS
CHLR | Chiller | Chiller - CHLR | AGING10 | Aging | Aging - AGING10 | Cause | RS
CHLR | Chiller | Chiller - CHLR | AGING107 | Aging | Aging - AGING107 | Cause | RS
CHLR | Chiller | Chiller - CHLR | AGING7 | Aging | Aging - AGING7 | Cause | RS
CHLR | Chiller | Chiller - CHLR | AGING72 | Aging | Aging - AGING72 | Cause | RS
CHLR | Chiller | Chiller - CHLR | BELTMA3 | Belt Material | Belt Material - BELTMA3 | Cause | RS
CHLR | Chiller | Chiller - CHLR | CONTAM | Contamination | Contamination - CONTAM | Cause | RS
CHLR | Chiller | Chiller - CHLR | CONTAM21 | Contamination | Contamination - CONTAM21 | Cause | RS
CHLR | Chiller | Chiller - CHLR | CONTAM27 | Contamination | Contamination - CONTAM27 | Cause | RS
CHLR | Chiller | Chiller - CHLR | CORRS2 | Corrosion | Corrosion - CORRS2 | Cause | RS
CHLR | Chiller | Chiller - CHLR | CORRS7 | Corrosion | Corrosion - CORRS7 | Cause | RS
CHLR | Chiller | Chiller - CHLR | CRBRTR1 | Circuit Breaker Trip | Circuit Breaker Trip - CRBRTR1 | Cause | RS
CHLR | Chiller | Chiller - CHLR | DEFASSET | Defective Asset | Defective Asset - DEFASSET | Cause | RS
CHLR | Chiller | Chiller - CHLR | ELECFA66 | Electrical Fault | Electrical Fault - ELECFA66 | Cause | RS
CHLR | Chiller | Chiller - CHLR | EXLOAD | Excessive Load | Excessive Load - EXLOAD | Cause | RS
CHLR | Chiller | Chiller - CHLR | IMPRIN18 | Improper Installation | Improper Installation - IMPRIN18 | Cause | RS
CHLR | Chiller | Chiller - CHLR | IMPRIN21 | Improper Installation | Improper Installation - IMPRIN21 | Cause | RS
CHLR | Chiller | Chiller - CHLR | IMPRM39 | Improper Maintenance | Improper Maintenance - IMPRM39 | Cause | RS
CHLR | Chiller | Chiller - CHLR | IMPRM43 | Improper Maintenance | Improper Maintenance - IMPRM43 | Cause | RS
CHLR | Chiller | Chiller - CHLR | IMPRM44 | Improper Maintenance | Improper Maintenance - IMPRM44 | Cause | RS
CHLR | Chiller | Chiller - CHLR | IMPRM50 | Improper Maintenance | Improper Maintenance - IMPRM50 | Cause | RS
CHLR | Chiller | Chiller - CHLR | IMPRM58 | Improper Maintenance | Improper Maintenance - IMPRM58 | Cause | RS
CHLR | Chiller | Chiller - CHLR | IMPRMNT | Improper Maintenance | Improper Maintenance - IMPRMNT | Cause | RS
CHLR | Chiller | Chiller - CHLR | INSLUBR | Insufficient Lubrication | Insufficient Lubrication - INSLUBR | Cause | RS
CHLR | Chiller | Chiller - CHLR | LACKTRN | Lack of/ Inadequate Training | Lack of/ Inadequate Training - LACKTRN | Cause | RS
CHLR | Chiller | Chiller - CHLR | MISSCMP | Loose/ Missing Component | Loose/ Missing Component - MISSCMP | Cause | RS
CHLR | Chiller | Chiller - CHLR | NORMW2 | Normal Wear | Normal Wear - NORMW2 | Cause | RS
CHLR | Chiller | Chiller - CHLR | NORMW34 | Normal Wear | Normal Wear - NORMW34 | Cause | RS
CHLR | Chiller | Chiller - CHLR | NORMW6 | Normal Wear | Normal Wear - NORMW6 | Cause | RS
CHLR | Chiller | Chiller - CHLR | NRMWEAR | Normal Wear | Normal Wear - NRMWEAR | Cause | RS
CHLR | Chiller | Chiller - CHLR | OTHER | Other (specify) | Other (specify) - OTHER | Cause | RS
CHLR | Chiller | Chiller - CHLR | PRINSTAL | Poor Installation | Poor Installation - PRINSTAL | Cause | RS
CHLR | Chiller | Chiller - CHLR | PROCISSU | Procedure Issue | Procedure Issue - PROCISSU | Cause | RS
CHLR | Chiller | Chiller - CHLR | UTLFAIL | Utility Failure | Utility Failure - UTLFAIL | Cause | RS
CHLR | Chiller | Chiller - CHLR | VANDL1 | Vandalism | Vandalism - VANDL1 | Cause | RS
CHLR | Chiller | Chiller - CHLR | VANDL8 | Vandalism | Vandalism - VANDL8 | Cause | RS
CHLR | Chiller | Chiller - CHLR | VNDLSM | Vandalism | Vandalism - VNDLSM | Cause | RS
CHLR | Chiller | Chiller - CHLR | WORNCMPT | Defective/ Worn Component | Defective/ Worn Component - WORNCMPT | Cause | RS
CHLR | Chiller | Chiller - CHLR | ADJUSTD | Adjusted | Adjusted - ADJUSTD | Action | RS
CHLR | Chiller | Chiller - CHLR | DECOMM | Decommission | Decommission - DECOMM | Action | RS
CHLR | Chiller | Chiller - CHLR | DECONTME | Decontaminate | Decontaminate - DECONTME | Action | RS
CHLR | Chiller | Chiller - CHLR | DONOTHIN | Do Nothing | Do Nothing - DONOTHIN | Action | RS
CHLR | Chiller | Chiller - CHLR | LUBRCTE | Lubricate | Lubricate - LUBRCTE | Action | RS
CHLR | Chiller | Chiller - CHLR | OTHER | Other (specify) | Other (specify) - OTHER | Action | RS
CHLR | Chiller | Chiller - CHLR | RECALBRT | Recalibrate | Recalibrate - RECALBRT | Action | RS
CHLR | Chiller | Chiller - CHLR | REMVOBT | Remove Obstruction | Remove Obstruction - REMVOBT | Action | RS
CHLR | Chiller | Chiller - CHLR | REPAIR | Repair | Repair - REPAIR | Action | RS
CHLR | Chiller | Chiller - CHLR | REPCMPT | Repair Component | Repair Component - REPCMPT | Action | RS
CHLR | Chiller | Chiller - CHLR | REPLACE | Replace | Replace - REPLACE | Action | RS
CHLR | Chiller | Chiller - CHLR | REPLASS | Replace Asset | Replace Asset - REPLASS | Action | RS
CHLR | Chiller | Chiller - CHLR | REPLCMPT | Replace Component | Replace Component - REPLCMPT | Action | RS
CHLR | Chiller | Chiller - CHLR | REPRASS | Repair Asset | Repair Asset - REPRASS | Action | RS
CHLR | Chiller | Chiller - CHLR | REPRSUP | Report To Supervisor | Report To Supervisor - REPRSUP | Action | RS
CHLR | Chiller | Chiller - CHLR | RESET | Reset | Reset - RESET | Action | RS
CHLR | Chiller | Chiller - CHLR | UPGRADES | Upgrade | Upgrade - UPGRADES | Action | RS
CHLRCOND | Chiller - Condenser | Chiller - Condenser - CHLRCOND | ABNTEMP | Abnormal Temprature | Abnormal Temprature - ABNTEMP | Problem | RS
CHLRCOND | Chiller - Condenser | Chiller - Condenser - CHLRCOND | CORROS | Corrosion | Corrosion - CORROS | Problem | RS
CHLRCOND | Chiller - Condenser | Chiller - Condenser - CHLRCOND | ELECTRIP | Electrical Trip Out | Electrical Trip Out - ELECTRIP | Problem | RS
CHLRCOND | Chiller - Condenser | Chiller - Condenser - CHLRCOND | EXNOISE | Excessive Noise | Excessive Noise - EXNOISE | Problem | RS
CHLRCOND | Chiller - Condenser | Chiller - Condenser - CHLRCOND | EXVIBRTN | Excessive Vibration | Excessive Vibration - EXVIBRTN | Problem | RS
CHLRCOND | Chiller - Condenser | Chiller - Condenser - CHLRCOND | JAMMEDEQ | Jammed Equipment | Jammed Equipment - JAMMEDEQ | Problem | RS
CHLRCOND | Chiller - Condenser | Chiller - Condenser - CHLRCOND | LEAKING | Leaking | Leaking - LEAKING | Problem | RS
CHLRCOND | Chiller - Condenser | Chiller - Condenser - CHLRCOND | LOWPERF | Low Performance | Low Performance - LOWPERF | Problem | RS
CHLRCOND | Chiller - Condenser | Chiller - Condenser - CHLRCOND | NONOPER | Non-Operational | Non-Operational - NONOPER | Problem | RS
CHLRCOND | Chiller - Condenser | Chiller - Condenser - CHLRCOND | PHYDMGE | Physical Damage | Physical Damage - PHYDMGE | Problem | RS
CHLRCOND | Chiller - Condenser | Chiller - Condenser - CHLRCOND | UNSMELL | Unusual Smell | Unusual Smell - UNSMELL | Problem | RS
CHLRCOND | Chiller - Condenser | Chiller - Condenser - CHLRCOND | UNSMOKE | Unusual Smoke | Unusual Smoke - UNSMOKE | Problem | RS
CHLRCOND | Chiller - Condenser | Chiller - Condenser - CHLRCOND | CCMTRLUB | HVAC external chiller condenser fan motor bearings insufficiently lubricated | HVAC external chiller condenser fan motor bearings insufficiently lubricated - CCMTRLUB | Failure | RS
CHLRCOND | Chiller - Condenser | Chiller - Condenser - CHLRCOND | CCONCONT | Chiller exterior condenser contaminated | Chiller exterior condenser contaminated - CCONCONT | Failure | RS
CHLRCOND | Chiller - Condenser | Chiller - Condenser - CHLRCOND | CCONDET | Chiller external condenser deteriorated | Chiller external condenser deteriorated - CCONDET | Failure | RS
CHLRCOND | Chiller - Condenser | Chiller - Condenser - CHLRCOND | CCTUBDET | External chiller condenser tube deterioration | External chiller condenser tube deterioration - CCTUBDET | Failure | RS
CHLRCOND | Chiller - Condenser | Chiller - Condenser - CHLRCOND | CFANFAIL | Chiller-condenser fan motor failed | Chiller-condenser fan motor failed - CFANFAIL | Failure | RS
CHLRCOND | Chiller - Condenser | Chiller - Condenser - CHLRCOND | ACCIDENT | Accident | Accident - ACCIDENT | Cause | RS
CHLRCOND | Chiller - Condenser | Chiller - Condenser - CHLRCOND | ACCWEAR | Accelerated Wear | Accelerated Wear - ACCWEAR | Cause | RS
CHLRCOND | Chiller - Condenser | Chiller - Condenser - CHLRCOND | ACTGOD | Weather condition/Forces of nature or Act of God | Weather condition/Forces of nature or Act of God - ACTGOD | Cause | RS
CHLRCOND | Chiller - Condenser | Chiller - Condenser - CHLRCOND | CONTAM | Contamination | Contamination - CONTAM | Cause | RS
CHLRCOND | Chiller - Condenser | Chiller - Condenser - CHLRCOND | DEFASSET | Defective Asset | Defective Asset - DEFASSET | Cause | RS
CHLRCOND | Chiller - Condenser | Chiller - Condenser - CHLRCOND | EXLOAD | Excessive Load | Excessive Load - EXLOAD | Cause | RS
CHLRCOND | Chiller - Condenser | Chiller - Condenser - CHLRCOND | IMPRMNT | Improper Maintenance | Improper Maintenance - IMPRMNT | Cause | RS
CHLRCOND | Chiller - Condenser | Chiller - Condenser - CHLRCOND | INSLUBR | Insufficient Lubrication | Insufficient Lubrication - INSLUBR | Cause | RS
CHLRCOND | Chiller - Condenser | Chiller - Condenser - CHLRCOND | LACKTRN | Lack of/ Inadequate Training | Lack of/ Inadequate Training - LACKTRN | Cause | RS
CHLRCOND | Chiller - Condenser | Chiller - Condenser - CHLRCOND | MISSCMP | Loose/ Missing Component | Loose/ Missing Component - MISSCMP | Cause | RS
CHLRCOND | Chiller - Condenser | Chiller - Condenser - CHLRCOND | NRMWEAR | Normal Wear | Normal Wear - NRMWEAR | Cause | RS
CHLRCOND | Chiller - Condenser | Chiller - Condenser - CHLRCOND | OTHER | Other (specify) | Other (specify) - OTHER | Cause | RS
CHLRCOND | Chiller - Condenser | Chiller - Condenser - CHLRCOND | PRINSTAL | Poor Installation | Poor Installation - PRINSTAL | Cause | RS
CHLRCOND | Chiller - Condenser | Chiller - Condenser - CHLRCOND | PROCISSU | Procedure Issue | Procedure Issue - PROCISSU | Cause | RS
CHLRCOND | Chiller - Condenser | Chiller - Condenser - CHLRCOND | UTLFAIL | Utility Failure | Utility Failure - UTLFAIL | Cause | RS
CHLRCOND | Chiller - Condenser | Chiller - Condenser - CHLRCOND | VNDLSM | Vandalism | Vandalism - VNDLSM | Cause | RS
CHLRCOND | Chiller - Condenser | Chiller - Condenser - CHLRCOND | WORNCMPT | Defective/ Worn Component | Defective/ Worn Component - WORNCMPT | Cause | RS
CHLRCOND | Chiller - Condenser | Chiller - Condenser - CHLRCOND | ADJUSTD | Adjusted | Adjusted - ADJUSTD | Action | RS
CHLRCOND | Chiller - Condenser | Chiller - Condenser - CHLRCOND | DECOMM | Decommission | Decommission - DECOMM | Action | RS
CHLRCOND | Chiller - Condenser | Chiller - Condenser - CHLRCOND | DECONTME | Decontaminate | Decontaminate - DECONTME | Action | RS
CHLRCOND | Chiller - Condenser | Chiller - Condenser - CHLRCOND | DONOTHIN | Do Nothing | Do Nothing - DONOTHIN | Action | RS
CHLRCOND | Chiller - Condenser | Chiller - Condenser - CHLRCOND | LUBRCTE | Lubricate | Lubricate - LUBRCTE | Action | RS
CHLRCOND | Chiller - Condenser | Chiller - Condenser - CHLRCOND | OTHER | Other (specify) | Other (specify) - OTHER | Action | RS
CHLRCOND | Chiller - Condenser | Chiller - Condenser - CHLRCOND | RECALBRT | Recalibrate | Recalibrate - RECALBRT | Action | RS
CHLRCOND | Chiller - Condenser | Chiller - Condenser - CHLRCOND | REMVOBT | Remove Obstruction | Remove Obstruction - REMVOBT | Action | RS
CHLRCOND | Chiller - Condenser | Chiller - Condenser - CHLRCOND | REPCMPT | Repair Component | Repair Component - REPCMPT | Action | RS
CHLRCOND | Chiller - Condenser | Chiller - Condenser - CHLRCOND | REPLASS | Replace Asset | Replace Asset - REPLASS | Action | RS
CHLRCOND | Chiller - Condenser | Chiller - Condenser - CHLRCOND | REPLCMPT | Replace Component | Replace Component - REPLCMPT | Action | RS
CHLRCOND | Chiller - Condenser | Chiller - Condenser - CHLRCOND | REPRASS | Repair Asset | Repair Asset - REPRASS | Action | RS
CHLRCOND | Chiller - Condenser | Chiller - Condenser - CHLRCOND | UPGRADES | Upgrade | Upgrade - UPGRADES | Action | RS
CHLRCOOL | Chiller - Cooling Tower | Chiller - Cooling Tower - CHLRCOOL | ABNTEMP | Abnormal Temprature | Abnormal Temprature - ABNTEMP | Problem | RS
CHLRCOOL | Chiller - Cooling Tower | Chiller - Cooling Tower - CHLRCOOL | CORROS | Corrosion | Corrosion - CORROS | Problem | RS
CHLRCOOL | Chiller - Cooling Tower | Chiller - Cooling Tower - CHLRCOOL | ELECTRIP | Electrical Trip Out | Electrical Trip Out - ELECTRIP | Problem | RS
CHLRCOOL | Chiller - Cooling Tower | Chiller - Cooling Tower - CHLRCOOL | EXNOISE | Excessive Noise | Excessive Noise - EXNOISE | Problem | RS
CHLRCOOL | Chiller - Cooling Tower | Chiller - Cooling Tower - CHLRCOOL | EXVIBRTN | Excessive Vibration | Excessive Vibration - EXVIBRTN | Problem | RS
CHLRCOOL | Chiller - Cooling Tower | Chiller - Cooling Tower - CHLRCOOL | JAMMEDEQ | Jammed Equipment | Jammed Equipment - JAMMEDEQ | Problem | RS
CHLRCOOL | Chiller - Cooling Tower | Chiller - Cooling Tower - CHLRCOOL | LEAKING | Leaking | Leaking - LEAKING | Problem | RS
CHLRCOOL | Chiller - Cooling Tower | Chiller - Cooling Tower - CHLRCOOL | LEAKING2 | Leaking | Leaking - LEAKING2 | Problem | RS
CHLRCOOL | Chiller - Cooling Tower | Chiller - Cooling Tower - CHLRCOOL | LOWPERF | Low Performance | Low Performance - LOWPERF | Problem | RS
CHLRCOOL | Chiller - Cooling Tower | Chiller - Cooling Tower - CHLRCOOL | NONOPER | Non-Operational | Non-Operational - NONOPER | Problem | RS
CHLRCOOL | Chiller - Cooling Tower | Chiller - Cooling Tower - CHLRCOOL | PHYDMGE | Physical Damage | Physical Damage - PHYDMGE | Problem | RS
CHLRCOOL | Chiller - Cooling Tower | Chiller - Cooling Tower - CHLRCOOL | STRUC1 | Structural Damage | Structural Damage - STRUC1 | Problem | RS
CHLRCOOL | Chiller - Cooling Tower | Chiller - Cooling Tower - CHLRCOOL | UNSMELL | Unusual Smell | Unusual Smell - UNSMELL | Problem | RS
CHLRCOOL | Chiller - Cooling Tower | Chiller - Cooling Tower - CHLRCOOL | UNSMOKE | Unusual Smoke | Unusual Smoke - UNSMOKE | Problem | RS
CHLRCOOL | Chiller - Cooling Tower | Chiller - Cooling Tower - CHLRCOOL | BROKVAL1 | Broken Valve | Broken Valve - BROKVAL1 | Failure | RS
CHLRCOOL | Chiller - Cooling Tower | Chiller - Cooling Tower - CHLRCOOL | CCTCONT | Chiller-Cooling tower coils/spray nozzles contaminated | Chiller-Cooling tower coils/spray nozzles contaminated - CCTCONT | Failure | RS
CHLRCOOL | Chiller - Cooling Tower | Chiller - Cooling Tower - CHLRCOOL | CCTDET | Chiller-Cooling tower deteriorated | Chiller-Cooling tower deteriorated - CCTDET | Failure | RS
CHLRCOOL | Chiller - Cooling Tower | Chiller - Cooling Tower - CHLRCOOL | CCTLNDET | Cooling tower water lines/connections deteriorated | Cooling tower water lines/connections deteriorated - CCTLNDET | Failure | RS
CHLRCOOL | Chiller - Cooling Tower | Chiller - Cooling Tower - CHLRCOOL | CCTLUB | HVAC chiller-cooling tower fan motor insufficiently lubricated | HVAC chiller-cooling tower fan motor insufficiently lubricated - CCTLUB | Failure | RS
CHLRCOOL | Chiller - Cooling Tower | Chiller - Cooling Tower - CHLRCOOL | CCTPLUB | HVAC Chiller-Cooling Tower Recirculation Pump Insufficiently Lubricated | HVAC Chiller-Cooling Tower Recirculation Pump Insufficiently Lubricated - CCTPLUB | Failure | RS
CHLRCOOL | Chiller - Cooling Tower | Chiller - Cooling Tower - CHLRCOOL | CCTPPLUG | Chiller-Cooling tower recirculation pump coolant filter plugged | Chiller-Cooling tower recirculation pump coolant filter plugged - CCTPPLUG | Failure | RS
CHLRCOOL | Chiller - Cooling Tower | Chiller - Cooling Tower - CHLRCOOL | CCTPWORN | HVAC chiller-cooling tower recirculating motor/pump worn | HVAC chiller-cooling tower recirculating motor/pump worn - CCTPWORN | Failure | RS
CHLRCOOL | Chiller - Cooling Tower | Chiller - Cooling Tower - CHLRCOOL | CTFAIL | Cooling tower fan motor failed | Cooling tower fan motor failed - CTFAIL | Failure | RS
CHLRCOOL | Chiller - Cooling Tower | Chiller - Cooling Tower - CHLRCOOL | DAMAEN1 | Damaged Enclosure | Damaged Enclosure - DAMAEN1 | Failure | RS
CHLRCOOL | Chiller - Cooling Tower | Chiller - Cooling Tower - CHLRCOOL | DAMAST2 | Damaged Structure | Damaged Structure - DAMAST2 | Failure | RS
CHLRCOOL | Chiller - Cooling Tower | Chiller - Cooling Tower - CHLRCOOL | INLESEW1 | Inlet Seal Worn | Inlet Seal Worn - INLESEW1 | Failure | RS
CHLRCOOL | Chiller - Cooling Tower | Chiller - Cooling Tower - CHLRCOOL | OUTLSEW1 | Outlet Seal Worn | Outlet Seal Worn - OUTLSEW1 | Failure | RS
CHLRCOOL | Chiller - Cooling Tower | Chiller - Cooling Tower - CHLRCOOL | WORNVA1 | Worn Valve | Worn Valve - WORNVA1 | Failure | RS
CHLRCOOL | Chiller - Cooling Tower | Chiller - Cooling Tower - CHLRCOOL | ACCIDENT | Accident | Accident - ACCIDENT | Cause | RS
CHLRCOOL | Chiller - Cooling Tower | Chiller - Cooling Tower - CHLRCOOL | ACCWEAR | Accelerated Wear | Accelerated Wear - ACCWEAR | Cause | RS
CHLRCOOL | Chiller - Cooling Tower | Chiller - Cooling Tower - CHLRCOOL | ACTGOD | Weather condition/Forces of nature or Act of God | Weather condition/Forces of nature or Act of God - ACTGOD | Cause | RS
CHLRCOOL | Chiller - Cooling Tower | Chiller - Cooling Tower - CHLRCOOL | AGING124 | Aging | Aging - AGING124 | Cause | RS
CHLRCOOL | Chiller - Cooling Tower | Chiller - Cooling Tower - CHLRCOOL | AGING129 | Aging | Aging - AGING129 | Cause | RS
CHLRCOOL | Chiller - Cooling Tower | Chiller - Cooling Tower - CHLRCOOL | AGING162 | Aging | Aging - AGING162 | Cause | RS
CHLRCOOL | Chiller - Cooling Tower | Chiller - Cooling Tower - CHLRCOOL | AGING19 | Aging | Aging - AGING19 | Cause | RS
CHLRCOOL | Chiller - Cooling Tower | Chiller - Cooling Tower - CHLRCOOL | CONTAM | Contamination | Contamination - CONTAM | Cause | RS
CHLRCOOL | Chiller - Cooling Tower | Chiller - Cooling Tower - CHLRCOOL | CORRS27 | Corrosion | Corrosion - CORRS27 | Cause | RS
CHLRCOOL | Chiller - Cooling Tower | Chiller - Cooling Tower - CHLRCOOL | DEFASSET | Defective Asset | Defective Asset - DEFASSET | Cause | RS
CHLRCOOL | Chiller - Cooling Tower | Chiller - Cooling Tower - CHLRCOOL | EXLOAD | Excessive Load | Excessive Load - EXLOAD | Cause | RS
CHLRCOOL | Chiller - Cooling Tower | Chiller - Cooling Tower - CHLRCOOL | IMPRMNT | Improper Maintenance | Improper Maintenance - IMPRMNT | Cause | RS
CHLRCOOL | Chiller - Cooling Tower | Chiller - Cooling Tower - CHLRCOOL | IMPROP4 | Improper Operation | Improper Operation - IMPROP4 | Cause | RS
CHLRCOOL | Chiller - Cooling Tower | Chiller - Cooling Tower - CHLRCOOL | INSLUBR | Insufficient Lubrication | Insufficient Lubrication - INSLUBR | Cause | RS
CHLRCOOL | Chiller - Cooling Tower | Chiller - Cooling Tower - CHLRCOOL | LACKTRN | Lack of/ Inadequate Training | Lack of/ Inadequate Training - LACKTRN | Cause | RS
CHLRCOOL | Chiller - Cooling Tower | Chiller - Cooling Tower - CHLRCOOL | MISSCMP | Loose/ Missing Component | Loose/ Missing Component - MISSCMP | Cause | RS
CHLRCOOL | Chiller - Cooling Tower | Chiller - Cooling Tower - CHLRCOOL | NRMWEAR | Normal Wear | Normal Wear - NRMWEAR | Cause | RS
CHLRCOOL | Chiller - Cooling Tower | Chiller - Cooling Tower - CHLRCOOL | OTHER | Other (specify) | Other (specify) - OTHER | Cause | RS
CHLRCOOL | Chiller - Cooling Tower | Chiller - Cooling Tower - CHLRCOOL | PRINSTAL | Poor Installation | Poor Installation - PRINSTAL | Cause | RS
CHLRCOOL | Chiller - Cooling Tower | Chiller - Cooling Tower - CHLRCOOL | PROCISSU | Procedure Issue | Procedure Issue - PROCISSU | Cause | RS
CHLRCOOL | Chiller - Cooling Tower | Chiller - Cooling Tower - CHLRCOOL | UTLFAIL | Utility Failure | Utility Failure - UTLFAIL | Cause | RS
CHLRCOOL | Chiller - Cooling Tower | Chiller - Cooling Tower - CHLRCOOL | VNDLSM | Vandalism | Vandalism - VNDLSM | Cause | RS
CHLRCOOL | Chiller - Cooling Tower | Chiller - Cooling Tower - CHLRCOOL | WORNCMPT | Defective/ Worn Component | Defective/ Worn Component - WORNCMPT | Cause | RS
CHLRCOOL | Chiller - Cooling Tower | Chiller - Cooling Tower - CHLRCOOL | ADJUSTD | Adjusted | Adjusted - ADJUSTD | Action | RS
CHLRCOOL | Chiller - Cooling Tower | Chiller - Cooling Tower - CHLRCOOL | DECOMM | Decommission | Decommission - DECOMM | Action | RS
CHLRCOOL | Chiller - Cooling Tower | Chiller - Cooling Tower - CHLRCOOL | DECONTME | Decontaminate | Decontaminate - DECONTME | Action | RS
CHLRCOOL | Chiller - Cooling Tower | Chiller - Cooling Tower - CHLRCOOL | DONOTHIN | Do Nothing | Do Nothing - DONOTHIN | Action | RS
CHLRCOOL | Chiller - Cooling Tower | Chiller - Cooling Tower - CHLRCOOL | LUBRCTE | Lubricate | Lubricate - LUBRCTE | Action | RS
CHLRCOOL | Chiller - Cooling Tower | Chiller - Cooling Tower - CHLRCOOL | OTHER | Other (specify) | Other (specify) - OTHER | Action | RS
CHLRCOOL | Chiller - Cooling Tower | Chiller - Cooling Tower - CHLRCOOL | RECALBRT | Recalibrate | Recalibrate - RECALBRT | Action | RS
CHLRCOOL | Chiller - Cooling Tower | Chiller - Cooling Tower - CHLRCOOL | REMVOBT | Remove Obstruction | Remove Obstruction - REMVOBT | Action | RS
CHLRCOOL | Chiller - Cooling Tower | Chiller - Cooling Tower - CHLRCOOL | REPAIR | Repair | Repair - REPAIR | Action | RS
CHLRCOOL | Chiller - Cooling Tower | Chiller - Cooling Tower - CHLRCOOL | REPCMPT | Repair Component | Repair Component - REPCMPT | Action | RS
CHLRCOOL | Chiller - Cooling Tower | Chiller - Cooling Tower - CHLRCOOL | REPLACE | Replace | Replace - REPLACE | Action | RS
CHLRCOOL | Chiller - Cooling Tower | Chiller - Cooling Tower - CHLRCOOL | REPLASS | Replace Asset | Replace Asset - REPLASS | Action | RS
CHLRCOOL | Chiller - Cooling Tower | Chiller - Cooling Tower - CHLRCOOL | REPLCMPT | Replace Component | Replace Component - REPLCMPT | Action | RS
CHLRCOOL | Chiller - Cooling Tower | Chiller - Cooling Tower - CHLRCOOL | REPRASS | Repair Asset | Repair Asset - REPRASS | Action | RS
CHLRCOOL | Chiller - Cooling Tower | Chiller - Cooling Tower - CHLRCOOL | UPGRADES | Upgrade | Upgrade - UPGRADES | Action | RS
CHMFTANK | Chemical Feed Tank | Chemical Feed Tank - CHMFTANK | ABNTEMP | Abnormal Temprature | Abnormal Temprature - ABNTEMP | Problem | RS
CHMFTANK | Chemical Feed Tank | Chemical Feed Tank - CHMFTANK | CORROS | Corrosion | Corrosion - CORROS | Problem | RS
CHMFTANK | Chemical Feed Tank | Chemical Feed Tank - CHMFTANK | ELECTRIP | Electrical Trip Out | Electrical Trip Out - ELECTRIP | Problem | RS
CHMFTANK | Chemical Feed Tank | Chemical Feed Tank - CHMFTANK | EXNOISE | Excessive Noise | Excessive Noise - EXNOISE | Problem | RS
CHMFTANK | Chemical Feed Tank | Chemical Feed Tank - CHMFTANK | EXVIBRTN | Excessive Vibration | Excessive Vibration - EXVIBRTN | Problem | RS
CHMFTANK | Chemical Feed Tank | Chemical Feed Tank - CHMFTANK | JAMMEDEQ | Jammed Equipment | Jammed Equipment - JAMMEDEQ | Problem | RS
CHMFTANK | Chemical Feed Tank | Chemical Feed Tank - CHMFTANK | LEAKING | Leaking | Leaking - LEAKING | Problem | RS
CHMFTANK | Chemical Feed Tank | Chemical Feed Tank - CHMFTANK | LOWPERF | Low Performance | Low Performance - LOWPERF | Problem | RS
CHMFTANK | Chemical Feed Tank | Chemical Feed Tank - CHMFTANK | NONOPER | Non-Operational | Non-Operational - NONOPER | Problem | RS
CHMFTANK | Chemical Feed Tank | Chemical Feed Tank - CHMFTANK | PHYDMGE | Physical Damage | Physical Damage - PHYDMGE | Problem | RS
CHMFTANK | Chemical Feed Tank | Chemical Feed Tank - CHMFTANK | UNSMELL | Unusual Smell | Unusual Smell - UNSMELL | Problem | RS
CHMFTANK | Chemical Feed Tank | Chemical Feed Tank - CHMFTANK | UNSMOKE | Unusual Smoke | Unusual Smoke - UNSMOKE | Problem | RS
CHMFTANK | Chemical Feed Tank | Chemical Feed Tank - CHMFTANK | ACCIDENT | Accident | Accident - ACCIDENT | Cause | RS
CHMFTANK | Chemical Feed Tank | Chemical Feed Tank - CHMFTANK | ACCWEAR | Accelerated Wear | Accelerated Wear - ACCWEAR | Cause | RS
CHMFTANK | Chemical Feed Tank | Chemical Feed Tank - CHMFTANK | ACTGOD | Weather condition/Forces of nature or Act of God | Weather condition/Forces of nature or Act of God - ACTGOD | Cause | RS
CHMFTANK | Chemical Feed Tank | Chemical Feed Tank - CHMFTANK | CONTAM | Contamination | Contamination - CONTAM | Cause | RS
CHMFTANK | Chemical Feed Tank | Chemical Feed Tank - CHMFTANK | DEFASSET | Defective Asset | Defective Asset - DEFASSET | Cause | RS
CHMFTANK | Chemical Feed Tank | Chemical Feed Tank - CHMFTANK | EXLOAD | Excessive Load | Excessive Load - EXLOAD | Cause | RS
CHMFTANK | Chemical Feed Tank | Chemical Feed Tank - CHMFTANK | IMPRMNT | Improper Maintenance | Improper Maintenance - IMPRMNT | Cause | RS
CHMFTANK | Chemical Feed Tank | Chemical Feed Tank - CHMFTANK | INSLUBR | Insufficient Lubrication | Insufficient Lubrication - INSLUBR | Cause | RS
CHMFTANK | Chemical Feed Tank | Chemical Feed Tank - CHMFTANK | LACKTRN | Lack of/ Inadequate Training | Lack of/ Inadequate Training - LACKTRN | Cause | RS
CHMFTANK | Chemical Feed Tank | Chemical Feed Tank - CHMFTANK | MISSCMP | Loose/ Missing Component | Loose/ Missing Component - MISSCMP | Cause | RS
CHMFTANK | Chemical Feed Tank | Chemical Feed Tank - CHMFTANK | NRMWEAR | Normal Wear | Normal Wear - NRMWEAR | Cause | RS
CHMFTANK | Chemical Feed Tank | Chemical Feed Tank - CHMFTANK | OTHER | Other (specify) | Other (specify) - OTHER | Cause | RS
CHMFTANK | Chemical Feed Tank | Chemical Feed Tank - CHMFTANK | PRINSTAL | Poor Installation | Poor Installation - PRINSTAL | Cause | RS
CHMFTANK | Chemical Feed Tank | Chemical Feed Tank - CHMFTANK | PROCISSU | Procedure Issue | Procedure Issue - PROCISSU | Cause | RS
CHMFTANK | Chemical Feed Tank | Chemical Feed Tank - CHMFTANK | UTLFAIL | Utility Failure | Utility Failure - UTLFAIL | Cause | RS
CHMFTANK | Chemical Feed Tank | Chemical Feed Tank - CHMFTANK | VNDLSM | Vandalism | Vandalism - VNDLSM | Cause | RS
CHMFTANK | Chemical Feed Tank | Chemical Feed Tank - CHMFTANK | WORNCMPT | Defective/ Worn Component | Defective/ Worn Component - WORNCMPT | Cause | RS
CHMFTANK | Chemical Feed Tank | Chemical Feed Tank - CHMFTANK | ADJUSTD | Adjusted | Adjusted - ADJUSTD | Action | RS
CHMFTANK | Chemical Feed Tank | Chemical Feed Tank - CHMFTANK | DECOMM | Decommission | Decommission - DECOMM | Action | RS
CHMFTANK | Chemical Feed Tank | Chemical Feed Tank - CHMFTANK | DECONTME | Decontaminate | Decontaminate - DECONTME | Action | RS
CHMFTANK | Chemical Feed Tank | Chemical Feed Tank - CHMFTANK | DONOTHIN | Do Nothing | Do Nothing - DONOTHIN | Action | RS
CHMFTANK | Chemical Feed Tank | Chemical Feed Tank - CHMFTANK | LUBRCTE | Lubricate | Lubricate - LUBRCTE | Action | RS
CHMFTANK | Chemical Feed Tank | Chemical Feed Tank - CHMFTANK | OTHER | Other (specify) | Other (specify) - OTHER | Action | RS
CHMFTANK | Chemical Feed Tank | Chemical Feed Tank - CHMFTANK | RECALBRT | Recalibrate | Recalibrate - RECALBRT | Action | RS
CHMFTANK | Chemical Feed Tank | Chemical Feed Tank - CHMFTANK | REMVOBT | Remove Obstruction | Remove Obstruction - REMVOBT | Action | RS
CHMFTANK | Chemical Feed Tank | Chemical Feed Tank - CHMFTANK | REPCMPT | Repair Component | Repair Component - REPCMPT | Action | RS
CHMFTANK | Chemical Feed Tank | Chemical Feed Tank - CHMFTANK | REPLASS | Replace Asset | Replace Asset - REPLASS | Action | RS
CHMFTANK | Chemical Feed Tank | Chemical Feed Tank - CHMFTANK | REPLCMPT | Replace Component | Replace Component - REPLCMPT | Action | RS
CHMFTANK | Chemical Feed Tank | Chemical Feed Tank - CHMFTANK | REPRASS | Repair Asset | Repair Asset - REPRASS | Action | RS
CHMFTANK | Chemical Feed Tank | Chemical Feed Tank - CHMFTANK | UPGRADES | Upgrade | Upgrade - UPGRADES | Action | RS
CHPCONV | Chip Conveyor | Chip Conveyor - CHPCONV | ABNTEMP | Abnormal Temprature | Abnormal Temprature - ABNTEMP | Problem | RS
CHPCONV | Chip Conveyor | Chip Conveyor - CHPCONV | CORROS | Corrosion | Corrosion - CORROS | Problem | RS
CHPCONV | Chip Conveyor | Chip Conveyor - CHPCONV | ELECTRIP | Electrical Trip Out | Electrical Trip Out - ELECTRIP | Problem | RS
CHPCONV | Chip Conveyor | Chip Conveyor - CHPCONV | EXNOISE | Excessive Noise | Excessive Noise - EXNOISE | Problem | RS
CHPCONV | Chip Conveyor | Chip Conveyor - CHPCONV | EXVIBRTN | Excessive Vibration | Excessive Vibration - EXVIBRTN | Problem | RS
CHPCONV | Chip Conveyor | Chip Conveyor - CHPCONV | JAMMEDEQ | Jammed Equipment | Jammed Equipment - JAMMEDEQ | Problem | RS
CHPCONV | Chip Conveyor | Chip Conveyor - CHPCONV | LEAKING | Leaking | Leaking - LEAKING | Problem | RS
CHPCONV | Chip Conveyor | Chip Conveyor - CHPCONV | LOWPERF | Low Performance | Low Performance - LOWPERF | Problem | RS
CHPCONV | Chip Conveyor | Chip Conveyor - CHPCONV | NONOPER | Non-Operational | Non-Operational - NONOPER | Problem | RS
CHPCONV | Chip Conveyor | Chip Conveyor - CHPCONV | NONOPRJ1 | Not Operational/Jammed | Not Operational/Jammed - NONOPRJ1 | Problem | RS
CHPCONV | Chip Conveyor | Chip Conveyor - CHPCONV | PHYDMGE | Physical Damage | Physical Damage - PHYDMGE | Problem | RS
CHPCONV | Chip Conveyor | Chip Conveyor - CHPCONV | UNSMELL | Unusual Smell | Unusual Smell - UNSMELL | Problem | RS
CHPCONV | Chip Conveyor | Chip Conveyor - CHPCONV | UNSMOKE | Unusual Smoke | Unusual Smoke - UNSMOKE | Problem | RS
CHPCONV | Chip Conveyor | Chip Conveyor - CHPCONV | CHCCDET | Chip conveyor components deteriorated | Chip conveyor components deteriorated - CHCCDET | Failure | RS
CHPCONV | Chip Conveyor | Chip Conveyor - CHPCONV | CHCDCLUB | Chip conveyor drive chain insufficiently lubricated | Chip conveyor drive chain insufficiently lubricated - CHCDCLUB | Failure | RS
CHPCONV | Chip Conveyor | Chip Conveyor - CHPCONV | CHCMDLUB | Chip conveyor main drive components insufficiently lubricated | Chip conveyor main drive components insufficiently lubricated - CHCMDLUB | Failure | RS
CHPCONV | Chip Conveyor | Chip Conveyor - CHPCONV | CHCMFAIL | Chip conveyor electric motor failed | Chip conveyor electric motor failed - CHCMFAIL | Failure | RS
CHPCONV | Chip Conveyor | Chip Conveyor - CHPCONV | CSBALD1 | Conveyor Steel Belt And Links - Damage | Conveyor Steel Belt And Links - Damage - CSBALD1 | Failure | RS
CHPCONV | Chip Conveyor | Chip Conveyor - CHPCONV | CSBALW1 | Conveyor Steel Belt And Links - Wear | Conveyor Steel Belt And Links - Wear - CSBALW1 | Failure | RS
CHPCONV | Chip Conveyor | Chip Conveyor - CHPCONV | CSBALW2 | Conveyor Steel Belt And Links - Wear | Conveyor Steel Belt And Links - Wear - CSBALW2 | Failure | RS
CHPCONV | Chip Conveyor | Chip Conveyor - CHPCONV | DRIBCR1 | Drive Belt - Cracking | Drive Belt - Cracking - DRIBCR1 | Failure | RS
CHPCONV | Chip Conveyor | Chip Conveyor - CHPCONV | DRIBLO1 | Drive Belt - Looseness | Drive Belt - Looseness - DRIBLO1 | Failure | RS
CHPCONV | Chip Conveyor | Chip Conveyor - CHPCONV | DRIBPRT1 | Drive Belt - Proper Tension | Drive Belt - Proper Tension - DRIBPRT1 | Failure | RS
CHPCONV | Chip Conveyor | Chip Conveyor - CHPCONV | GESPDA1 | Gear Sprockets - Damage | Gear Sprockets - Damage - GESPDA1 | Failure | RS
CHPCONV | Chip Conveyor | Chip Conveyor - CHPCONV | GESPWE1 | Gear Sprockets - Wear | Gear Sprockets - Wear - GESPWE1 | Failure | RS
CHPCONV | Chip Conveyor | Chip Conveyor - CHPCONV | MOTOR1 | Motor | Motor - MOTOR1 | Failure | RS
CHPCONV | Chip Conveyor | Chip Conveyor - CHPCONV | PULL1 | Pulleys/Wear | Pulleys/Wear - PULL1 | Failure | RS
CHPCONV | Chip Conveyor | Chip Conveyor - CHPCONV | WORNBE3 | Worn Bearings | Worn Bearings - WORNBE3 | Failure | RS
CHPCONV | Chip Conveyor | Chip Conveyor - CHPCONV | ACCIDENT | Accident | Accident - ACCIDENT | Cause | RS
CHPCONV | Chip Conveyor | Chip Conveyor - CHPCONV | ACCWEAR | Accelerated Wear | Accelerated Wear - ACCWEAR | Cause | RS
CHPCONV | Chip Conveyor | Chip Conveyor - CHPCONV | ACTGOD | Weather condition/Forces of nature or Act of God | Weather condition/Forces of nature or Act of God - ACTGOD | Cause | RS
CHPCONV | Chip Conveyor | Chip Conveyor - CHPCONV | CONTAM | Contamination | Contamination - CONTAM | Cause | RS
CHPCONV | Chip Conveyor | Chip Conveyor - CHPCONV | DEBRIS1 | Debris | Debris - DEBRIS1 | Cause | RS
CHPCONV | Chip Conveyor | Chip Conveyor - CHPCONV | DEBRIS3 | Debris | Debris - DEBRIS3 | Cause | RS
CHPCONV | Chip Conveyor | Chip Conveyor - CHPCONV | DEBRIS4 | Debris | Debris - DEBRIS4 | Cause | RS
CHPCONV | Chip Conveyor | Chip Conveyor - CHPCONV | DEBRIS6 | Debris | Debris - DEBRIS6 | Cause | RS
CHPCONV | Chip Conveyor | Chip Conveyor - CHPCONV | DEFASSET | Defective Asset | Defective Asset - DEFASSET | Cause | RS
CHPCONV | Chip Conveyor | Chip Conveyor - CHPCONV | ELECFA70 | Electrical Fault | Electrical Fault - ELECFA70 | Cause | RS
CHPCONV | Chip Conveyor | Chip Conveyor - CHPCONV | EXLOAD | Excessive Load | Excessive Load - EXLOAD | Cause | RS
CHPCONV | Chip Conveyor | Chip Conveyor - CHPCONV | IMPRMNT | Improper Maintenance | Improper Maintenance - IMPRMNT | Cause | RS
CHPCONV | Chip Conveyor | Chip Conveyor - CHPCONV | IMPRMNT1 | Improper Maintenance | Improper Maintenance - IMPRMNT1 | Cause | RS
CHPCONV | Chip Conveyor | Chip Conveyor - CHPCONV | INSLUBR | Insufficient Lubrication | Insufficient Lubrication - INSLUBR | Cause | RS
CHPCONV | Chip Conveyor | Chip Conveyor - CHPCONV | LACKTRN | Lack of/ Inadequate Training | Lack of/ Inadequate Training - LACKTRN | Cause | RS
CHPCONV | Chip Conveyor | Chip Conveyor - CHPCONV | LUBRICA1 | Lubrication | Lubrication - LUBRICA1 | Cause | RS
CHPCONV | Chip Conveyor | Chip Conveyor - CHPCONV | LUBRICA4 | Lubrication | Lubrication - LUBRICA4 | Cause | RS
CHPCONV | Chip Conveyor | Chip Conveyor - CHPCONV | LUBRICA5 | Lubrication | Lubrication - LUBRICA5 | Cause | RS
CHPCONV | Chip Conveyor | Chip Conveyor - CHPCONV | MISALIN5 | Misalignment | Misalignment - MISALIN5 | Cause | RS
CHPCONV | Chip Conveyor | Chip Conveyor - CHPCONV | MISSCMP | Loose/ Missing Component | Loose/ Missing Component - MISSCMP | Cause | RS
CHPCONV | Chip Conveyor | Chip Conveyor - CHPCONV | NORMW15 | Normal Wear | Normal Wear - NORMW15 | Cause | RS
CHPCONV | Chip Conveyor | Chip Conveyor - CHPCONV | NORMW17 | Normal Wear | Normal Wear - NORMW17 | Cause | RS
CHPCONV | Chip Conveyor | Chip Conveyor - CHPCONV | NORMW33 | Normal Wear | Normal Wear - NORMW33 | Cause | RS
CHPCONV | Chip Conveyor | Chip Conveyor - CHPCONV | NORMW42 | Normal Wear | Normal Wear - NORMW42 | Cause | RS
CHPCONV | Chip Conveyor | Chip Conveyor - CHPCONV | NORMW58 | Normal Wear | Normal Wear - NORMW58 | Cause | RS
CHPCONV | Chip Conveyor | Chip Conveyor - CHPCONV | NORMW7 | Normal Wear | Normal Wear - NORMW7 | Cause | RS
CHPCONV | Chip Conveyor | Chip Conveyor - CHPCONV | NRMWEAR | Normal Wear | Normal Wear - NRMWEAR | Cause | RS
CHPCONV | Chip Conveyor | Chip Conveyor - CHPCONV | OTHER | Other (specify) | Other (specify) - OTHER | Cause | RS
CHPCONV | Chip Conveyor | Chip Conveyor - CHPCONV | PRINSTAL | Poor Installation | Poor Installation - PRINSTAL | Cause | RS
CHPCONV | Chip Conveyor | Chip Conveyor - CHPCONV | PROCISSU | Procedure Issue | Procedure Issue - PROCISSU | Cause | RS
CHPCONV | Chip Conveyor | Chip Conveyor - CHPCONV | UTLFAIL | Utility Failure | Utility Failure - UTLFAIL | Cause | RS
CHPCONV | Chip Conveyor | Chip Conveyor - CHPCONV | VNDLSM | Vandalism | Vandalism - VNDLSM | Cause | RS
CHPCONV | Chip Conveyor | Chip Conveyor - CHPCONV | WORNCMPT | Defective/ Worn Component | Defective/ Worn Component - WORNCMPT | Cause | RS
CHPCONV | Chip Conveyor | Chip Conveyor - CHPCONV | ADJUSTD | Adjusted | Adjusted - ADJUSTD | Action | RS
CHPCONV | Chip Conveyor | Chip Conveyor - CHPCONV | DECOMM | Decommission | Decommission - DECOMM | Action | RS
CHPCONV | Chip Conveyor | Chip Conveyor - CHPCONV | DECONTME | Decontaminate | Decontaminate - DECONTME | Action | RS
CHPCONV | Chip Conveyor | Chip Conveyor - CHPCONV | DONOTHIN | Do Nothing | Do Nothing - DONOTHIN | Action | RS
CHPCONV | Chip Conveyor | Chip Conveyor - CHPCONV | LUBRCTE | Lubricate | Lubricate - LUBRCTE | Action | RS
CHPCONV | Chip Conveyor | Chip Conveyor - CHPCONV | OTHER | Other (specify) | Other (specify) - OTHER | Action | RS
CHPCONV | Chip Conveyor | Chip Conveyor - CHPCONV | RECALBRT | Recalibrate | Recalibrate - RECALBRT | Action | RS
CHPCONV | Chip Conveyor | Chip Conveyor - CHPCONV | REMVOBT | Remove Obstruction | Remove Obstruction - REMVOBT | Action | RS
CHPCONV | Chip Conveyor | Chip Conveyor - CHPCONV | REPAIR | Repair | Repair - REPAIR | Action | RS
CHPCONV | Chip Conveyor | Chip Conveyor - CHPCONV | REPCMPT | Repair Component | Repair Component - REPCMPT | Action | RS
CHPCONV | Chip Conveyor | Chip Conveyor - CHPCONV | REPLACE | Replace | Replace - REPLACE | Action | RS
CHPCONV | Chip Conveyor | Chip Conveyor - CHPCONV | REPLASS | Replace Asset | Replace Asset - REPLASS | Action | RS
CHPCONV | Chip Conveyor | Chip Conveyor - CHPCONV | REPLCMPT | Replace Component | Replace Component - REPLCMPT | Action | RS
CHPCONV | Chip Conveyor | Chip Conveyor - CHPCONV | REPRASS | Repair Asset | Repair Asset - REPRASS | Action | RS
CHPCONV | Chip Conveyor | Chip Conveyor - CHPCONV | RESET | Reset | Reset - RESET | Action | RS
CHPCONV | Chip Conveyor | Chip Conveyor - CHPCONV | UPGRADES | Upgrade | Upgrade - UPGRADES | Action | RS
CIRCBENC | Circuit Breaker Enclosure | Circuit Breaker Enclosure - CIRCBENC | ABNTEMP | Abnormal Temprature | Abnormal Temprature - ABNTEMP | Problem | RS
CIRCBENC | Circuit Breaker Enclosure | Circuit Breaker Enclosure - CIRCBENC | CORROS | Corrosion | Corrosion - CORROS | Problem | RS
CIRCBENC | Circuit Breaker Enclosure | Circuit Breaker Enclosure - CIRCBENC | ELECTRIP | Electrical Trip Out | Electrical Trip Out - ELECTRIP | Problem | RS
CIRCBENC | Circuit Breaker Enclosure | Circuit Breaker Enclosure - CIRCBENC | EXNOISE | Excessive Noise | Excessive Noise - EXNOISE | Problem | RS
CIRCBENC | Circuit Breaker Enclosure | Circuit Breaker Enclosure - CIRCBENC | EXVIBRTN | Excessive Vibration | Excessive Vibration - EXVIBRTN | Problem | RS
CIRCBENC | Circuit Breaker Enclosure | Circuit Breaker Enclosure - CIRCBENC | JAMMEDEQ | Jammed Equipment | Jammed Equipment - JAMMEDEQ | Problem | RS
CIRCBENC | Circuit Breaker Enclosure | Circuit Breaker Enclosure - CIRCBENC | LEAKING | Leaking | Leaking - LEAKING | Problem | RS
CIRCBENC | Circuit Breaker Enclosure | Circuit Breaker Enclosure - CIRCBENC | LOWPERF | Low Performance | Low Performance - LOWPERF | Problem | RS
CIRCBENC | Circuit Breaker Enclosure | Circuit Breaker Enclosure - CIRCBENC | NONOPER | Non-Operational | Non-Operational - NONOPER | Problem | RS
CIRCBENC | Circuit Breaker Enclosure | Circuit Breaker Enclosure - CIRCBENC | PHYDMGE | Physical Damage | Physical Damage - PHYDMGE | Problem | RS
CIRCBENC | Circuit Breaker Enclosure | Circuit Breaker Enclosure - CIRCBENC | UNSMELL | Unusual Smell | Unusual Smell - UNSMELL | Problem | RS
CIRCBENC | Circuit Breaker Enclosure | Circuit Breaker Enclosure - CIRCBENC | UNSMOKE | Unusual Smoke | Unusual Smoke - UNSMOKE | Problem | RS
CIRCBENC | Circuit Breaker Enclosure | Circuit Breaker Enclosure - CIRCBENC | CBEDET | Circuit Breaker Enclosure Deteriorated and/or Contaminated | Circuit Breaker Enclosure Deteriorated and/or Contaminated - CBEDET | Failure | RS
CIRCBENC | Circuit Breaker Enclosure | Circuit Breaker Enclosure - CIRCBENC | ACCIDENT | Accident | Accident - ACCIDENT | Cause | RS
CIRCBENC | Circuit Breaker Enclosure | Circuit Breaker Enclosure - CIRCBENC | ACCWEAR | Accelerated Wear | Accelerated Wear - ACCWEAR | Cause | RS
CIRCBENC | Circuit Breaker Enclosure | Circuit Breaker Enclosure - CIRCBENC | ACTGOD | Weather condition/Forces of nature or Act of God | Weather condition/Forces of nature or Act of God - ACTGOD | Cause | RS
CIRCBENC | Circuit Breaker Enclosure | Circuit Breaker Enclosure - CIRCBENC | CONTAM | Contamination | Contamination - CONTAM | Cause | RS
CIRCBENC | Circuit Breaker Enclosure | Circuit Breaker Enclosure - CIRCBENC | DEFASSET | Defective Asset | Defective Asset - DEFASSET | Cause | RS
CIRCBENC | Circuit Breaker Enclosure | Circuit Breaker Enclosure - CIRCBENC | EXLOAD | Excessive Load | Excessive Load - EXLOAD | Cause | RS
CIRCBENC | Circuit Breaker Enclosure | Circuit Breaker Enclosure - CIRCBENC | IMPRMNT | Improper Maintenance | Improper Maintenance - IMPRMNT | Cause | RS
CIRCBENC | Circuit Breaker Enclosure | Circuit Breaker Enclosure - CIRCBENC | INSLUBR | Insufficient Lubrication | Insufficient Lubrication - INSLUBR | Cause | RS
CIRCBENC | Circuit Breaker Enclosure | Circuit Breaker Enclosure - CIRCBENC | LACKTRN | Lack of/ Inadequate Training | Lack of/ Inadequate Training - LACKTRN | Cause | RS
CIRCBENC | Circuit Breaker Enclosure | Circuit Breaker Enclosure - CIRCBENC | MISSCMP | Loose/ Missing Component | Loose/ Missing Component - MISSCMP | Cause | RS
CIRCBENC | Circuit Breaker Enclosure | Circuit Breaker Enclosure - CIRCBENC | NRMWEAR | Normal Wear | Normal Wear - NRMWEAR | Cause | RS
CIRCBENC | Circuit Breaker Enclosure | Circuit Breaker Enclosure - CIRCBENC | OTHER | Other (specify) | Other (specify) - OTHER | Cause | RS
CIRCBENC | Circuit Breaker Enclosure | Circuit Breaker Enclosure - CIRCBENC | PRINSTAL | Poor Installation | Poor Installation - PRINSTAL | Cause | RS
CIRCBENC | Circuit Breaker Enclosure | Circuit Breaker Enclosure - CIRCBENC | PROCISSU | Procedure Issue | Procedure Issue - PROCISSU | Cause | RS
CIRCBENC | Circuit Breaker Enclosure | Circuit Breaker Enclosure - CIRCBENC | UTLFAIL | Utility Failure | Utility Failure - UTLFAIL | Cause | RS
CIRCBENC | Circuit Breaker Enclosure | Circuit Breaker Enclosure - CIRCBENC | VNDLSM | Vandalism | Vandalism - VNDLSM | Cause | RS
CIRCBENC | Circuit Breaker Enclosure | Circuit Breaker Enclosure - CIRCBENC | WORNCMPT | Defective/ Worn Component | Defective/ Worn Component - WORNCMPT | Cause | RS
CIRCBENC | Circuit Breaker Enclosure | Circuit Breaker Enclosure - CIRCBENC | ADJUSTD | Adjusted | Adjusted - ADJUSTD | Action | RS
CIRCBENC | Circuit Breaker Enclosure | Circuit Breaker Enclosure - CIRCBENC | DECOMM | Decommission | Decommission - DECOMM | Action | RS
CIRCBENC | Circuit Breaker Enclosure | Circuit Breaker Enclosure - CIRCBENC | DECONTME | Decontaminate | Decontaminate - DECONTME | Action | RS
CIRCBENC | Circuit Breaker Enclosure | Circuit Breaker Enclosure - CIRCBENC | DONOTHIN | Do Nothing | Do Nothing - DONOTHIN | Action | RS
CIRCBENC | Circuit Breaker Enclosure | Circuit Breaker Enclosure - CIRCBENC | LUBRCTE | Lubricate | Lubricate - LUBRCTE | Action | RS
CIRCBENC | Circuit Breaker Enclosure | Circuit Breaker Enclosure - CIRCBENC | OTHER | Other (specify) | Other (specify) - OTHER | Action | RS
CIRCBENC | Circuit Breaker Enclosure | Circuit Breaker Enclosure - CIRCBENC | RECALBRT | Recalibrate | Recalibrate - RECALBRT | Action | RS
CIRCBENC | Circuit Breaker Enclosure | Circuit Breaker Enclosure - CIRCBENC | REMVOBT | Remove Obstruction | Remove Obstruction - REMVOBT | Action | RS
CIRCBENC | Circuit Breaker Enclosure | Circuit Breaker Enclosure - CIRCBENC | REPCMPT | Repair Component | Repair Component - REPCMPT | Action | RS
CIRCBENC | Circuit Breaker Enclosure | Circuit Breaker Enclosure - CIRCBENC | REPLASS | Replace Asset | Replace Asset - REPLASS | Action | RS
CIRCBENC | Circuit Breaker Enclosure | Circuit Breaker Enclosure - CIRCBENC | REPLCMPT | Replace Component | Replace Component - REPLCMPT | Action | RS
CIRCBENC | Circuit Breaker Enclosure | Circuit Breaker Enclosure - CIRCBENC | REPRASS | Repair Asset | Repair Asset - REPRASS | Action | RS
CIRCBENC | Circuit Breaker Enclosure | Circuit Breaker Enclosure - CIRCBENC | UPGRADES | Upgrade | Upgrade - UPGRADES | Action | RS
CLNSOLD | Cleaning Solution Dispenser | Cleaning Solution Dispenser - CLNSOLD | ABNTEMP | Abnormal Temprature | Abnormal Temprature - ABNTEMP | Problem | RS
CLNSOLD | Cleaning Solution Dispenser | Cleaning Solution Dispenser - CLNSOLD | CORROS | Corrosion | Corrosion - CORROS | Problem | RS
CLNSOLD | Cleaning Solution Dispenser | Cleaning Solution Dispenser - CLNSOLD | ELECTRIP | Electrical Trip Out | Electrical Trip Out - ELECTRIP | Problem | RS
CLNSOLD | Cleaning Solution Dispenser | Cleaning Solution Dispenser - CLNSOLD | EXNOISE | Excessive Noise | Excessive Noise - EXNOISE | Problem | RS
CLNSOLD | Cleaning Solution Dispenser | Cleaning Solution Dispenser - CLNSOLD | EXVIBRTN | Excessive Vibration | Excessive Vibration - EXVIBRTN | Problem | RS
CLNSOLD | Cleaning Solution Dispenser | Cleaning Solution Dispenser - CLNSOLD | JAMMEDEQ | Jammed Equipment | Jammed Equipment - JAMMEDEQ | Problem | RS
CLNSOLD | Cleaning Solution Dispenser | Cleaning Solution Dispenser - CLNSOLD | LEAKING | Leaking | Leaking - LEAKING | Problem | RS
CLNSOLD | Cleaning Solution Dispenser | Cleaning Solution Dispenser - CLNSOLD | LOWPERF | Low Performance | Low Performance - LOWPERF | Problem | RS
CLNSOLD | Cleaning Solution Dispenser | Cleaning Solution Dispenser - CLNSOLD | NONOPER | Non-Operational | Non-Operational - NONOPER | Problem | RS
CLNSOLD | Cleaning Solution Dispenser | Cleaning Solution Dispenser - CLNSOLD | PHYDMGE | Physical Damage | Physical Damage - PHYDMGE | Problem | RS
CLNSOLD | Cleaning Solution Dispenser | Cleaning Solution Dispenser - CLNSOLD | UNSMELL | Unusual Smell | Unusual Smell - UNSMELL | Problem | RS
CLNSOLD | Cleaning Solution Dispenser | Cleaning Solution Dispenser - CLNSOLD | UNSMOKE | Unusual Smoke | Unusual Smoke - UNSMOKE | Problem | RS
CLNSOLD | Cleaning Solution Dispenser | Cleaning Solution Dispenser - CLNSOLD | DISPFAIL | Dispensing Mechanism Fails to Dispense | Dispensing Mechanism Fails to Dispense - DISPFAIL | Failure | RS
CLNSOLD | Cleaning Solution Dispenser | Cleaning Solution Dispenser - CLNSOLD | ACCIDENT | Accident | Accident - ACCIDENT | Cause | RS
CLNSOLD | Cleaning Solution Dispenser | Cleaning Solution Dispenser - CLNSOLD | ACCWEAR | Accelerated Wear | Accelerated Wear - ACCWEAR | Cause | RS
CLNSOLD | Cleaning Solution Dispenser | Cleaning Solution Dispenser - CLNSOLD | ACTGOD | Weather condition/Forces of nature or Act of God | Weather condition/Forces of nature or Act of God - ACTGOD | Cause | RS
CLNSOLD | Cleaning Solution Dispenser | Cleaning Solution Dispenser - CLNSOLD | CONTAM | Contamination | Contamination - CONTAM | Cause | RS
CLNSOLD | Cleaning Solution Dispenser | Cleaning Solution Dispenser - CLNSOLD | DEFASSET | Defective Asset | Defective Asset - DEFASSET | Cause | RS
CLNSOLD | Cleaning Solution Dispenser | Cleaning Solution Dispenser - CLNSOLD | EXLOAD | Excessive Load | Excessive Load - EXLOAD | Cause | RS
CLNSOLD | Cleaning Solution Dispenser | Cleaning Solution Dispenser - CLNSOLD | IMPRMNT | Improper Maintenance | Improper Maintenance - IMPRMNT | Cause | RS
CLNSOLD | Cleaning Solution Dispenser | Cleaning Solution Dispenser - CLNSOLD | INSLUBR | Insufficient Lubrication | Insufficient Lubrication - INSLUBR | Cause | RS
CLNSOLD | Cleaning Solution Dispenser | Cleaning Solution Dispenser - CLNSOLD | LACKTRN | Lack of/ Inadequate Training | Lack of/ Inadequate Training - LACKTRN | Cause | RS
CLNSOLD | Cleaning Solution Dispenser | Cleaning Solution Dispenser - CLNSOLD | MISSCMP | Loose/ Missing Component | Loose/ Missing Component - MISSCMP | Cause | RS
CLNSOLD | Cleaning Solution Dispenser | Cleaning Solution Dispenser - CLNSOLD | NRMWEAR | Normal Wear | Normal Wear - NRMWEAR | Cause | RS
CLNSOLD | Cleaning Solution Dispenser | Cleaning Solution Dispenser - CLNSOLD | OTHER | Other (specify) | Other (specify) - OTHER | Cause | RS
CLNSOLD | Cleaning Solution Dispenser | Cleaning Solution Dispenser - CLNSOLD | PRINSTAL | Poor Installation | Poor Installation - PRINSTAL | Cause | RS
CLNSOLD | Cleaning Solution Dispenser | Cleaning Solution Dispenser - CLNSOLD | PROCISSU | Procedure Issue | Procedure Issue - PROCISSU | Cause | RS
CLNSOLD | Cleaning Solution Dispenser | Cleaning Solution Dispenser - CLNSOLD | UTLFAIL | Utility Failure | Utility Failure - UTLFAIL | Cause | RS
CLNSOLD | Cleaning Solution Dispenser | Cleaning Solution Dispenser - CLNSOLD | VNDLSM | Vandalism | Vandalism - VNDLSM | Cause | RS
CLNSOLD | Cleaning Solution Dispenser | Cleaning Solution Dispenser - CLNSOLD | WORNCMPT | Defective/ Worn Component | Defective/ Worn Component - WORNCMPT | Cause | RS
CLNSOLD | Cleaning Solution Dispenser | Cleaning Solution Dispenser - CLNSOLD | ADJUSTD | Adjusted | Adjusted - ADJUSTD | Action | RS
CLNSOLD | Cleaning Solution Dispenser | Cleaning Solution Dispenser - CLNSOLD | DECOMM | Decommission | Decommission - DECOMM | Action | RS
CLNSOLD | Cleaning Solution Dispenser | Cleaning Solution Dispenser - CLNSOLD | DECONTME | Decontaminate | Decontaminate - DECONTME | Action | RS
CLNSOLD | Cleaning Solution Dispenser | Cleaning Solution Dispenser - CLNSOLD | DONOTHIN | Do Nothing | Do Nothing - DONOTHIN | Action | RS
CLNSOLD | Cleaning Solution Dispenser | Cleaning Solution Dispenser - CLNSOLD | LUBRCTE | Lubricate | Lubricate - LUBRCTE | Action | RS
CLNSOLD | Cleaning Solution Dispenser | Cleaning Solution Dispenser - CLNSOLD | OTHER | Other (specify) | Other (specify) - OTHER | Action | RS
CLNSOLD | Cleaning Solution Dispenser | Cleaning Solution Dispenser - CLNSOLD | RECALBRT | Recalibrate | Recalibrate - RECALBRT | Action | RS
CLNSOLD | Cleaning Solution Dispenser | Cleaning Solution Dispenser - CLNSOLD | REMVOBT | Remove Obstruction | Remove Obstruction - REMVOBT | Action | RS
CLNSOLD | Cleaning Solution Dispenser | Cleaning Solution Dispenser - CLNSOLD | REPCMPT | Repair Component | Repair Component - REPCMPT | Action | RS
CLNSOLD | Cleaning Solution Dispenser | Cleaning Solution Dispenser - CLNSOLD | REPLASS | Replace Asset | Replace Asset - REPLASS | Action | RS
CLNSOLD | Cleaning Solution Dispenser | Cleaning Solution Dispenser - CLNSOLD | REPLCMPT | Replace Component | Replace Component - REPLCMPT | Action | RS
CLNSOLD | Cleaning Solution Dispenser | Cleaning Solution Dispenser - CLNSOLD | REPRASS | Repair Asset | Repair Asset - REPRASS | Action | RS
CLNSOLD | Cleaning Solution Dispenser | Cleaning Solution Dispenser - CLNSOLD | UPGRADES | Upgrade | Upgrade - UPGRADES | Action | RS
CMPADS | Compressed Air Distribution System | Compressed Air Distribution System - CMPADS | ABNTEMP | Abnormal Temprature | Abnormal Temprature - ABNTEMP | Problem | RS
CMPADS | Compressed Air Distribution System | Compressed Air Distribution System - CMPADS | CORROS | Corrosion | Corrosion - CORROS | Problem | RS
CMPADS | Compressed Air Distribution System | Compressed Air Distribution System - CMPADS | ELECTRIP | Electrical Trip Out | Electrical Trip Out - ELECTRIP | Problem | RS
CMPADS | Compressed Air Distribution System | Compressed Air Distribution System - CMPADS | EXNOISE | Excessive Noise | Excessive Noise - EXNOISE | Problem | RS
CMPADS | Compressed Air Distribution System | Compressed Air Distribution System - CMPADS | EXVIB1 | Excessive Vibration | Excessive Vibration - EXVIB1 | Problem | RS
CMPADS | Compressed Air Distribution System | Compressed Air Distribution System - CMPADS | EXVIBRTN | Excessive Vibration | Excessive Vibration - EXVIBRTN | Problem | RS
CMPADS | Compressed Air Distribution System | Compressed Air Distribution System - CMPADS | JAMMEDEQ | Jammed Equipment | Jammed Equipment - JAMMEDEQ | Problem | RS
CMPADS | Compressed Air Distribution System | Compressed Air Distribution System - CMPADS | LEAKF1 | Leaking Fluid | Leaking Fluid - LEAKF1 | Problem | RS
CMPADS | Compressed Air Distribution System | Compressed Air Distribution System - CMPADS | LEAKING | Leaking | Leaking - LEAKING | Problem | RS
CMPADS | Compressed Air Distribution System | Compressed Air Distribution System - CMPADS | LOWPERF | Low Performance | Low Performance - LOWPERF | Problem | RS
CMPADS | Compressed Air Distribution System | Compressed Air Distribution System - CMPADS | LSSPR4 | Loss Of Pressure/Air Leak | Loss Of Pressure/Air Leak - LSSPR4 | Problem | RS
CMPADS | Compressed Air Distribution System | Compressed Air Distribution System - CMPADS | NONOPER | Non-Operational | Non-Operational - NONOPER | Problem | RS
CMPADS | Compressed Air Distribution System | Compressed Air Distribution System - CMPADS | PHYDMGE | Physical Damage | Physical Damage - PHYDMGE | Problem | RS
CMPADS | Compressed Air Distribution System | Compressed Air Distribution System - CMPADS | UNSMELL | Unusual Smell | Unusual Smell - UNSMELL | Problem | RS
CMPADS | Compressed Air Distribution System | Compressed Air Distribution System - CMPADS | UNSMOKE | Unusual Smoke | Unusual Smoke - UNSMOKE | Problem | RS
CMPADS | Compressed Air Distribution System | Compressed Air Distribution System - CMPADS | BROKSEL6 | Broken Seal | Broken Seal - BROKSEL6 | Failure | RS
CMPADS | Compressed Air Distribution System | Compressed Air Distribution System - CMPADS | BROKSEL7 | Broken Seal | Broken Seal - BROKSEL7 | Failure | RS
CMPADS | Compressed Air Distribution System | Compressed Air Distribution System - CMPADS | CLOGFLH1 | Clogged Flex Hose | Clogged Flex Hose - CLOGFLH1 | Failure | RS
CMPADS | Compressed Air Distribution System | Compressed Air Distribution System - CMPADS | CLOGPI2 | Clogged Pipe | Clogged Pipe - CLOGPI2 | Failure | RS
CMPADS | Compressed Air Distribution System | Compressed Air Distribution System - CMPADS | DAMAFLH1 | Damaged Flex Hose | Damaged Flex Hose - DAMAFLH1 | Failure | RS
CMPADS | Compressed Air Distribution System | Compressed Air Distribution System - CMPADS | DAMAPI1 | Damaged Pipe | Damaged Pipe - DAMAPI1 | Failure | RS
CMPADS | Compressed Air Distribution System | Compressed Air Distribution System - CMPADS | DAMAPI2 | Damaged Pipe | Damaged Pipe - DAMAPI2 | Failure | RS
CMPADS | Compressed Air Distribution System | Compressed Air Distribution System - CMPADS | DETEFI1 | Deteriorated Fittings | Deteriorated Fittings - DETEFI1 | Failure | RS
CMPADS | Compressed Air Distribution System | Compressed Air Distribution System - CMPADS | DETEPI3 | Deteriorated Pipe | Deteriorated Pipe - DETEPI3 | Failure | RS
CMPADS | Compressed Air Distribution System | Compressed Air Distribution System - CMPADS | FROZFLH1 | Frozen Flex Hose | Frozen Flex Hose - FROZFLH1 | Failure | RS
CMPADS | Compressed Air Distribution System | Compressed Air Distribution System - CMPADS | FROZPI2 | Frozen Pipe | Frozen Pipe - FROZPI2 | Failure | RS
CMPADS | Compressed Air Distribution System | Compressed Air Distribution System - CMPADS | LOOSJO1 | Loose Joints | Loose Joints - LOOSJO1 | Failure | RS
CMPADS | Compressed Air Distribution System | Compressed Air Distribution System - CMPADS | LOOSSE1 | Loose Seal | Loose Seal - LOOSSE1 | Failure | RS
CMPADS | Compressed Air Distribution System | Compressed Air Distribution System - CMPADS | LOOSSE2 | Loose Seal | Loose Seal - LOOSSE2 | Failure | RS
CMPADS | Compressed Air Distribution System | Compressed Air Distribution System - CMPADS | PIPFDET | Piping/tubing/fittings deteriorated | Piping/tubing/fittings deteriorated - PIPFDET | Failure | RS
CMPADS | Compressed Air Distribution System | Compressed Air Distribution System - CMPADS | ACCDENT2 | Accident | Accident - ACCDENT2 | Cause | RS
CMPADS | Compressed Air Distribution System | Compressed Air Distribution System - CMPADS | ACCIDENT | Accident | Accident - ACCIDENT | Cause | RS
CMPADS | Compressed Air Distribution System | Compressed Air Distribution System - CMPADS | ACCWEAR | Accelerated Wear | Accelerated Wear - ACCWEAR | Cause | RS
CMPADS | Compressed Air Distribution System | Compressed Air Distribution System - CMPADS | ACTGOD | Weather condition/Forces of nature or Act of God | Weather condition/Forces of nature or Act of God - ACTGOD | Cause | RS
CMPADS | Compressed Air Distribution System | Compressed Air Distribution System - CMPADS | CONTAM | Contamination | Contamination - CONTAM | Cause | RS
CMPADS | Compressed Air Distribution System | Compressed Air Distribution System - CMPADS | CONTAM26 | Contamination | Contamination - CONTAM26 | Cause | RS
CMPADS | Compressed Air Distribution System | Compressed Air Distribution System - CMPADS | CONTAM3 | Contamination | Contamination - CONTAM3 | Cause | RS
CMPADS | Compressed Air Distribution System | Compressed Air Distribution System - CMPADS | CORRS13 | Corrosion | Corrosion - CORRS13 | Cause | RS
CMPADS | Compressed Air Distribution System | Compressed Air Distribution System - CMPADS | DEFASSET | Defective Asset | Defective Asset - DEFASSET | Cause | RS
CMPADS | Compressed Air Distribution System | Compressed Air Distribution System - CMPADS | EXLOAD | Excessive Load | Excessive Load - EXLOAD | Cause | RS
CMPADS | Compressed Air Distribution System | Compressed Air Distribution System - CMPADS | EXMIL1 | Excess Moisture In Line | Excess Moisture In Line - EXMIL1 | Cause | RS
CMPADS | Compressed Air Distribution System | Compressed Air Distribution System - CMPADS | EXMIL2 | Excess Moisture In Line | Excess Moisture In Line - EXMIL2 | Cause | RS
CMPADS | Compressed Air Distribution System | Compressed Air Distribution System - CMPADS | IMPRIN1 | Improper Installation | Improper Installation - IMPRIN1 | Cause | RS
CMPADS | Compressed Air Distribution System | Compressed Air Distribution System - CMPADS | IMPRIN11 | Improper Installation | Improper Installation - IMPRIN11 | Cause | RS
CMPADS | Compressed Air Distribution System | Compressed Air Distribution System - CMPADS | IMPRIN2 | Improper Installation | Improper Installation - IMPRIN2 | Cause | RS
CMPADS | Compressed Air Distribution System | Compressed Air Distribution System - CMPADS | IMPRIN5 | Improper Installation | Improper Installation - IMPRIN5 | Cause | RS
CMPADS | Compressed Air Distribution System | Compressed Air Distribution System - CMPADS | IMPRIN7 | Improper Installation | Improper Installation - IMPRIN7 | Cause | RS
CMPADS | Compressed Air Distribution System | Compressed Air Distribution System - CMPADS | IMPRMNT | Improper Maintenance | Improper Maintenance - IMPRMNT | Cause | RS
CMPADS | Compressed Air Distribution System | Compressed Air Distribution System - CMPADS | IMPRST1 | Improper Storage | Improper Storage - IMPRST1 | Cause | RS
CMPADS | Compressed Air Distribution System | Compressed Air Distribution System - CMPADS | INSLUBR | Insufficient Lubrication | Insufficient Lubrication - INSLUBR | Cause | RS
CMPADS | Compressed Air Distribution System | Compressed Air Distribution System - CMPADS | LACKTRN | Lack of/ Inadequate Training | Lack of/ Inadequate Training - LACKTRN | Cause | RS
CMPADS | Compressed Air Distribution System | Compressed Air Distribution System - CMPADS | MISSCMP | Loose/ Missing Component | Loose/ Missing Component - MISSCMP | Cause | RS
CMPADS | Compressed Air Distribution System | Compressed Air Distribution System - CMPADS | NORMW11 | Normal Wear | Normal Wear - NORMW11 | Cause | RS
CMPADS | Compressed Air Distribution System | Compressed Air Distribution System - CMPADS | NORMW38 | Normal Wear | Normal Wear - NORMW38 | Cause | RS
CMPADS | Compressed Air Distribution System | Compressed Air Distribution System - CMPADS | NORMW44 | Normal Wear | Normal Wear - NORMW44 | Cause | RS
CMPADS | Compressed Air Distribution System | Compressed Air Distribution System - CMPADS | NORMW50 | Normal Wear | Normal Wear - NORMW50 | Cause | RS
CMPADS | Compressed Air Distribution System | Compressed Air Distribution System - CMPADS | NORMW52 | Normal Wear | Normal Wear - NORMW52 | Cause | RS
CMPADS | Compressed Air Distribution System | Compressed Air Distribution System - CMPADS | NRMWEAR | Normal Wear | Normal Wear - NRMWEAR | Cause | RS
CMPADS | Compressed Air Distribution System | Compressed Air Distribution System - CMPADS | OTHER | Other (specify) | Other (specify) - OTHER | Cause | RS
CMPADS | Compressed Air Distribution System | Compressed Air Distribution System - CMPADS | PRINSTAL | Poor Installation | Poor Installation - PRINSTAL | Cause | RS
CMPADS | Compressed Air Distribution System | Compressed Air Distribution System - CMPADS | PROCISSU | Procedure Issue | Procedure Issue - PROCISSU | Cause | RS
CMPADS | Compressed Air Distribution System | Compressed Air Distribution System - CMPADS | UTLFAIL | Utility Failure | Utility Failure - UTLFAIL | Cause | RS
CMPADS | Compressed Air Distribution System | Compressed Air Distribution System - CMPADS | VNDLSM | Vandalism | Vandalism - VNDLSM | Cause | RS
CMPADS | Compressed Air Distribution System | Compressed Air Distribution System - CMPADS | WORNCMPT | Defective/ Worn Component | Defective/ Worn Component - WORNCMPT | Cause | RS
CMPADS | Compressed Air Distribution System | Compressed Air Distribution System - CMPADS | ADJUSTD | Adjusted | Adjusted - ADJUSTD | Action | RS
CMPADS | Compressed Air Distribution System | Compressed Air Distribution System - CMPADS | DECOMM | Decommission | Decommission - DECOMM | Action | RS
CMPADS | Compressed Air Distribution System | Compressed Air Distribution System - CMPADS | DECONTME | Decontaminate | Decontaminate - DECONTME | Action | RS
CMPADS | Compressed Air Distribution System | Compressed Air Distribution System - CMPADS | DONOTHIN | Do Nothing | Do Nothing - DONOTHIN | Action | RS
CMPADS | Compressed Air Distribution System | Compressed Air Distribution System - CMPADS | LUBRCTE | Lubricate | Lubricate - LUBRCTE | Action | RS
CMPADS | Compressed Air Distribution System | Compressed Air Distribution System - CMPADS | OTHER | Other (specify) | Other (specify) - OTHER | Action | RS
CMPADS | Compressed Air Distribution System | Compressed Air Distribution System - CMPADS | RECALBRT | Recalibrate | Recalibrate - RECALBRT | Action | RS
CMPADS | Compressed Air Distribution System | Compressed Air Distribution System - CMPADS | REMVOBT | Remove Obstruction | Remove Obstruction - REMVOBT | Action | RS
CMPADS | Compressed Air Distribution System | Compressed Air Distribution System - CMPADS | REPAIR | Repair | Repair - REPAIR | Action | RS
CMPADS | Compressed Air Distribution System | Compressed Air Distribution System - CMPADS | REPCMPT | Repair Component | Repair Component - REPCMPT | Action | RS
CMPADS | Compressed Air Distribution System | Compressed Air Distribution System - CMPADS | REPLACE | Replace | Replace - REPLACE | Action | RS
CMPADS | Compressed Air Distribution System | Compressed Air Distribution System - CMPADS | REPLASS | Replace Asset | Replace Asset - REPLASS | Action | RS
CMPADS | Compressed Air Distribution System | Compressed Air Distribution System - CMPADS | REPLCMPT | Replace Component | Replace Component - REPLCMPT | Action | RS
CMPADS | Compressed Air Distribution System | Compressed Air Distribution System - CMPADS | REPRASS | Repair Asset | Repair Asset - REPRASS | Action | RS
CMPADS | Compressed Air Distribution System | Compressed Air Distribution System - CMPADS | UPGRADES | Upgrade | Upgrade - UPGRADES | Action | RS
CNDSTANK | Condensate Tank | Condensate Tank - CNDSTANK | ABNTEMP | Abnormal Temprature | Abnormal Temprature - ABNTEMP | Problem | RS
CNDSTANK | Condensate Tank | Condensate Tank - CNDSTANK | CORROS | Corrosion | Corrosion - CORROS | Problem | RS
CNDSTANK | Condensate Tank | Condensate Tank - CNDSTANK | ELECTRIP | Electrical Trip Out | Electrical Trip Out - ELECTRIP | Problem | RS
CNDSTANK | Condensate Tank | Condensate Tank - CNDSTANK | EXNOISE | Excessive Noise | Excessive Noise - EXNOISE | Problem | RS
CNDSTANK | Condensate Tank | Condensate Tank - CNDSTANK | EXVIBRTN | Excessive Vibration | Excessive Vibration - EXVIBRTN | Problem | RS
CNDSTANK | Condensate Tank | Condensate Tank - CNDSTANK | JAMMEDEQ | Jammed Equipment | Jammed Equipment - JAMMEDEQ | Problem | RS
CNDSTANK | Condensate Tank | Condensate Tank - CNDSTANK | LEAKING | Leaking | Leaking - LEAKING | Problem | RS
CNDSTANK | Condensate Tank | Condensate Tank - CNDSTANK | LOWPERF | Low Performance | Low Performance - LOWPERF | Problem | RS
CNDSTANK | Condensate Tank | Condensate Tank - CNDSTANK | NONOPER | Non-Operational | Non-Operational - NONOPER | Problem | RS
CNDSTANK | Condensate Tank | Condensate Tank - CNDSTANK | PHYDMGE | Physical Damage | Physical Damage - PHYDMGE | Problem | RS
CNDSTANK | Condensate Tank | Condensate Tank - CNDSTANK | UNSMELL | Unusual Smell | Unusual Smell - UNSMELL | Problem | RS
CNDSTANK | Condensate Tank | Condensate Tank - CNDSTANK | UNSMOKE | Unusual Smoke | Unusual Smoke - UNSMOKE | Problem | RS
CNDSTANK | Condensate Tank | Condensate Tank - CNDSTANK | CNTKIDET | Condensate tank internally deteriorated | Condensate tank internally deteriorated - CNTKIDET | Failure | RS
CNDSTANK | Condensate Tank | Condensate Tank - CNDSTANK | ACCIDENT | Accident | Accident - ACCIDENT | Cause | RS
CNDSTANK | Condensate Tank | Condensate Tank - CNDSTANK | ACCWEAR | Accelerated Wear | Accelerated Wear - ACCWEAR | Cause | RS
CNDSTANK | Condensate Tank | Condensate Tank - CNDSTANK | ACTGOD | Weather condition/Forces of nature or Act of God | Weather condition/Forces of nature or Act of God - ACTGOD | Cause | RS
CNDSTANK | Condensate Tank | Condensate Tank - CNDSTANK | CONTAM | Contamination | Contamination - CONTAM | Cause | RS
CNDSTANK | Condensate Tank | Condensate Tank - CNDSTANK | DEFASSET | Defective Asset | Defective Asset - DEFASSET | Cause | RS
CNDSTANK | Condensate Tank | Condensate Tank - CNDSTANK | EXLOAD | Excessive Load | Excessive Load - EXLOAD | Cause | RS
CNDSTANK | Condensate Tank | Condensate Tank - CNDSTANK | IMPRMNT | Improper Maintenance | Improper Maintenance - IMPRMNT | Cause | RS
CNDSTANK | Condensate Tank | Condensate Tank - CNDSTANK | INSLUBR | Insufficient Lubrication | Insufficient Lubrication - INSLUBR | Cause | RS
CNDSTANK | Condensate Tank | Condensate Tank - CNDSTANK | LACKTRN | Lack of/ Inadequate Training | Lack of/ Inadequate Training - LACKTRN | Cause | RS
CNDSTANK | Condensate Tank | Condensate Tank - CNDSTANK | MISSCMP | Loose/ Missing Component | Loose/ Missing Component - MISSCMP | Cause | RS
CNDSTANK | Condensate Tank | Condensate Tank - CNDSTANK | NRMWEAR | Normal Wear | Normal Wear - NRMWEAR | Cause | RS
CNDSTANK | Condensate Tank | Condensate Tank - CNDSTANK | OTHER | Other (specify) | Other (specify) - OTHER | Cause | RS
CNDSTANK | Condensate Tank | Condensate Tank - CNDSTANK | PRINSTAL | Poor Installation | Poor Installation - PRINSTAL | Cause | RS
CNDSTANK | Condensate Tank | Condensate Tank - CNDSTANK | PROCISSU | Procedure Issue | Procedure Issue - PROCISSU | Cause | RS
CNDSTANK | Condensate Tank | Condensate Tank - CNDSTANK | UTLFAIL | Utility Failure | Utility Failure - UTLFAIL | Cause | RS
CNDSTANK | Condensate Tank | Condensate Tank - CNDSTANK | VNDLSM | Vandalism | Vandalism - VNDLSM | Cause | RS
CNDSTANK | Condensate Tank | Condensate Tank - CNDSTANK | WORNCMPT | Defective/ Worn Component | Defective/ Worn Component - WORNCMPT | Cause | RS
CNDSTANK | Condensate Tank | Condensate Tank - CNDSTANK | ADJUSTD | Adjusted | Adjusted - ADJUSTD | Action | RS
CNDSTANK | Condensate Tank | Condensate Tank - CNDSTANK | DECOMM | Decommission | Decommission - DECOMM | Action | RS
CNDSTANK | Condensate Tank | Condensate Tank - CNDSTANK | DECONTME | Decontaminate | Decontaminate - DECONTME | Action | RS
CNDSTANK | Condensate Tank | Condensate Tank - CNDSTANK | DONOTHIN | Do Nothing | Do Nothing - DONOTHIN | Action | RS
CNDSTANK | Condensate Tank | Condensate Tank - CNDSTANK | LUBRCTE | Lubricate | Lubricate - LUBRCTE | Action | RS
CNDSTANK | Condensate Tank | Condensate Tank - CNDSTANK | OTHER | Other (specify) | Other (specify) - OTHER | Action | RS
CNDSTANK | Condensate Tank | Condensate Tank - CNDSTANK | RECALBRT | Recalibrate | Recalibrate - RECALBRT | Action | RS
CNDSTANK | Condensate Tank | Condensate Tank - CNDSTANK | REMVOBT | Remove Obstruction | Remove Obstruction - REMVOBT | Action | RS
CNDSTANK | Condensate Tank | Condensate Tank - CNDSTANK | REPCMPT | Repair Component | Repair Component - REPCMPT | Action | RS
CNDSTANK | Condensate Tank | Condensate Tank - CNDSTANK | REPLASS | Replace Asset | Replace Asset - REPLASS | Action | RS
CNDSTANK | Condensate Tank | Condensate Tank - CNDSTANK | REPLCMPT | Replace Component | Replace Component - REPLCMPT | Action | RS
CNDSTANK | Condensate Tank | Condensate Tank - CNDSTANK | REPRASS | Repair Asset | Repair Asset - REPRASS | Action | RS
CNDSTANK | Condensate Tank | Condensate Tank - CNDSTANK | UPGRADES | Upgrade | Upgrade - UPGRADES | Action | RS
CNPY | Canopy | Canopy - CNPY | ABNTEMP | Abnormal Temprature | Abnormal Temprature - ABNTEMP | Problem | RS
CNPY | Canopy | Canopy - CNPY | CORROS | Corrosion | Corrosion - CORROS | Problem | RS
CNPY | Canopy | Canopy - CNPY | ELECTRIP | Electrical Trip Out | Electrical Trip Out - ELECTRIP | Problem | RS
CNPY | Canopy | Canopy - CNPY | EXNOISE | Excessive Noise | Excessive Noise - EXNOISE | Problem | RS
CNPY | Canopy | Canopy - CNPY | EXVIBRTN | Excessive Vibration | Excessive Vibration - EXVIBRTN | Problem | RS
CNPY | Canopy | Canopy - CNPY | JAMMEDEQ | Jammed Equipment | Jammed Equipment - JAMMEDEQ | Problem | RS
CNPY | Canopy | Canopy - CNPY | LEAKING | Leaking | Leaking - LEAKING | Problem | RS
CNPY | Canopy | Canopy - CNPY | LOWPERF | Low Performance | Low Performance - LOWPERF | Problem | RS
CNPY | Canopy | Canopy - CNPY | NONOPER | Non-Operational | Non-Operational - NONOPER | Problem | RS
CNPY | Canopy | Canopy - CNPY | PHYDMGE | Physical Damage | Physical Damage - PHYDMGE | Problem | RS
CNPY | Canopy | Canopy - CNPY | UNSMELL | Unusual Smell | Unusual Smell - UNSMELL | Problem | RS
CNPY | Canopy | Canopy - CNPY | UNSMOKE | Unusual Smoke | Unusual Smoke - UNSMOKE | Problem | RS
CNPY | Canopy | Canopy - CNPY | CNPYCDET | Canopy cover deteriorated | Canopy cover deteriorated - CNPYCDET | Failure | RS
CNPY | Canopy | Canopy - CNPY | CNPYSDET | Canopy support structure deteriorated | Canopy support structure deteriorated - CNPYSDET | Failure | RS
CNPY | Canopy | Canopy - CNPY | ACCIDENT | Accident | Accident - ACCIDENT | Cause | RS
CNPY | Canopy | Canopy - CNPY | ACCWEAR | Accelerated Wear | Accelerated Wear - ACCWEAR | Cause | RS
CNPY | Canopy | Canopy - CNPY | ACTGOD | Weather condition/Forces of nature or Act of God | Weather condition/Forces of nature or Act of God - ACTGOD | Cause | RS
CNPY | Canopy | Canopy - CNPY | CONTAM | Contamination | Contamination - CONTAM | Cause | RS
CNPY | Canopy | Canopy - CNPY | DEFASSET | Defective Asset | Defective Asset - DEFASSET | Cause | RS
CNPY | Canopy | Canopy - CNPY | EXLOAD | Excessive Load | Excessive Load - EXLOAD | Cause | RS
CNPY | Canopy | Canopy - CNPY | IMPRMNT | Improper Maintenance | Improper Maintenance - IMPRMNT | Cause | RS
CNPY | Canopy | Canopy - CNPY | INSLUBR | Insufficient Lubrication | Insufficient Lubrication - INSLUBR | Cause | RS
CNPY | Canopy | Canopy - CNPY | LACKTRN | Lack of/ Inadequate Training | Lack of/ Inadequate Training - LACKTRN | Cause | RS
CNPY | Canopy | Canopy - CNPY | MISSCMP | Loose/ Missing Component | Loose/ Missing Component - MISSCMP | Cause | RS
CNPY | Canopy | Canopy - CNPY | NRMWEAR | Normal Wear | Normal Wear - NRMWEAR | Cause | RS
CNPY | Canopy | Canopy - CNPY | OTHER | Other (specify) | Other (specify) - OTHER | Cause | RS
CNPY | Canopy | Canopy - CNPY | PRINSTAL | Poor Installation | Poor Installation - PRINSTAL | Cause | RS
CNPY | Canopy | Canopy - CNPY | PROCISSU | Procedure Issue | Procedure Issue - PROCISSU | Cause | RS
CNPY | Canopy | Canopy - CNPY | UTLFAIL | Utility Failure | Utility Failure - UTLFAIL | Cause | RS
CNPY | Canopy | Canopy - CNPY | VNDLSM | Vandalism | Vandalism - VNDLSM | Cause | RS
CNPY | Canopy | Canopy - CNPY | WORNCMPT | Defective/ Worn Component | Defective/ Worn Component - WORNCMPT | Cause | RS
CNPY | Canopy | Canopy - CNPY | ADJUSTD | Adjusted | Adjusted - ADJUSTD | Action | RS
CNPY | Canopy | Canopy - CNPY | DECOMM | Decommission | Decommission - DECOMM | Action | RS
CNPY | Canopy | Canopy - CNPY | DECONTME | Decontaminate | Decontaminate - DECONTME | Action | RS
CNPY | Canopy | Canopy - CNPY | DONOTHIN | Do Nothing | Do Nothing - DONOTHIN | Action | RS
CNPY | Canopy | Canopy - CNPY | LUBRCTE | Lubricate | Lubricate - LUBRCTE | Action | RS
CNPY | Canopy | Canopy - CNPY | OTHER | Other (specify) | Other (specify) - OTHER | Action | RS
CNPY | Canopy | Canopy - CNPY | RECALBRT | Recalibrate | Recalibrate - RECALBRT | Action | RS
CNPY | Canopy | Canopy - CNPY | REMVOBT | Remove Obstruction | Remove Obstruction - REMVOBT | Action | RS
CNPY | Canopy | Canopy - CNPY | REPCMPT | Repair Component | Repair Component - REPCMPT | Action | RS
CNPY | Canopy | Canopy - CNPY | REPLASS | Replace Asset | Replace Asset - REPLASS | Action | RS
CNPY | Canopy | Canopy - CNPY | REPLCMPT | Replace Component | Replace Component - REPLCMPT | Action | RS
CNPY | Canopy | Canopy - CNPY | REPRASS | Repair Asset | Repair Asset - REPRASS | Action | RS
CNPY | Canopy | Canopy - CNPY | UPGRADES | Upgrade | Upgrade - UPGRADES | Action | RS
CNSWSA | Consist Wash Arches | Consist Wash Arches - CNSWSA | ABNTEMP | Abnormal Temprature | Abnormal Temprature - ABNTEMP | Problem | RS
CNSWSA | Consist Wash Arches | Consist Wash Arches - CNSWSA | CHMNTSP1 | Chemical Not Spray | Chemical Not Spray - CHMNTSP1 | Problem | RS
CNSWSA | Consist Wash Arches | Consist Wash Arches - CNSWSA | CORROS | Corrosion | Corrosion - CORROS | Problem | RS
CNSWSA | Consist Wash Arches | Consist Wash Arches - CNSWSA | ELECTRIP | Electrical Trip Out | Electrical Trip Out - ELECTRIP | Problem | RS
CNSWSA | Consist Wash Arches | Consist Wash Arches - CNSWSA | EXNOISE | Excessive Noise | Excessive Noise - EXNOISE | Problem | RS
CNSWSA | Consist Wash Arches | Consist Wash Arches - CNSWSA | EXVIBRTN | Excessive Vibration | Excessive Vibration - EXVIBRTN | Problem | RS
CNSWSA | Consist Wash Arches | Consist Wash Arches - CNSWSA | INCMPWS1 | Incomplete Wash | Incomplete Wash - INCMPWS1 | Problem | RS
CNSWSA | Consist Wash Arches | Consist Wash Arches - CNSWSA | JAMMEDEQ | Jammed Equipment | Jammed Equipment - JAMMEDEQ | Problem | RS
CNSWSA | Consist Wash Arches | Consist Wash Arches - CNSWSA | LEAKING | Leaking | Leaking - LEAKING | Problem | RS
CNSWSA | Consist Wash Arches | Consist Wash Arches - CNSWSA | LOWPERF | Low Performance | Low Performance - LOWPERF | Problem | RS
CNSWSA | Consist Wash Arches | Consist Wash Arches - CNSWSA | NONOPER | Non-Operational | Non-Operational - NONOPER | Problem | RS
CNSWSA | Consist Wash Arches | Consist Wash Arches - CNSWSA | PHYDMGE | Physical Damage | Physical Damage - PHYDMGE | Problem | RS
CNSWSA | Consist Wash Arches | Consist Wash Arches - CNSWSA | UNSMELL | Unusual Smell | Unusual Smell - UNSMELL | Problem | RS
CNSWSA | Consist Wash Arches | Consist Wash Arches - CNSWSA | UNSMOKE | Unusual Smoke | Unusual Smoke - UNSMOKE | Problem | RS
CNSWSA | Consist Wash Arches | Consist Wash Arches - CNSWSA | BROKBR1 | Broken Brush | Broken Brush - BROKBR1 | Failure | RS
CNSWSA | Consist Wash Arches | Consist Wash Arches - CNSWSA | BROKBRM1 | Broken Brush Mount | Broken Brush Mount - BROKBRM1 | Failure | RS
CNSWSA | Consist Wash Arches | Consist Wash Arches - CNSWSA | CONTPA3 | Control Panel | Control Panel - CONTPA3 | Failure | RS
CNSWSA | Consist Wash Arches | Consist Wash Arches - CNSWSA | CWADET | Consist Wash Arches Deteriorated | Consist Wash Arches Deteriorated - CWADET | Failure | RS
CNSWSA | Consist Wash Arches | Consist Wash Arches - CNSWSA | CWAPFDET | Consist wash arch pneumatic filter deteriorated | Consist wash arch pneumatic filter deteriorated - CWAPFDET | Failure | RS
CNSWSA | Consist Wash Arches | Consist Wash Arches - CNSWSA | CWASDET | Consist Wash Sensors/Controls deteriorated | Consist Wash Sensors/Controls deteriorated - CWASDET | Failure | RS
CNSWSA | Consist Wash Arches | Consist Wash Arches - CNSWSA | CWBSDET | Consist Wash Blower System deteriorated | Consist Wash Blower System deteriorated - CWBSDET | Failure | RS
CNSWSA | Consist Wash Arches | Consist Wash Arches - CNSWSA | CWSCFAIL | Consist Wash Sensors/Controls Failed | Consist Wash Sensors/Controls Failed - CWSCFAIL | Failure | RS
CNSWSA | Consist Wash Arches | Consist Wash Arches - CNSWSA | DRYNW1 | Dryer Fan Not Working | Dryer Fan Not Working - DRYNW1 | Failure | RS
CNSWSA | Consist Wash Arches | Consist Wash Arches - CNSWSA | EMGSFAIL | Emergency Stop Failed | Emergency Stop Failed - EMGSFAIL | Failure | RS
CNSWSA | Consist Wash Arches | Consist Wash Arches - CNSWSA | INPOLUB | Insufficient Pneumatic Oil Lubricator Level | Insufficient Pneumatic Oil Lubricator Level - INPOLUB | Failure | RS
CNSWSA | Consist Wash Arches | Consist Wash Arches - CNSWSA | INSUCHL1 | Insufficient Chemical Levels | Insufficient Chemical Levels - INSUCHL1 | Failure | RS
CNSWSA | Consist Wash Arches | Consist Wash Arches - CNSWSA | JAMMBRA1 | Jammed Brush Actuators | Jammed Brush Actuators - JAMMBRA1 | Failure | RS
CNSWSA | Consist Wash Arches | Consist Wash Arches - CNSWSA | MCOMILUB | Mechanical components insufficiently lubricated | Mechanical components insufficiently lubricated - MCOMILUB | Failure | RS
CNSWSA | Consist Wash Arches | Consist Wash Arches - CNSWSA | MOTONOW1 | Motor Not Working | Motor Not Working - MOTONOW1 | Failure | RS
CNSWSA | Consist Wash Arches | Consist Wash Arches - CNSWSA | NOZZCL1 | Nozzle Clogged | Nozzle Clogged - NOZZCL1 | Failure | RS
CNSWSA | Consist Wash Arches | Consist Wash Arches - CNSWSA | PHOTSEC1 | Photocell Sensor Contaminated | Photocell Sensor Contaminated - PHOTSEC1 | Failure | RS
CNSWSA | Consist Wash Arches | Consist Wash Arches - CNSWSA | PHOTSEF1 | Photocell Sensor Failed | Photocell Sensor Failed - PHOTSEF1 | Failure | RS
CNSWSA | Consist Wash Arches | Consist Wash Arches - CNSWSA | PNUMHOL1 | Pneumatic Hose Leak | Pneumatic Hose Leak - PNUMHOL1 | Failure | RS
CNSWSA | Consist Wash Arches | Consist Wash Arches - CNSWSA | SIEZPU1 | Seized Pump | Seized Pump - SIEZPU1 | Failure | RS
CNSWSA | Consist Wash Arches | Consist Wash Arches - CNSWSA | WORNBR1 | Worn Brush | Worn Brush - WORNBR1 | Failure | RS
CNSWSA | Consist Wash Arches | Consist Wash Arches - CNSWSA | WORNBRB1 | Worn Brush Bearings | Worn Brush Bearings - WORNBRB1 | Failure | RS
CNSWSA | Consist Wash Arches | Consist Wash Arches - CNSWSA | WORNGA1 | Worn Gasket | Worn Gasket - WORNGA1 | Failure | RS
CNSWSA | Consist Wash Arches | Consist Wash Arches - CNSWSA | ACCIDENT | Accident | Accident - ACCIDENT | Cause | RS
CNSWSA | Consist Wash Arches | Consist Wash Arches - CNSWSA | ACCWEAR | Accelerated Wear | Accelerated Wear - ACCWEAR | Cause | RS
CNSWSA | Consist Wash Arches | Consist Wash Arches - CNSWSA | ACTGOD | Weather condition/Forces of nature or Act of God | Weather condition/Forces of nature or Act of God - ACTGOD | Cause | RS
CNSWSA | Consist Wash Arches | Consist Wash Arches - CNSWSA | AGING118 | Aging | Aging - AGING118 | Cause | RS
CNSWSA | Consist Wash Arches | Consist Wash Arches - CNSWSA | AGING150 | Aging | Aging - AGING150 | Cause | RS
CNSWSA | Consist Wash Arches | Consist Wash Arches - CNSWSA | AGING158 | Aging | Aging - AGING158 | Cause | RS
CNSWSA | Consist Wash Arches | Consist Wash Arches - CNSWSA | AGING174 | Aging | Aging - AGING174 | Cause | RS
CNSWSA | Consist Wash Arches | Consist Wash Arches - CNSWSA | CONTAM | Contamination | Contamination - CONTAM | Cause | RS
CNSWSA | Consist Wash Arches | Consist Wash Arches - CNSWSA | CONTAM1 | Contamination | Contamination - CONTAM1 | Cause | RS
CNSWSA | Consist Wash Arches | Consist Wash Arches - CNSWSA | CONTAM15 | Contamination | Contamination - CONTAM15 | Cause | RS
CNSWSA | Consist Wash Arches | Consist Wash Arches - CNSWSA | CONTAM19 | Contamination | Contamination - CONTAM19 | Cause | RS
CNSWSA | Consist Wash Arches | Consist Wash Arches - CNSWSA | DEBRIS8 | Debris | Debris - DEBRIS8 | Cause | RS
CNSWSA | Consist Wash Arches | Consist Wash Arches - CNSWSA | DEFASSET | Defective Asset | Defective Asset - DEFASSET | Cause | RS
CNSWSA | Consist Wash Arches | Consist Wash Arches - CNSWSA | ELECFA30 | Electrical Fault | Electrical Fault - ELECFA30 | Cause | RS
CNSWSA | Consist Wash Arches | Consist Wash Arches - CNSWSA | ELECFA31 | Electrical Fault | Electrical Fault - ELECFA31 | Cause | RS
CNSWSA | Consist Wash Arches | Consist Wash Arches - CNSWSA | ELECFA36 | Electrical Fault | Electrical Fault - ELECFA36 | Cause | RS
CNSWSA | Consist Wash Arches | Consist Wash Arches - CNSWSA | ELECFA54 | Electrical Fault | Electrical Fault - ELECFA54 | Cause | RS
CNSWSA | Consist Wash Arches | Consist Wash Arches - CNSWSA | ELECFA81 | Electrical Fault | Electrical Fault - ELECFA81 | Cause | RS
CNSWSA | Consist Wash Arches | Consist Wash Arches - CNSWSA | EXLOAD | Excessive Load | Excessive Load - EXLOAD | Cause | RS
CNSWSA | Consist Wash Arches | Consist Wash Arches - CNSWSA | IMPRM24 | Improper Maintenance | Improper Maintenance - IMPRM24 | Cause | RS
CNSWSA | Consist Wash Arches | Consist Wash Arches - CNSWSA | IMPRM40 | Improper Maintenance | Improper Maintenance - IMPRM40 | Cause | RS
CNSWSA | Consist Wash Arches | Consist Wash Arches - CNSWSA | IMPRMNT | Improper Maintenance | Improper Maintenance - IMPRMNT | Cause | RS
CNSWSA | Consist Wash Arches | Consist Wash Arches - CNSWSA | INSLUBR | Insufficient Lubrication | Insufficient Lubrication - INSLUBR | Cause | RS
CNSWSA | Consist Wash Arches | Consist Wash Arches - CNSWSA | LACKTRN | Lack of/ Inadequate Training | Lack of/ Inadequate Training - LACKTRN | Cause | RS
CNSWSA | Consist Wash Arches | Consist Wash Arches - CNSWSA | LUBRICA3 | Lubrication | Lubrication - LUBRICA3 | Cause | RS
CNSWSA | Consist Wash Arches | Consist Wash Arches - CNSWSA | MISSCMP | Loose/ Missing Component | Loose/ Missing Component - MISSCMP | Cause | RS
CNSWSA | Consist Wash Arches | Consist Wash Arches - CNSWSA | NRMWEAR | Normal Wear | Normal Wear - NRMWEAR | Cause | RS
CNSWSA | Consist Wash Arches | Consist Wash Arches - CNSWSA | OTHER | Other (specify) | Other (specify) - OTHER | Cause | RS
CNSWSA | Consist Wash Arches | Consist Wash Arches - CNSWSA | PRINSTAL | Poor Installation | Poor Installation - PRINSTAL | Cause | RS
CNSWSA | Consist Wash Arches | Consist Wash Arches - CNSWSA | PROCISSU | Procedure Issue | Procedure Issue - PROCISSU | Cause | RS
CNSWSA | Consist Wash Arches | Consist Wash Arches - CNSWSA | UTLFAIL | Utility Failure | Utility Failure - UTLFAIL | Cause | RS
CNSWSA | Consist Wash Arches | Consist Wash Arches - CNSWSA | VIBRA13 | Vibrations | Vibrations - VIBRA13 | Cause | RS
CNSWSA | Consist Wash Arches | Consist Wash Arches - CNSWSA | VNDLSM | Vandalism | Vandalism - VNDLSM | Cause | RS
CNSWSA | Consist Wash Arches | Consist Wash Arches - CNSWSA | WORNCMPT | Defective/ Worn Component | Defective/ Worn Component - WORNCMPT | Cause | RS
CNSWSA | Consist Wash Arches | Consist Wash Arches - CNSWSA | ADJUSTD | Adjusted | Adjusted - ADJUSTD | Action | RS
CNSWSA | Consist Wash Arches | Consist Wash Arches - CNSWSA | DECOMM | Decommission | Decommission - DECOMM | Action | RS
CNSWSA | Consist Wash Arches | Consist Wash Arches - CNSWSA | DECONTME | Decontaminate | Decontaminate - DECONTME | Action | RS
CNSWSA | Consist Wash Arches | Consist Wash Arches - CNSWSA | DONOTHIN | Do Nothing | Do Nothing - DONOTHIN | Action | RS
CNSWSA | Consist Wash Arches | Consist Wash Arches - CNSWSA | LUBRCTE | Lubricate | Lubricate - LUBRCTE | Action | RS
CNSWSA | Consist Wash Arches | Consist Wash Arches - CNSWSA | OTHER | Other (specify) | Other (specify) - OTHER | Action | RS
CNSWSA | Consist Wash Arches | Consist Wash Arches - CNSWSA | RECALBRT | Recalibrate | Recalibrate - RECALBRT | Action | RS
CNSWSA | Consist Wash Arches | Consist Wash Arches - CNSWSA | REMVOBT | Remove Obstruction | Remove Obstruction - REMVOBT | Action | RS
CNSWSA | Consist Wash Arches | Consist Wash Arches - CNSWSA | REPAIR | Repair | Repair - REPAIR | Action | RS
CNSWSA | Consist Wash Arches | Consist Wash Arches - CNSWSA | REPCMPT | Repair Component | Repair Component - REPCMPT | Action | RS
CNSWSA | Consist Wash Arches | Consist Wash Arches - CNSWSA | REPLACE | Replace | Replace - REPLACE | Action | RS
CNSWSA | Consist Wash Arches | Consist Wash Arches - CNSWSA | REPLASS | Replace Asset | Replace Asset - REPLASS | Action | RS
CNSWSA | Consist Wash Arches | Consist Wash Arches - CNSWSA | REPLCMPT | Replace Component | Replace Component - REPLCMPT | Action | RS
CNSWSA | Consist Wash Arches | Consist Wash Arches - CNSWSA | REPRASS | Repair Asset | Repair Asset - REPRASS | Action | RS
CNSWSA | Consist Wash Arches | Consist Wash Arches - CNSWSA | UPGRADES | Upgrade | Upgrade - UPGRADES | Action | RS
CNSWSC | Consist Wash Chemical Feed | Consist Wash Chemical Feed - CNSWSC | ABNTEMP | Abnormal Temprature | Abnormal Temprature - ABNTEMP | Problem | RS
CNSWSC | Consist Wash Chemical Feed | Consist Wash Chemical Feed - CNSWSC | CORROS | Corrosion | Corrosion - CORROS | Problem | RS
CNSWSC | Consist Wash Chemical Feed | Consist Wash Chemical Feed - CNSWSC | ELECTRIP | Electrical Trip Out | Electrical Trip Out - ELECTRIP | Problem | RS
CNSWSC | Consist Wash Chemical Feed | Consist Wash Chemical Feed - CNSWSC | EXNOISE | Excessive Noise | Excessive Noise - EXNOISE | Problem | RS
CNSWSC | Consist Wash Chemical Feed | Consist Wash Chemical Feed - CNSWSC | EXVIBRTN | Excessive Vibration | Excessive Vibration - EXVIBRTN | Problem | RS
CNSWSC | Consist Wash Chemical Feed | Consist Wash Chemical Feed - CNSWSC | JAMMEDEQ | Jammed Equipment | Jammed Equipment - JAMMEDEQ | Problem | RS
CNSWSC | Consist Wash Chemical Feed | Consist Wash Chemical Feed - CNSWSC | LEAKING | Leaking | Leaking - LEAKING | Problem | RS
CNSWSC | Consist Wash Chemical Feed | Consist Wash Chemical Feed - CNSWSC | LOWPERF | Low Performance | Low Performance - LOWPERF | Problem | RS
CNSWSC | Consist Wash Chemical Feed | Consist Wash Chemical Feed - CNSWSC | NONOPER | Non-Operational | Non-Operational - NONOPER | Problem | RS
CNSWSC | Consist Wash Chemical Feed | Consist Wash Chemical Feed - CNSWSC | PHYDMGE | Physical Damage | Physical Damage - PHYDMGE | Problem | RS
CNSWSC | Consist Wash Chemical Feed | Consist Wash Chemical Feed - CNSWSC | UNSMELL | Unusual Smell | Unusual Smell - UNSMELL | Problem | RS
CNSWSC | Consist Wash Chemical Feed | Consist Wash Chemical Feed - CNSWSC | UNSMOKE | Unusual Smoke | Unusual Smoke - UNSMOKE | Problem | RS
CNSWSC | Consist Wash Chemical Feed | Consist Wash Chemical Feed - CNSWSC | ACMBLUBD | Air Compressor motor bearings lubrication depleted | Air Compressor motor bearings lubrication depleted - ACMBLUBD | Failure | RS
CNSWSC | Consist Wash Chemical Feed | Consist Wash Chemical Feed - CNSWSC | ACMODET | Air compressor oil deteriorated | Air compressor oil deteriorated - ACMODET | Failure | RS
CNSWSC | Consist Wash Chemical Feed | Consist Wash Chemical Feed - CNSWSC | ACSDET | Air Compressor System Deteriorated | Air Compressor System Deteriorated - ACSDET | Failure | RS
CNSWSC | Consist Wash Chemical Feed | Consist Wash Chemical Feed - CNSWSC | CHINLEV | Chemicals Insufficient Levels | Chemicals Insufficient Levels - CHINLEV | Failure | RS
CNSWSC | Consist Wash Chemical Feed | Consist Wash Chemical Feed - CNSWSC | CWCFDET | Consist Wash Chemical Feed Deteriorated | Consist Wash Chemical Feed Deteriorated - CWCFDET | Failure | RS
CNSWSC | Consist Wash Chemical Feed | Consist Wash Chemical Feed - CNSWSC | WTROVUS | Water Overuse | Water Overuse - WTROVUS | Failure | RS
CNSWSC | Consist Wash Chemical Feed | Consist Wash Chemical Feed - CNSWSC | ACCIDENT | Accident | Accident - ACCIDENT | Cause | RS
CNSWSC | Consist Wash Chemical Feed | Consist Wash Chemical Feed - CNSWSC | ACCWEAR | Accelerated Wear | Accelerated Wear - ACCWEAR | Cause | RS
CNSWSC | Consist Wash Chemical Feed | Consist Wash Chemical Feed - CNSWSC | ACTGOD | Weather condition/Forces of nature or Act of God | Weather condition/Forces of nature or Act of God - ACTGOD | Cause | RS
CNSWSC | Consist Wash Chemical Feed | Consist Wash Chemical Feed - CNSWSC | CONTAM | Contamination | Contamination - CONTAM | Cause | RS
CNSWSC | Consist Wash Chemical Feed | Consist Wash Chemical Feed - CNSWSC | DEFASSET | Defective Asset | Defective Asset - DEFASSET | Cause | RS
CNSWSC | Consist Wash Chemical Feed | Consist Wash Chemical Feed - CNSWSC | EXLOAD | Excessive Load | Excessive Load - EXLOAD | Cause | RS
CNSWSC | Consist Wash Chemical Feed | Consist Wash Chemical Feed - CNSWSC | IMPRMNT | Improper Maintenance | Improper Maintenance - IMPRMNT | Cause | RS
CNSWSC | Consist Wash Chemical Feed | Consist Wash Chemical Feed - CNSWSC | INSLUBR | Insufficient Lubrication | Insufficient Lubrication - INSLUBR | Cause | RS
CNSWSC | Consist Wash Chemical Feed | Consist Wash Chemical Feed - CNSWSC | LACKTRN | Lack of/ Inadequate Training | Lack of/ Inadequate Training - LACKTRN | Cause | RS
CNSWSC | Consist Wash Chemical Feed | Consist Wash Chemical Feed - CNSWSC | MISSCMP | Loose/ Missing Component | Loose/ Missing Component - MISSCMP | Cause | RS
CNSWSC | Consist Wash Chemical Feed | Consist Wash Chemical Feed - CNSWSC | NRMWEAR | Normal Wear | Normal Wear - NRMWEAR | Cause | RS
CNSWSC | Consist Wash Chemical Feed | Consist Wash Chemical Feed - CNSWSC | OTHER | Other (specify) | Other (specify) - OTHER | Cause | RS
CNSWSC | Consist Wash Chemical Feed | Consist Wash Chemical Feed - CNSWSC | PRINSTAL | Poor Installation | Poor Installation - PRINSTAL | Cause | RS
CNSWSC | Consist Wash Chemical Feed | Consist Wash Chemical Feed - CNSWSC | PROCISSU | Procedure Issue | Procedure Issue - PROCISSU | Cause | RS
CNSWSC | Consist Wash Chemical Feed | Consist Wash Chemical Feed - CNSWSC | UTLFAIL | Utility Failure | Utility Failure - UTLFAIL | Cause | RS
CNSWSC | Consist Wash Chemical Feed | Consist Wash Chemical Feed - CNSWSC | VNDLSM | Vandalism | Vandalism - VNDLSM | Cause | RS
CNSWSC | Consist Wash Chemical Feed | Consist Wash Chemical Feed - CNSWSC | WORNCMPT | Defective/ Worn Component | Defective/ Worn Component - WORNCMPT | Cause | RS
CNSWSC | Consist Wash Chemical Feed | Consist Wash Chemical Feed - CNSWSC | ADJUSTD | Adjusted | Adjusted - ADJUSTD | Action | RS
CNSWSC | Consist Wash Chemical Feed | Consist Wash Chemical Feed - CNSWSC | DECOMM | Decommission | Decommission - DECOMM | Action | RS
CNSWSC | Consist Wash Chemical Feed | Consist Wash Chemical Feed - CNSWSC | DECONTME | Decontaminate | Decontaminate - DECONTME | Action | RS
CNSWSC | Consist Wash Chemical Feed | Consist Wash Chemical Feed - CNSWSC | DONOTHIN | Do Nothing | Do Nothing - DONOTHIN | Action | RS
CNSWSC | Consist Wash Chemical Feed | Consist Wash Chemical Feed - CNSWSC | LUBRCTE | Lubricate | Lubricate - LUBRCTE | Action | RS
CNSWSC | Consist Wash Chemical Feed | Consist Wash Chemical Feed - CNSWSC | OTHER | Other (specify) | Other (specify) - OTHER | Action | RS
CNSWSC | Consist Wash Chemical Feed | Consist Wash Chemical Feed - CNSWSC | RECALBRT | Recalibrate | Recalibrate - RECALBRT | Action | RS
CNSWSC | Consist Wash Chemical Feed | Consist Wash Chemical Feed - CNSWSC | REMVOBT | Remove Obstruction | Remove Obstruction - REMVOBT | Action | RS
CNSWSC | Consist Wash Chemical Feed | Consist Wash Chemical Feed - CNSWSC | REPCMPT | Repair Component | Repair Component - REPCMPT | Action | RS
CNSWSC | Consist Wash Chemical Feed | Consist Wash Chemical Feed - CNSWSC | REPLASS | Replace Asset | Replace Asset - REPLASS | Action | RS
CNSWSC | Consist Wash Chemical Feed | Consist Wash Chemical Feed - CNSWSC | REPLCMPT | Replace Component | Replace Component - REPLCMPT | Action | RS
CNSWSC | Consist Wash Chemical Feed | Consist Wash Chemical Feed - CNSWSC | REPRASS | Repair Asset | Repair Asset - REPRASS | Action | RS
CNSWSC | Consist Wash Chemical Feed | Consist Wash Chemical Feed - CNSWSC | UPGRADES | Upgrade | Upgrade - UPGRADES | Action | RS
CNSWSWD | Consist Wash Water Distribution | Consist Wash Water Distribution - CNSWSWD | ABNTEMP | Abnormal Temprature | Abnormal Temprature - ABNTEMP | Problem | RS
CNSWSWD | Consist Wash Water Distribution | Consist Wash Water Distribution - CNSWSWD | CORROS | Corrosion | Corrosion - CORROS | Problem | RS
CNSWSWD | Consist Wash Water Distribution | Consist Wash Water Distribution - CNSWSWD | ELECTRIP | Electrical Trip Out | Electrical Trip Out - ELECTRIP | Problem | RS
CNSWSWD | Consist Wash Water Distribution | Consist Wash Water Distribution - CNSWSWD | EXNOISE | Excessive Noise | Excessive Noise - EXNOISE | Problem | RS
CNSWSWD | Consist Wash Water Distribution | Consist Wash Water Distribution - CNSWSWD | EXVIBRTN | Excessive Vibration | Excessive Vibration - EXVIBRTN | Problem | RS
CNSWSWD | Consist Wash Water Distribution | Consist Wash Water Distribution - CNSWSWD | INSFPRS1 | Insufficient Pressure | Insufficient Pressure - INSFPRS1 | Problem | RS
CNSWSWD | Consist Wash Water Distribution | Consist Wash Water Distribution - CNSWSWD | JAMMEDEQ | Jammed Equipment | Jammed Equipment - JAMMEDEQ | Problem | RS
CNSWSWD | Consist Wash Water Distribution | Consist Wash Water Distribution - CNSWSWD | LEAKI12 | Leaking | Leaking - LEAKI12 | Problem | RS
CNSWSWD | Consist Wash Water Distribution | Consist Wash Water Distribution - CNSWSWD | LEAKING | Leaking | Leaking - LEAKING | Problem | RS
CNSWSWD | Consist Wash Water Distribution | Consist Wash Water Distribution - CNSWSWD | LOWPERF | Low Performance | Low Performance - LOWPERF | Problem | RS
CNSWSWD | Consist Wash Water Distribution | Consist Wash Water Distribution - CNSWSWD | NOFLOW1 | No Flow | No Flow - NOFLOW1 | Problem | RS
CNSWSWD | Consist Wash Water Distribution | Consist Wash Water Distribution - CNSWSWD | NONOPER | Non-Operational | Non-Operational - NONOPER | Problem | RS
CNSWSWD | Consist Wash Water Distribution | Consist Wash Water Distribution - CNSWSWD | PHYDMGE | Physical Damage | Physical Damage - PHYDMGE | Problem | RS
CNSWSWD | Consist Wash Water Distribution | Consist Wash Water Distribution - CNSWSWD | UNSMELL | Unusual Smell | Unusual Smell - UNSMELL | Problem | RS
CNSWSWD | Consist Wash Water Distribution | Consist Wash Water Distribution - CNSWSWD | UNSMOKE | Unusual Smoke | Unusual Smoke - UNSMOKE | Problem | RS
CNSWSWD | Consist Wash Water Distribution | Consist Wash Water Distribution - CNSWSWD | BROKPIP8 | Broken Pipe | Broken Pipe - BROKPIP8 | Failure | RS
CNSWSWD | Consist Wash Water Distribution | Consist Wash Water Distribution - CNSWSWD | BROKSEL2 | Broken Seal | Broken Seal - BROKSEL2 | Failure | RS
CNSWSWD | Consist Wash Water Distribution | Consist Wash Water Distribution - CNSWSWD | CLOGDR7 | Clogged Drain | Clogged Drain - CLOGDR7 | Failure | RS
CNSWSWD | Consist Wash Water Distribution | Consist Wash Water Distribution - CNSWSWD | CLOGPI1 | Clogged Pipe | Clogged Pipe - CLOGPI1 | Failure | RS
CNSWSWD | Consist Wash Water Distribution | Consist Wash Water Distribution - CNSWSWD | CWDSDET | Consist Wash Distribution System Deteriorated | Consist Wash Distribution System Deteriorated - CWDSDET | Failure | RS
CNSWSWD | Consist Wash Water Distribution | Consist Wash Water Distribution - CNSWSWD | FROZPI1 | Frozen Pipe | Frozen Pipe - FROZPI1 | Failure | RS
CNSWSWD | Consist Wash Water Distribution | Consist Wash Water Distribution - CNSWSWD | ACCIDENT | Accident | Accident - ACCIDENT | Cause | RS
CNSWSWD | Consist Wash Water Distribution | Consist Wash Water Distribution - CNSWSWD | ACCWEAR | Accelerated Wear | Accelerated Wear - ACCWEAR | Cause | RS
CNSWSWD | Consist Wash Water Distribution | Consist Wash Water Distribution - CNSWSWD | ACTGOD | Weather condition/Forces of nature or Act of God | Weather condition/Forces of nature or Act of God - ACTGOD | Cause | RS
CNSWSWD | Consist Wash Water Distribution | Consist Wash Water Distribution - CNSWSWD | AGING112 | Aging | Aging - AGING112 | Cause | RS
CNSWSWD | Consist Wash Water Distribution | Consist Wash Water Distribution - CNSWSWD | AGING13 | Aging | Aging - AGING13 | Cause | RS
CNSWSWD | Consist Wash Water Distribution | Consist Wash Water Distribution - CNSWSWD | CONTAM | Contamination | Contamination - CONTAM | Cause | RS
CNSWSWD | Consist Wash Water Distribution | Consist Wash Water Distribution - CNSWSWD | DEBRIS5 | Debris | Debris - DEBRIS5 | Cause | RS
CNSWSWD | Consist Wash Water Distribution | Consist Wash Water Distribution - CNSWSWD | DEBRIS7 | Debris | Debris - DEBRIS7 | Cause | RS
CNSWSWD | Consist Wash Water Distribution | Consist Wash Water Distribution - CNSWSWD | DEFASSET | Defective Asset | Defective Asset - DEFASSET | Cause | RS
CNSWSWD | Consist Wash Water Distribution | Consist Wash Water Distribution - CNSWSWD | EXLOAD | Excessive Load | Excessive Load - EXLOAD | Cause | RS
CNSWSWD | Consist Wash Water Distribution | Consist Wash Water Distribution - CNSWSWD | IMPRMNT | Improper Maintenance | Improper Maintenance - IMPRMNT | Cause | RS
CNSWSWD | Consist Wash Water Distribution | Consist Wash Water Distribution - CNSWSWD | INSLUBR | Insufficient Lubrication | Insufficient Lubrication - INSLUBR | Cause | RS
CNSWSWD | Consist Wash Water Distribution | Consist Wash Water Distribution - CNSWSWD | LACKTRN | Lack of/ Inadequate Training | Lack of/ Inadequate Training - LACKTRN | Cause | RS
CNSWSWD | Consist Wash Water Distribution | Consist Wash Water Distribution - CNSWSWD | MISSCMP | Loose/ Missing Component | Loose/ Missing Component - MISSCMP | Cause | RS
CNSWSWD | Consist Wash Water Distribution | Consist Wash Water Distribution - CNSWSWD | NRMWEAR | Normal Wear | Normal Wear - NRMWEAR | Cause | RS
CNSWSWD | Consist Wash Water Distribution | Consist Wash Water Distribution - CNSWSWD | OTHER | Other (specify) | Other (specify) - OTHER | Cause | RS
CNSWSWD | Consist Wash Water Distribution | Consist Wash Water Distribution - CNSWSWD | PRINSTAL | Poor Installation | Poor Installation - PRINSTAL | Cause | RS
CNSWSWD | Consist Wash Water Distribution | Consist Wash Water Distribution - CNSWSWD | PROCISSU | Procedure Issue | Procedure Issue - PROCISSU | Cause | RS
CNSWSWD | Consist Wash Water Distribution | Consist Wash Water Distribution - CNSWSWD | UTLFAIL | Utility Failure | Utility Failure - UTLFAIL | Cause | RS
CNSWSWD | Consist Wash Water Distribution | Consist Wash Water Distribution - CNSWSWD | VNDLSM | Vandalism | Vandalism - VNDLSM | Cause | RS
CNSWSWD | Consist Wash Water Distribution | Consist Wash Water Distribution - CNSWSWD | WEATHER2 | Weather | Weather - WEATHER2 | Cause | RS
CNSWSWD | Consist Wash Water Distribution | Consist Wash Water Distribution - CNSWSWD | WORNCMPT | Defective/ Worn Component | Defective/ Worn Component - WORNCMPT | Cause | RS
CNSWSWD | Consist Wash Water Distribution | Consist Wash Water Distribution - CNSWSWD | ADJUSTD | Adjusted | Adjusted - ADJUSTD | Action | RS
CNSWSWD | Consist Wash Water Distribution | Consist Wash Water Distribution - CNSWSWD | DECOMM | Decommission | Decommission - DECOMM | Action | RS
CNSWSWD | Consist Wash Water Distribution | Consist Wash Water Distribution - CNSWSWD | DECONTME | Decontaminate | Decontaminate - DECONTME | Action | RS
CNSWSWD | Consist Wash Water Distribution | Consist Wash Water Distribution - CNSWSWD | DONOTHIN | Do Nothing | Do Nothing - DONOTHIN | Action | RS
CNSWSWD | Consist Wash Water Distribution | Consist Wash Water Distribution - CNSWSWD | LUBRCTE | Lubricate | Lubricate - LUBRCTE | Action | RS
CNSWSWD | Consist Wash Water Distribution | Consist Wash Water Distribution - CNSWSWD | OTHER | Other (specify) | Other (specify) - OTHER | Action | RS
CNSWSWD | Consist Wash Water Distribution | Consist Wash Water Distribution - CNSWSWD | RECALBRT | Recalibrate | Recalibrate - RECALBRT | Action | RS
CNSWSWD | Consist Wash Water Distribution | Consist Wash Water Distribution - CNSWSWD | REMVOBT | Remove Obstruction | Remove Obstruction - REMVOBT | Action | RS
CNSWSWD | Consist Wash Water Distribution | Consist Wash Water Distribution - CNSWSWD | REPAIR | Repair | Repair - REPAIR | Action | RS
CNSWSWD | Consist Wash Water Distribution | Consist Wash Water Distribution - CNSWSWD | REPCMPT | Repair Component | Repair Component - REPCMPT | Action | RS
CNSWSWD | Consist Wash Water Distribution | Consist Wash Water Distribution - CNSWSWD | REPLACE | Replace | Replace - REPLACE | Action | RS
CNSWSWD | Consist Wash Water Distribution | Consist Wash Water Distribution - CNSWSWD | REPLASS | Replace Asset | Replace Asset - REPLASS | Action | RS
CNSWSWD | Consist Wash Water Distribution | Consist Wash Water Distribution - CNSWSWD | REPLCMPT | Replace Component | Replace Component - REPLCMPT | Action | RS
CNSWSWD | Consist Wash Water Distribution | Consist Wash Water Distribution - CNSWSWD | REPRASS | Repair Asset | Repair Asset - REPRASS | Action | RS
CNSWSWD | Consist Wash Water Distribution | Consist Wash Water Distribution - CNSWSWD | UPGRADES | Upgrade | Upgrade - UPGRADES | Action | RS
CNSWSWTS | Consist Wash Wastewater Treatment System | Consist Wash Wastewater Treatment System - CNSWSWTS | ABNTEMP | Abnormal Temprature | Abnormal Temprature - ABNTEMP | Problem | RS
CNSWSWTS | Consist Wash Wastewater Treatment System | Consist Wash Wastewater Treatment System - CNSWSWTS | CORROS | Corrosion | Corrosion - CORROS | Problem | RS
CNSWSWTS | Consist Wash Wastewater Treatment System | Consist Wash Wastewater Treatment System - CNSWSWTS | ELECTRIP | Electrical Trip Out | Electrical Trip Out - ELECTRIP | Problem | RS
CNSWSWTS | Consist Wash Wastewater Treatment System | Consist Wash Wastewater Treatment System - CNSWSWTS | EXFMDIS1 | Excess Foaming In The Discharge | Excess Foaming In The Discharge - EXFMDIS1 | Problem | RS
CNSWSWTS | Consist Wash Wastewater Treatment System | Consist Wash Wastewater Treatment System - CNSWSWTS | EXNOISE | Excessive Noise | Excessive Noise - EXNOISE | Problem | RS
CNSWSWTS | Consist Wash Wastewater Treatment System | Consist Wash Wastewater Treatment System - CNSWSWTS | EXVIBRTN | Excessive Vibration | Excessive Vibration - EXVIBRTN | Problem | RS
CNSWSWTS | Consist Wash Wastewater Treatment System | Consist Wash Wastewater Treatment System - CNSWSWTS | JAMMEDEQ | Jammed Equipment | Jammed Equipment - JAMMEDEQ | Problem | RS
CNSWSWTS | Consist Wash Wastewater Treatment System | Consist Wash Wastewater Treatment System - CNSWSWTS | LEAKING | Leaking | Leaking - LEAKING | Problem | RS
CNSWSWTS | Consist Wash Wastewater Treatment System | Consist Wash Wastewater Treatment System - CNSWSWTS | LOWPERF | Low Performance | Low Performance - LOWPERF | Problem | RS
CNSWSWTS | Consist Wash Wastewater Treatment System | Consist Wash Wastewater Treatment System - CNSWSWTS | NONOPER | Non-Operational | Non-Operational - NONOPER | Problem | RS
CNSWSWTS | Consist Wash Wastewater Treatment System | Consist Wash Wastewater Treatment System - CNSWSWTS | PHRRRO1 | Ph. Out Of Range | Ph. Out Of Range - PHRRRO1 | Problem | RS
CNSWSWTS | Consist Wash Wastewater Treatment System | Consist Wash Wastewater Treatment System - CNSWSWTS | PHYDMGE | Physical Damage | Physical Damage - PHYDMGE | Problem | RS
CNSWSWTS | Consist Wash Wastewater Treatment System | Consist Wash Wastewater Treatment System - CNSWSWTS | UNSMELL | Unusual Smell | Unusual Smell - UNSMELL | Problem | RS
CNSWSWTS | Consist Wash Wastewater Treatment System | Consist Wash Wastewater Treatment System - CNSWSWTS | UNSMOKE | Unusual Smoke | Unusual Smoke - UNSMOKE | Problem | RS
CNSWSWTS | Consist Wash Wastewater Treatment System | Consist Wash Wastewater Treatment System - CNSWSWTS | CHTKILEV | Chemical Tanks Insufficient Levels | Chemical Tanks Insufficient Levels - CHTKILEV | Failure | RS
CNSWSWTS | Consist Wash Wastewater Treatment System | Consist Wash Wastewater Treatment System - CNSWSWTS | DAMAHO1 | Damaged Hose | Damaged Hose - DAMAHO1 | Failure | RS
CNSWSWTS | Consist Wash Wastewater Treatment System | Consist Wash Wastewater Treatment System - CNSWSWTS | DEPLDE1 | Depleted Defoamer | Depleted Defoamer - DEPLDE1 | Failure | RS
CNSWSWTS | Consist Wash Wastewater Treatment System | Consist Wash Wastewater Treatment System - CNSWSWTS | DOSPNW1 | Dosing Pump Not Working | Dosing Pump Not Working - DOSPNW1 | Failure | RS
CNSWSWTS | Consist Wash Wastewater Treatment System | Consist Wash Wastewater Treatment System - CNSWSWTS | DOSPWS1 | Dosing Pump Worn Seal | Dosing Pump Worn Seal - DOSPWS1 | Failure | RS
CNSWSWTS | Consist Wash Wastewater Treatment System | Consist Wash Wastewater Treatment System - CNSWSWTS | HLFSFAIL | High level float switch failed | High level float switch failed - HLFSFAIL | Failure | RS
CNSWSWTS | Consist Wash Wastewater Treatment System | Consist Wash Wastewater Treatment System - CNSWSWTS | SMPTCONT | Sump Pit Contaminated | Sump Pit Contaminated - SMPTCONT | Failure | RS
CNSWSWTS | Consist Wash Wastewater Treatment System | Consist Wash Wastewater Treatment System - CNSWSWTS | WTRPHOS | Water pH out of specification | Water pH out of specification - WTRPHOS | Failure | RS
CNSWSWTS | Consist Wash Wastewater Treatment System | Consist Wash Wastewater Treatment System - CNSWSWTS | WWTMCDET | Wash Waste Water Treatment Mechanical Components Deteriorated | Wash Waste Water Treatment Mechanical Components Deteriorated - WWTMCDET | Failure | RS
CNSWSWTS | Consist Wash Wastewater Treatment System | Consist Wash Wastewater Treatment System - CNSWSWTS | WWTSINSC | Water treatment system filtration system insufficient capacity | Water treatment system filtration system insufficient capacity - WWTSINSC | Failure | RS
CNSWSWTS | Consist Wash Wastewater Treatment System | Consist Wash Wastewater Treatment System - CNSWSWTS | ACCIDENT | Accident | Accident - ACCIDENT | Cause | RS
CNSWSWTS | Consist Wash Wastewater Treatment System | Consist Wash Wastewater Treatment System - CNSWSWTS | ACCWEAR | Accelerated Wear | Accelerated Wear - ACCWEAR | Cause | RS
CNSWSWTS | Consist Wash Wastewater Treatment System | Consist Wash Wastewater Treatment System - CNSWSWTS | ACTGOD | Weather condition/Forces of nature or Act of God | Weather condition/Forces of nature or Act of God - ACTGOD | Cause | RS
CNSWSWTS | Consist Wash Wastewater Treatment System | Consist Wash Wastewater Treatment System - CNSWSWTS | AGING82 | Aging | Aging - AGING82 | Cause | RS
CNSWSWTS | Consist Wash Wastewater Treatment System | Consist Wash Wastewater Treatment System - CNSWSWTS | CONTAM | Contamination | Contamination - CONTAM | Cause | RS
CNSWSWTS | Consist Wash Wastewater Treatment System | Consist Wash Wastewater Treatment System - CNSWSWTS | DAMAGE7 | Physical Damage | Physical Damage - DAMAGE7 | Cause | RS
CNSWSWTS | Consist Wash Wastewater Treatment System | Consist Wash Wastewater Treatment System - CNSWSWTS | DEFASSET | Defective Asset | Defective Asset - DEFASSET | Cause | RS
CNSWSWTS | Consist Wash Wastewater Treatment System | Consist Wash Wastewater Treatment System - CNSWSWTS | DPPHCH1 | Depleted Ph. Chemicals | Depleted Ph. Chemicals - DPPHCH1 | Cause | RS
CNSWSWTS | Consist Wash Wastewater Treatment System | Consist Wash Wastewater Treatment System - CNSWSWTS | ELECFA56 | Electrical Fault | Electrical Fault - ELECFA56 | Cause | RS
CNSWSWTS | Consist Wash Wastewater Treatment System | Consist Wash Wastewater Treatment System - CNSWSWTS | EXLOAD | Excessive Load | Excessive Load - EXLOAD | Cause | RS
CNSWSWTS | Consist Wash Wastewater Treatment System | Consist Wash Wastewater Treatment System - CNSWSWTS | IMPRM20 | Improper Maintenance | Improper Maintenance - IMPRM20 | Cause | RS
CNSWSWTS | Consist Wash Wastewater Treatment System | Consist Wash Wastewater Treatment System - CNSWSWTS | IMPRMNT | Improper Maintenance | Improper Maintenance - IMPRMNT | Cause | RS
CNSWSWTS | Consist Wash Wastewater Treatment System | Consist Wash Wastewater Treatment System - CNSWSWTS | INSLUBR | Insufficient Lubrication | Insufficient Lubrication - INSLUBR | Cause | RS
CNSWSWTS | Consist Wash Wastewater Treatment System | Consist Wash Wastewater Treatment System - CNSWSWTS | LACKTRN | Lack of/ Inadequate Training | Lack of/ Inadequate Training - LACKTRN | Cause | RS
CNSWSWTS | Consist Wash Wastewater Treatment System | Consist Wash Wastewater Treatment System - CNSWSWTS | MISSCMP | Loose/ Missing Component | Loose/ Missing Component - MISSCMP | Cause | RS
CNSWSWTS | Consist Wash Wastewater Treatment System | Consist Wash Wastewater Treatment System - CNSWSWTS | NORMW3 | Normal Wear | Normal Wear - NORMW3 | Cause | RS
CNSWSWTS | Consist Wash Wastewater Treatment System | Consist Wash Wastewater Treatment System - CNSWSWTS | NORMW43 | Normal Wear | Normal Wear - NORMW43 | Cause | RS
CNSWSWTS | Consist Wash Wastewater Treatment System | Consist Wash Wastewater Treatment System - CNSWSWTS | NRMWEAR | Normal Wear | Normal Wear - NRMWEAR | Cause | RS
CNSWSWTS | Consist Wash Wastewater Treatment System | Consist Wash Wastewater Treatment System - CNSWSWTS | OTHER | Other (specify) | Other (specify) - OTHER | Cause | RS
CNSWSWTS | Consist Wash Wastewater Treatment System | Consist Wash Wastewater Treatment System - CNSWSWTS | PRINSTAL | Poor Installation | Poor Installation - PRINSTAL | Cause | RS
CNSWSWTS | Consist Wash Wastewater Treatment System | Consist Wash Wastewater Treatment System - CNSWSWTS | PROCISSU | Procedure Issue | Procedure Issue - PROCISSU | Cause | RS
CNSWSWTS | Consist Wash Wastewater Treatment System | Consist Wash Wastewater Treatment System - CNSWSWTS | UTLFAIL | Utility Failure | Utility Failure - UTLFAIL | Cause | RS
CNSWSWTS | Consist Wash Wastewater Treatment System | Consist Wash Wastewater Treatment System - CNSWSWTS | VNDLSM | Vandalism | Vandalism - VNDLSM | Cause | RS
CNSWSWTS | Consist Wash Wastewater Treatment System | Consist Wash Wastewater Treatment System - CNSWSWTS | WORNCMPT | Defective/ Worn Component | Defective/ Worn Component - WORNCMPT | Cause | RS
CNSWSWTS | Consist Wash Wastewater Treatment System | Consist Wash Wastewater Treatment System - CNSWSWTS | ADJUSTD | Adjusted | Adjusted - ADJUSTD | Action | RS
CNSWSWTS | Consist Wash Wastewater Treatment System | Consist Wash Wastewater Treatment System - CNSWSWTS | DECOMM | Decommission | Decommission - DECOMM | Action | RS
CNSWSWTS | Consist Wash Wastewater Treatment System | Consist Wash Wastewater Treatment System - CNSWSWTS | DECONTME | Decontaminate | Decontaminate - DECONTME | Action | RS
CNSWSWTS | Consist Wash Wastewater Treatment System | Consist Wash Wastewater Treatment System - CNSWSWTS | DONOTHIN | Do Nothing | Do Nothing - DONOTHIN | Action | RS
CNSWSWTS | Consist Wash Wastewater Treatment System | Consist Wash Wastewater Treatment System - CNSWSWTS | LUBRCTE | Lubricate | Lubricate - LUBRCTE | Action | RS
CNSWSWTS | Consist Wash Wastewater Treatment System | Consist Wash Wastewater Treatment System - CNSWSWTS | OTHER | Other (specify) | Other (specify) - OTHER | Action | RS
CNSWSWTS | Consist Wash Wastewater Treatment System | Consist Wash Wastewater Treatment System - CNSWSWTS | RECALBRT | Recalibrate | Recalibrate - RECALBRT | Action | RS
CNSWSWTS | Consist Wash Wastewater Treatment System | Consist Wash Wastewater Treatment System - CNSWSWTS | REMVOBT | Remove Obstruction | Remove Obstruction - REMVOBT | Action | RS
CNSWSWTS | Consist Wash Wastewater Treatment System | Consist Wash Wastewater Treatment System - CNSWSWTS | REPAIR | Repair | Repair - REPAIR | Action | RS
CNSWSWTS | Consist Wash Wastewater Treatment System | Consist Wash Wastewater Treatment System - CNSWSWTS | REPCMPT | Repair Component | Repair Component - REPCMPT | Action | RS
CNSWSWTS | Consist Wash Wastewater Treatment System | Consist Wash Wastewater Treatment System - CNSWSWTS | REPLACE | Replace | Replace - REPLACE | Action | RS
CNSWSWTS | Consist Wash Wastewater Treatment System | Consist Wash Wastewater Treatment System - CNSWSWTS | REPLASS | Replace Asset | Replace Asset - REPLASS | Action | RS
CNSWSWTS | Consist Wash Wastewater Treatment System | Consist Wash Wastewater Treatment System - CNSWSWTS | REPLCMPT | Replace Component | Replace Component - REPLCMPT | Action | RS
CNSWSWTS | Consist Wash Wastewater Treatment System | Consist Wash Wastewater Treatment System - CNSWSWTS | REPRASS | Repair Asset | Repair Asset - REPRASS | Action | RS
CNSWSWTS | Consist Wash Wastewater Treatment System | Consist Wash Wastewater Treatment System - CNSWSWTS | TOPUCH | Top Up Chemicals | Top Up Chemicals - TOPUCH | Action | RS
CNSWSWTS | Consist Wash Wastewater Treatment System | Consist Wash Wastewater Treatment System - CNSWSWTS | TPUDEF | Top Up Defoamer | Top Up Defoamer - TPUDEF | Action | RS
CNSWSWTS | Consist Wash Wastewater Treatment System | Consist Wash Wastewater Treatment System - CNSWSWTS | UPGRADES | Upgrade | Upgrade - UPGRADES | Action | RS
CP | Control Panel | Control Panel - CP | ABNTEMP | Abnormal Temprature | Abnormal Temprature - ABNTEMP | Problem | RS
CP | Control Panel | Control Panel - CP | CORROS | Corrosion | Corrosion - CORROS | Problem | RS
CP | Control Panel | Control Panel - CP | ELECTRIP | Electrical Trip Out | Electrical Trip Out - ELECTRIP | Problem | RS
CP | Control Panel | Control Panel - CP | EXNOISE | Excessive Noise | Excessive Noise - EXNOISE | Problem | RS
CP | Control Panel | Control Panel - CP | EXVIBRTN | Excessive Vibration | Excessive Vibration - EXVIBRTN | Problem | RS
CP | Control Panel | Control Panel - CP | JAMMEDEQ | Jammed Equipment | Jammed Equipment - JAMMEDEQ | Problem | RS
CP | Control Panel | Control Panel - CP | LEAKING | Leaking | Leaking - LEAKING | Problem | RS
CP | Control Panel | Control Panel - CP | LOWPERF | Low Performance | Low Performance - LOWPERF | Problem | RS
CP | Control Panel | Control Panel - CP | NONOPER | Non-Operational | Non-Operational - NONOPER | Problem | RS
CP | Control Panel | Control Panel - CP | NOPOWER3 | No Power | No Power - NOPOWER3 | Problem | RS
CP | Control Panel | Control Panel - CP | OTOPEC7 | Other (Specify) | Other (Specify) - OTOPEC7 | Problem | RS
CP | Control Panel | Control Panel - CP | PHYDMGE | Physical Damage | Physical Damage - PHYDMGE | Problem | RS
CP | Control Panel | Control Panel - CP | UNSMELL | Unusual Smell | Unusual Smell - UNSMELL | Problem | RS
CP | Control Panel | Control Panel - CP | UNSMOKE | Unusual Smoke | Unusual Smoke - UNSMOKE | Problem | RS
CP | Control Panel | Control Panel - CP | CPENDET | Control panel enclosure deteriorated | Control panel enclosure deteriorated - CPENDET | Failure | RS
CP | Control Panel | Control Panel - CP | CPFAIL | Control panel failed | Control panel failed - CPFAIL | Failure | RS
CP | Control Panel | Control Panel - CP | DEFCOU3 | Defected Control Power Supply | Defected Control Power Supply - DEFCOU3 | Failure | RS
CP | Control Panel | Control Panel - CP | DEFECOT4 | Defected Contactors | Defected Contactors - DEFECOT4 | Failure | RS
CP | Control Panel | Control Panel - CP | DEFEFU4 | Defected Fuse | Defected Fuse - DEFEFU4 | Failure | RS
CP | Control Panel | Control Panel - CP | DEFEOVR2 | Defected Overload Relay | Defected Overload Relay - DEFEOVR2 | Failure | RS
CP | Control Panel | Control Panel - CP | DEFERE2 | Defected Relays | Defected Relays - DEFERE2 | Failure | RS
CP | Control Panel | Control Panel - CP | DEFETEB2 | Defected Terminal Block | Defected Terminal Block - DEFETEB2 | Failure | RS
CP | Control Panel | Control Panel - CP | DEFETR2 | Defected Transformer | Defected Transformer - DEFETR2 | Failure | RS
CP | Control Panel | Control Panel - CP | OTHERS12 | Other (Specify) | Other (Specify) - OTHERS12 | Failure | RS
CP | Control Panel | Control Panel - CP | TRIPBR2 | Tripped Breaker | Tripped Breaker - TRIPBR2 | Failure | RS
CP | Control Panel | Control Panel - CP | UNDEFU2 | Undersized Fuse | Undersized Fuse - UNDEFU2 | Failure | RS
CP | Control Panel | Control Panel - CP | ACCIDENT | Accident | Accident - ACCIDENT | Cause | RS
CP | Control Panel | Control Panel - CP | ACCWEAR | Accelerated Wear | Accelerated Wear - ACCWEAR | Cause | RS
CP | Control Panel | Control Panel - CP | ACTGOD | Weather condition/Forces of nature or Act of God | Weather condition/Forces of nature or Act of God - ACTGOD | Cause | RS
CP | Control Panel | Control Panel - CP | AGING113 | Aging | Aging - AGING113 | Cause | RS
CP | Control Panel | Control Panel - CP | AGING127 | Aging | Aging - AGING127 | Cause | RS
CP | Control Panel | Control Panel - CP | AGING157 | Aging | Aging - AGING157 | Cause | RS
CP | Control Panel | Control Panel - CP | AGING166 | Aging | Aging - AGING166 | Cause | RS
CP | Control Panel | Control Panel - CP | AGING24 | Aging | Aging - AGING24 | Cause | RS
CP | Control Panel | Control Panel - CP | AGING68 | Aging | Aging - AGING68 | Cause | RS
CP | Control Panel | Control Panel - CP | AGING9 | Aging | Aging - AGING9 | Cause | RS
CP | Control Panel | Control Panel - CP | BRDRIG1 | Broken Drive Gear | Broken Drive Gear - BRDRIG1 | Cause | RS
CP | Control Panel | Control Panel - CP | CONTAM | Contamination | Contamination - CONTAM | Cause | RS
CP | Control Panel | Control Panel - CP | DEFASSET | Defective Asset | Defective Asset - DEFASSET | Cause | RS
CP | Control Panel | Control Panel - CP | ELECFA14 | Electrical Fault | Electrical Fault - ELECFA14 | Cause | RS
CP | Control Panel | Control Panel - CP | ELECFA21 | Electrical Fault | Electrical Fault - ELECFA21 | Cause | RS
CP | Control Panel | Control Panel - CP | ELECFA34 | Electrical Fault | Electrical Fault - ELECFA34 | Cause | RS
CP | Control Panel | Control Panel - CP | ELECFA38 | Electrical Fault | Electrical Fault - ELECFA38 | Cause | RS
CP | Control Panel | Control Panel - CP | ELECFA65 | Electrical Fault | Electrical Fault - ELECFA65 | Cause | RS
CP | Control Panel | Control Panel - CP | EXLOAD | Excessive Load | Excessive Load - EXLOAD | Cause | RS
CP | Control Panel | Control Panel - CP | IMPRM55 | Improper Maintenance | Improper Maintenance - IMPRM55 | Cause | RS
CP | Control Panel | Control Panel - CP | IMPRMNT | Improper Maintenance | Improper Maintenance - IMPRMNT | Cause | RS
CP | Control Panel | Control Panel - CP | INCRCU3 | Increased Current | Increased Current - INCRCU3 | Cause | RS
CP | Control Panel | Control Panel - CP | INSLUBR | Insufficient Lubrication | Insufficient Lubrication - INSLUBR | Cause | RS
CP | Control Panel | Control Panel - CP | LACINL1 | Large Change In Load | Large Change In Load - LACINL1 | Cause | RS
CP | Control Panel | Control Panel - CP | LACKTRN | Lack of/ Inadequate Training | Lack of/ Inadequate Training - LACKTRN | Cause | RS
CP | Control Panel | Control Panel - CP | LOOSC13 | Loose Connection | Loose Connection - LOOSC13 | Cause | RS
CP | Control Panel | Control Panel - CP | LOOSC23 | Loose Connection | Loose Connection - LOOSC23 | Cause | RS
CP | Control Panel | Control Panel - CP | LOOSC6 | Loose Connection | Loose Connection - LOOSC6 | Cause | RS
CP | Control Panel | Control Panel - CP | LOOSC7 | Loose Connection | Loose Connection - LOOSC7 | Cause | RS
CP | Control Panel | Control Panel - CP | MISALIN3 | Misalignment | Misalignment - MISALIN3 | Cause | RS
CP | Control Panel | Control Panel - CP | MISSCMP | Loose/ Missing Component | Loose/ Missing Component - MISSCMP | Cause | RS
CP | Control Panel | Control Panel - CP | NORMW16 | Normal Wear | Normal Wear - NORMW16 | Cause | RS
CP | Control Panel | Control Panel - CP | NORMW51 | Normal Wear | Normal Wear - NORMW51 | Cause | RS
CP | Control Panel | Control Panel - CP | NRMWEAR | Normal Wear | Normal Wear - NRMWEAR | Cause | RS
CP | Control Panel | Control Panel - CP | OTHER | Other (specify) | Other (specify) - OTHER | Cause | RS
CP | Control Panel | Control Panel - CP | OTHER13 | Other (Specify) | Other (Specify) - OTHER13 | Cause | RS
CP | Control Panel | Control Panel - CP | OVERCU2 | Over Current | Over Current - OVERCU2 | Cause | RS
CP | Control Panel | Control Panel - CP | OVERHE1 | Over Heating | Over Heating - OVERHE1 | Cause | RS
CP | Control Panel | Control Panel - CP | PIIMDS2 | Procedure Issue - Improper Motor Drive Settings | Procedure Issue - Improper Motor Drive Settings - PIIMDS2 | Cause | RS
CP | Control Panel | Control Panel - CP | PRINSTAL | Poor Installation | Poor Installation - PRINSTAL | Cause | RS
CP | Control Panel | Control Panel - CP | PROCISSU | Procedure Issue | Procedure Issue - PROCISSU | Cause | RS
CP | Control Panel | Control Panel - CP | UTLFAIL | Utility Failure | Utility Failure - UTLFAIL | Cause | RS
CP | Control Panel | Control Panel - CP | VNDLSM | Vandalism | Vandalism - VNDLSM | Cause | RS
CP | Control Panel | Control Panel - CP | WORNCMPT | Defective/ Worn Component | Defective/ Worn Component - WORNCMPT | Cause | RS
CP | Control Panel | Control Panel - CP | ADCRANP | Adjust The Current Rating According To The Name Plate. | Adjust The Current Rating According To The Name Plate. - ADCRANP | Action | RS
CP | Control Panel | Control Panel - CP | ADJUSTD | Adjusted | Adjusted - ADJUSTD | Action | RS
CP | Control Panel | Control Panel - CP | CHKMM | Check Manufacturer Manual | Check Manufacturer Manual - CHKMM | Action | RS
CP | Control Panel | Control Panel - CP | DECOMM | Decommission | Decommission - DECOMM | Action | RS
CP | Control Panel | Control Panel - CP | DECONTME | Decontaminate | Decontaminate - DECONTME | Action | RS
CP | Control Panel | Control Panel - CP | DONOTHIN | Do Nothing | Do Nothing - DONOTHIN | Action | RS
CP | Control Panel | Control Panel - CP | LUBRCTE | Lubricate | Lubricate - LUBRCTE | Action | RS
CP | Control Panel | Control Panel - CP | OTHER | Other (specify) | Other (specify) - OTHER | Action | RS
CP | Control Panel | Control Panel - CP | RECALBRT | Recalibrate | Recalibrate - RECALBRT | Action | RS
CP | Control Panel | Control Panel - CP | REMVOBT | Remove Obstruction | Remove Obstruction - REMVOBT | Action | RS
CP | Control Panel | Control Panel - CP | REPAIR | Repair | Repair - REPAIR | Action | RS
CP | Control Panel | Control Panel - CP | REPCMPT | Repair Component | Repair Component - REPCMPT | Action | RS
CP | Control Panel | Control Panel - CP | REPLACE | Replace | Replace - REPLACE | Action | RS
CP | Control Panel | Control Panel - CP | REPLASS | Replace Asset | Replace Asset - REPLASS | Action | RS
CP | Control Panel | Control Panel - CP | REPLCMPT | Replace Component | Replace Component - REPLCMPT | Action | RS
CP | Control Panel | Control Panel - CP | REPRASS | Repair Asset | Repair Asset - REPRASS | Action | RS
CP | Control Panel | Control Panel - CP | UPGRADES | Upgrade | Upgrade - UPGRADES | Action | RS
CPCTR | Capacitor | Capacitor - CPCTR | ABNTEMP | Abnormal Temprature | Abnormal Temprature - ABNTEMP | Problem | RS
CPCTR | Capacitor | Capacitor - CPCTR | CORROS | Corrosion | Corrosion - CORROS | Problem | RS
CPCTR | Capacitor | Capacitor - CPCTR | ELECTRIP | Electrical Trip Out | Electrical Trip Out - ELECTRIP | Problem | RS
CPCTR | Capacitor | Capacitor - CPCTR | EXNOISE | Excessive Noise | Excessive Noise - EXNOISE | Problem | RS
CPCTR | Capacitor | Capacitor - CPCTR | EXVIBRTN | Excessive Vibration | Excessive Vibration - EXVIBRTN | Problem | RS
CPCTR | Capacitor | Capacitor - CPCTR | JAMMEDEQ | Jammed Equipment | Jammed Equipment - JAMMEDEQ | Problem | RS
CPCTR | Capacitor | Capacitor - CPCTR | LEAKING | Leaking | Leaking - LEAKING | Problem | RS
CPCTR | Capacitor | Capacitor - CPCTR | LOWPERF | Low Performance | Low Performance - LOWPERF | Problem | RS
CPCTR | Capacitor | Capacitor - CPCTR | NONOPER | Non-Operational | Non-Operational - NONOPER | Problem | RS
CPCTR | Capacitor | Capacitor - CPCTR | PHYDMGE | Physical Damage | Physical Damage - PHYDMGE | Problem | RS
CPCTR | Capacitor | Capacitor - CPCTR | UNSMELL | Unusual Smell | Unusual Smell - UNSMELL | Problem | RS
CPCTR | Capacitor | Capacitor - CPCTR | UNSMOKE | Unusual Smoke | Unusual Smoke - UNSMOKE | Problem | RS
CPCTR | Capacitor | Capacitor - CPCTR | CAPBCONT | 600V Power Factor Correction Capacitor Bank Contaminated | 600V Power Factor Correction Capacitor Bank Contaminated - CAPBCONT | Failure | RS
CPCTR | Capacitor | Capacitor - CPCTR | CAPBFAIL | 600V Power Factor Correction Capacitor Bank Failed | 600V Power Factor Correction Capacitor Bank Failed - CAPBFAIL | Failure | RS
CPCTR | Capacitor | Capacitor - CPCTR | CAPBFDET | 600V Power Factor Correction Capacitor Bank Cooling Fan Deteriorated | 600V Power Factor Correction Capacitor Bank Cooling Fan Deteriorated - CAPBFDET | Failure | RS
CPCTR | Capacitor | Capacitor - CPCTR | CAPCNDET | 600V Power Factor Correction Capacitor Bank Electrical Connections Deteriorated | 600V Power Factor Correction Capacitor Bank Electrical Connections Deteriorated - CAPCNDET | Failure | RS
CPCTR | Capacitor | Capacitor - CPCTR | ACCIDENT | Accident | Accident - ACCIDENT | Cause | RS
CPCTR | Capacitor | Capacitor - CPCTR | ACCWEAR | Accelerated Wear | Accelerated Wear - ACCWEAR | Cause | RS
CPCTR | Capacitor | Capacitor - CPCTR | ACTGOD | Weather condition/Forces of nature or Act of God | Weather condition/Forces of nature or Act of God - ACTGOD | Cause | RS
CPCTR | Capacitor | Capacitor - CPCTR | CONTAM | Contamination | Contamination - CONTAM | Cause | RS
CPCTR | Capacitor | Capacitor - CPCTR | DEFASSET | Defective Asset | Defective Asset - DEFASSET | Cause | RS
CPCTR | Capacitor | Capacitor - CPCTR | EXLOAD | Excessive Load | Excessive Load - EXLOAD | Cause | RS
CPCTR | Capacitor | Capacitor - CPCTR | IMPRMNT | Improper Maintenance | Improper Maintenance - IMPRMNT | Cause | RS
CPCTR | Capacitor | Capacitor - CPCTR | INSLUBR | Insufficient Lubrication | Insufficient Lubrication - INSLUBR | Cause | RS
CPCTR | Capacitor | Capacitor - CPCTR | LACKTRN | Lack of/ Inadequate Training | Lack of/ Inadequate Training - LACKTRN | Cause | RS
CPCTR | Capacitor | Capacitor - CPCTR | MISSCMP | Loose/ Missing Component | Loose/ Missing Component - MISSCMP | Cause | RS
CPCTR | Capacitor | Capacitor - CPCTR | NRMWEAR | Normal Wear | Normal Wear - NRMWEAR | Cause | RS
CPCTR | Capacitor | Capacitor - CPCTR | OTHER | Other (specify) | Other (specify) - OTHER | Cause | RS
CPCTR | Capacitor | Capacitor - CPCTR | PRINSTAL | Poor Installation | Poor Installation - PRINSTAL | Cause | RS
CPCTR | Capacitor | Capacitor - CPCTR | PROCISSU | Procedure Issue | Procedure Issue - PROCISSU | Cause | RS
CPCTR | Capacitor | Capacitor - CPCTR | UTLFAIL | Utility Failure | Utility Failure - UTLFAIL | Cause | RS
CPCTR | Capacitor | Capacitor - CPCTR | VNDLSM | Vandalism | Vandalism - VNDLSM | Cause | RS
CPCTR | Capacitor | Capacitor - CPCTR | WORNCMPT | Defective/ Worn Component | Defective/ Worn Component - WORNCMPT | Cause | RS
CPCTR | Capacitor | Capacitor - CPCTR | ADJUSTD | Adjusted | Adjusted - ADJUSTD | Action | RS
CPCTR | Capacitor | Capacitor - CPCTR | DECOMM | Decommission | Decommission - DECOMM | Action | RS
CPCTR | Capacitor | Capacitor - CPCTR | DECONTME | Decontaminate | Decontaminate - DECONTME | Action | RS
CPCTR | Capacitor | Capacitor - CPCTR | DONOTHIN | Do Nothing | Do Nothing - DONOTHIN | Action | RS
CPCTR | Capacitor | Capacitor - CPCTR | LUBRCTE | Lubricate | Lubricate - LUBRCTE | Action | RS
CPCTR | Capacitor | Capacitor - CPCTR | OTHER | Other (specify) | Other (specify) - OTHER | Action | RS
CPCTR | Capacitor | Capacitor - CPCTR | RECALBRT | Recalibrate | Recalibrate - RECALBRT | Action | RS
CPCTR | Capacitor | Capacitor - CPCTR | REMVOBT | Remove Obstruction | Remove Obstruction - REMVOBT | Action | RS
CPCTR | Capacitor | Capacitor - CPCTR | REPCMPT | Repair Component | Repair Component - REPCMPT | Action | RS
CPCTR | Capacitor | Capacitor - CPCTR | REPLASS | Replace Asset | Replace Asset - REPLASS | Action | RS
CPCTR | Capacitor | Capacitor - CPCTR | REPLCMPT | Replace Component | Replace Component - REPLCMPT | Action | RS
CPCTR | Capacitor | Capacitor - CPCTR | REPRASS | Repair Asset | Repair Asset - REPRASS | Action | RS
CPCTR | Capacitor | Capacitor - CPCTR | UPGRADES | Upgrade | Upgrade - UPGRADES | Action | RS
CRN | Crane | Crane - CRN | ABNTEMP | Abnormal Temprature | Abnormal Temprature - ABNTEMP | Problem | RS
CRN | Crane | Crane - CRN | CORROS | Corrosion | Corrosion - CORROS | Problem | RS
CRN | Crane | Crane - CRN | ELECTRIP | Electrical Trip Out | Electrical Trip Out - ELECTRIP | Problem | RS
CRN | Crane | Crane - CRN | EXNOISE | Excessive Noise | Excessive Noise - EXNOISE | Problem | RS
CRN | Crane | Crane - CRN | EXVIBRTN | Excessive Vibration | Excessive Vibration - EXVIBRTN | Problem | RS
CRN | Crane | Crane - CRN | JAMMEDEQ | Jammed Equipment | Jammed Equipment - JAMMEDEQ | Problem | RS
CRN | Crane | Crane - CRN | LEAKING | Leaking | Leaking - LEAKING | Problem | RS
CRN | Crane | Crane - CRN | LOWPERF | Low Performance | Low Performance - LOWPERF | Problem | RS
CRN | Crane | Crane - CRN | NONOPER | Non-Operational | Non-Operational - NONOPER | Problem | RS
CRN | Crane | Crane - CRN | NONOPER1 | Non-Operational | Non-Operational - NONOPER1 | Problem | RS
CRN | Crane | Crane - CRN | PHYDMGE | Physical Damage | Physical Damage - PHYDMGE | Problem | RS
CRN | Crane | Crane - CRN | SFTYL1 | Safety Loop Fault | Safety Loop Fault - SFTYL1 | Problem | RS
CRN | Crane | Crane - CRN | UNSMELL | Unusual Smell | Unusual Smell - UNSMELL | Problem | RS
CRN | Crane | Crane - CRN | UNSMOKE | Unusual Smoke | Unusual Smoke - UNSMOKE | Problem | RS
CRN | Crane | Crane - CRN | CCSFAIL | Crane Control Systems Failed | Crane Control Systems Failed - CCSFAIL | Failure | RS
CRN | Crane | Crane - CRN | CLUBDET | Crane Lubrication Deteriorated | Crane Lubrication Deteriorated - CLUBDET | Failure | RS
CRN | Crane | Crane - CRN | CMCDET | Crane Mechanical Components Deteriorated | Crane Mechanical Components Deteriorated - CMCDET | Failure | RS
CRN | Crane | Crane - CRN | CONTPA1 | Control Panel | Control Panel - CONTPA1 | Failure | RS
CRN | Crane | Crane - CRN | CONTPA2 | Control Panel | Control Panel - CONTPA2 | Failure | RS
CRN | Crane | Crane - CRN | CSCCDET | Crane Structural Components and Casings Deteriorated | Crane Structural Components and Casings Deteriorated - CSCCDET | Failure | RS
CRN | Crane | Crane - CRN | CSILUB | Crane Systems Insufficiently Lubricated | Crane Systems Insufficiently Lubricated - CSILUB | Failure | RS
CRN | Crane | Crane - CRN | CSSFAIL | Crane Safety Systems Failed | Crane Safety Systems Failed - CSSFAIL | Failure | RS
CRN | Crane | Crane - CRN | DAMAST1 | Damaged Structure | Damaged Structure - DAMAST1 | Failure | RS
CRN | Crane | Crane - CRN | DRIMOBR1 | Drive Motor Bearing | Drive Motor Bearing - DRIMOBR1 | Failure | RS
CRN | Crane | Crane - CRN | DRIVMO1 | Drive Motor | Drive Motor - DRIVMO1 | Failure | RS
CRN | Crane | Crane - CRN | DRIVWOB1 | Drive Worn Break | Drive Worn Break - DRIVWOB1 | Failure | RS
CRN | Crane | Crane - CRN | FAILES1 | Failed E Stop | Failed E Stop - FAILES1 | Failure | RS
CRN | Crane | Crane - CRN | LIFTHO1 | Lift Hoist | Lift Hoist - LIFTHO1 | Failure | RS
CRN | Crane | Crane - CRN | PULLEY1 | Pulleys | Pulleys - PULLEY1 | Failure | RS
CRN | Crane | Crane - CRN | SENSOR1 | Sensor | Sensor - SENSOR1 | Failure | RS
CRN | Crane | Crane - CRN | ACCDENT1 | Accident | Accident - ACCDENT1 | Cause | RS
CRN | Crane | Crane - CRN | ACCIDENT | Accident | Accident - ACCIDENT | Cause | RS
CRN | Crane | Crane - CRN | ACCWEAR | Accelerated Wear | Accelerated Wear - ACCWEAR | Cause | RS
CRN | Crane | Crane - CRN | ACTGOD | Weather condition/Forces of nature or Act of God | Weather condition/Forces of nature or Act of God - ACTGOD | Cause | RS
CRN | Crane | Crane - CRN | AGING140 | Aging | Aging - AGING140 | Cause | RS
CRN | Crane | Crane - CRN | AGING146 | Aging | Aging - AGING146 | Cause | RS
CRN | Crane | Crane - CRN | AGING17 | Aging | Aging - AGING17 | Cause | RS
CRN | Crane | Crane - CRN | AGING90 | Aging | Aging - AGING90 | Cause | RS
CRN | Crane | Crane - CRN | AGING91 | Aging | Aging - AGING91 | Cause | RS
CRN | Crane | Crane - CRN | AGING93 | Aging | Aging - AGING93 | Cause | RS
CRN | Crane | Crane - CRN | CONTAM | Contamination | Contamination - CONTAM | Cause | RS
CRN | Crane | Crane - CRN | CORRS10 | Corrosion | Corrosion - CORRS10 | Cause | RS
CRN | Crane | Crane - CRN | DEFASSET | Defective Asset | Defective Asset - DEFASSET | Cause | RS
CRN | Crane | Crane - CRN | ELECF100 | Electrical Fault | Electrical Fault - ELECF100 | Cause | RS
CRN | Crane | Crane - CRN | ELECFA1 | Electrical Fault | Electrical Fault - ELECFA1 | Cause | RS
CRN | Crane | Crane - CRN | ELECFA2 | Electrical Fault | Electrical Fault - ELECFA2 | Cause | RS
CRN | Crane | Crane - CRN | EXLOAD | Excessive Load | Excessive Load - EXLOAD | Cause | RS
CRN | Crane | Crane - CRN | IMPRMNT | Improper Maintenance | Improper Maintenance - IMPRMNT | Cause | RS
CRN | Crane | Crane - CRN | INSLUBR | Insufficient Lubrication | Insufficient Lubrication - INSLUBR | Cause | RS
CRN | Crane | Crane - CRN | LACKTRN | Lack of/ Inadequate Training | Lack of/ Inadequate Training - LACKTRN | Cause | RS
CRN | Crane | Crane - CRN | MISSCMP | Loose/ Missing Component | Loose/ Missing Component - MISSCMP | Cause | RS
CRN | Crane | Crane - CRN | NRMWEAR | Normal Wear | Normal Wear - NRMWEAR | Cause | RS
CRN | Crane | Crane - CRN | OTHER | Other (specify) | Other (specify) - OTHER | Cause | RS
CRN | Crane | Crane - CRN | PRINSTAL | Poor Installation | Poor Installation - PRINSTAL | Cause | RS
CRN | Crane | Crane - CRN | PROCISSU | Procedure Issue | Procedure Issue - PROCISSU | Cause | RS
CRN | Crane | Crane - CRN | UTLFAIL | Utility Failure | Utility Failure - UTLFAIL | Cause | RS
CRN | Crane | Crane - CRN | VNDLSM | Vandalism | Vandalism - VNDLSM | Cause | RS
CRN | Crane | Crane - CRN | WORNCMPT | Defective/ Worn Component | Defective/ Worn Component - WORNCMPT | Cause | RS
CRN | Crane | Crane - CRN | ADJUSTD | Adjusted | Adjusted - ADJUSTD | Action | RS
CRN | Crane | Crane - CRN | CALCONT | Call Contractor | Call Contractor - CALCONT | Action | RS
CRN | Crane | Crane - CRN | DECOMM | Decommission | Decommission - DECOMM | Action | RS
CRN | Crane | Crane - CRN | DECONTME | Decontaminate | Decontaminate - DECONTME | Action | RS
CRN | Crane | Crane - CRN | DONOTHIN | Do Nothing | Do Nothing - DONOTHIN | Action | RS
CRN | Crane | Crane - CRN | LUBRCTE | Lubricate | Lubricate - LUBRCTE | Action | RS
CRN | Crane | Crane - CRN | OTHER | Other (specify) | Other (specify) - OTHER | Action | RS
CRN | Crane | Crane - CRN | RECALBRT | Recalibrate | Recalibrate - RECALBRT | Action | RS
CRN | Crane | Crane - CRN | REMVOBT | Remove Obstruction | Remove Obstruction - REMVOBT | Action | RS
CRN | Crane | Crane - CRN | REPAIR | Repair | Repair - REPAIR | Action | RS
CRN | Crane | Crane - CRN | REPCMPT | Repair Component | Repair Component - REPCMPT | Action | RS
CRN | Crane | Crane - CRN | REPLASS | Replace Asset | Replace Asset - REPLASS | Action | RS
CRN | Crane | Crane - CRN | REPLCMPT | Replace Component | Replace Component - REPLCMPT | Action | RS
CRN | Crane | Crane - CRN | REPRASS | Repair Asset | Repair Asset - REPRASS | Action | RS
CRN | Crane | Crane - CRN | UPGRADES | Upgrade | Upgrade - UPGRADES | Action | RS
CRNREMC | Crane Remote Control | Crane Remote Control - CRNREMC | ABNTEMP | Abnormal Temprature | Abnormal Temprature - ABNTEMP | Problem | RS
CRNREMC | Crane Remote Control | Crane Remote Control - CRNREMC | CORROS | Corrosion | Corrosion - CORROS | Problem | RS
CRNREMC | Crane Remote Control | Crane Remote Control - CRNREMC | ELECTRIP | Electrical Trip Out | Electrical Trip Out - ELECTRIP | Problem | RS
CRNREMC | Crane Remote Control | Crane Remote Control - CRNREMC | EXNOISE | Excessive Noise | Excessive Noise - EXNOISE | Problem | RS
CRNREMC | Crane Remote Control | Crane Remote Control - CRNREMC | EXVIBRTN | Excessive Vibration | Excessive Vibration - EXVIBRTN | Problem | RS
CRNREMC | Crane Remote Control | Crane Remote Control - CRNREMC | JAMMEDEQ | Jammed Equipment | Jammed Equipment - JAMMEDEQ | Problem | RS
CRNREMC | Crane Remote Control | Crane Remote Control - CRNREMC | LEAKING | Leaking | Leaking - LEAKING | Problem | RS
CRNREMC | Crane Remote Control | Crane Remote Control - CRNREMC | LOWPERF | Low Performance | Low Performance - LOWPERF | Problem | RS
CRNREMC | Crane Remote Control | Crane Remote Control - CRNREMC | NONOPER | Non-Operational | Non-Operational - NONOPER | Problem | RS
CRNREMC | Crane Remote Control | Crane Remote Control - CRNREMC | PHYDMGE | Physical Damage | Physical Damage - PHYDMGE | Problem | RS
CRNREMC | Crane Remote Control | Crane Remote Control - CRNREMC | UNSMELL | Unusual Smell | Unusual Smell - UNSMELL | Problem | RS
CRNREMC | Crane Remote Control | Crane Remote Control - CRNREMC | UNSMOKE | Unusual Smoke | Unusual Smoke - UNSMOKE | Problem | RS
CRNREMC | Crane Remote Control | Crane Remote Control - CRNREMC | CRMAGE | Control Remote Battery Aged | Control Remote Battery Aged - CRMAGE | Failure | RS
CRNREMC | Crane Remote Control | Crane Remote Control - CRNREMC | EMGSFUNC | Emergency Stop Function Failed | Emergency Stop Function Failed - EMGSFUNC | Failure | RS
CRNREMC | Crane Remote Control | Crane Remote Control - CRNREMC | OCCRDET | Overhead Crane Control Remote Deteriorated | Overhead Crane Control Remote Deteriorated - OCCRDET | Failure | RS
CRNREMC | Crane Remote Control | Crane Remote Control - CRNREMC | ACCIDENT | Accident | Accident - ACCIDENT | Cause | RS
CRNREMC | Crane Remote Control | Crane Remote Control - CRNREMC | ACCWEAR | Accelerated Wear | Accelerated Wear - ACCWEAR | Cause | RS
CRNREMC | Crane Remote Control | Crane Remote Control - CRNREMC | ACTGOD | Weather condition/Forces of nature or Act of God | Weather condition/Forces of nature or Act of God - ACTGOD | Cause | RS
CRNREMC | Crane Remote Control | Crane Remote Control - CRNREMC | CONTAM | Contamination | Contamination - CONTAM | Cause | RS
CRNREMC | Crane Remote Control | Crane Remote Control - CRNREMC | DEFASSET | Defective Asset | Defective Asset - DEFASSET | Cause | RS
CRNREMC | Crane Remote Control | Crane Remote Control - CRNREMC | EXLOAD | Excessive Load | Excessive Load - EXLOAD | Cause | RS
CRNREMC | Crane Remote Control | Crane Remote Control - CRNREMC | IMPRMNT | Improper Maintenance | Improper Maintenance - IMPRMNT | Cause | RS
CRNREMC | Crane Remote Control | Crane Remote Control - CRNREMC | INSLUBR | Insufficient Lubrication | Insufficient Lubrication - INSLUBR | Cause | RS
CRNREMC | Crane Remote Control | Crane Remote Control - CRNREMC | LACKTRN | Lack of/ Inadequate Training | Lack of/ Inadequate Training - LACKTRN | Cause | RS
CRNREMC | Crane Remote Control | Crane Remote Control - CRNREMC | MISSCMP | Loose/ Missing Component | Loose/ Missing Component - MISSCMP | Cause | RS
CRNREMC | Crane Remote Control | Crane Remote Control - CRNREMC | NRMWEAR | Normal Wear | Normal Wear - NRMWEAR | Cause | RS
CRNREMC | Crane Remote Control | Crane Remote Control - CRNREMC | OTHER | Other (specify) | Other (specify) - OTHER | Cause | RS
CRNREMC | Crane Remote Control | Crane Remote Control - CRNREMC | PRINSTAL | Poor Installation | Poor Installation - PRINSTAL | Cause | RS
CRNREMC | Crane Remote Control | Crane Remote Control - CRNREMC | PROCISSU | Procedure Issue | Procedure Issue - PROCISSU | Cause | RS
CRNREMC | Crane Remote Control | Crane Remote Control - CRNREMC | UTLFAIL | Utility Failure | Utility Failure - UTLFAIL | Cause | RS
CRNREMC | Crane Remote Control | Crane Remote Control - CRNREMC | VNDLSM | Vandalism | Vandalism - VNDLSM | Cause | RS
CRNREMC | Crane Remote Control | Crane Remote Control - CRNREMC | WORNCMPT | Defective/ Worn Component | Defective/ Worn Component - WORNCMPT | Cause | RS
CRNREMC | Crane Remote Control | Crane Remote Control - CRNREMC | ADJUSTD | Adjusted | Adjusted - ADJUSTD | Action | RS
CRNREMC | Crane Remote Control | Crane Remote Control - CRNREMC | DECOMM | Decommission | Decommission - DECOMM | Action | RS
CRNREMC | Crane Remote Control | Crane Remote Control - CRNREMC | DECONTME | Decontaminate | Decontaminate - DECONTME | Action | RS
CRNREMC | Crane Remote Control | Crane Remote Control - CRNREMC | DONOTHIN | Do Nothing | Do Nothing - DONOTHIN | Action | RS
CRNREMC | Crane Remote Control | Crane Remote Control - CRNREMC | LUBRCTE | Lubricate | Lubricate - LUBRCTE | Action | RS
CRNREMC | Crane Remote Control | Crane Remote Control - CRNREMC | OTHER | Other (specify) | Other (specify) - OTHER | Action | RS
CRNREMC | Crane Remote Control | Crane Remote Control - CRNREMC | RECALBRT | Recalibrate | Recalibrate - RECALBRT | Action | RS
CRNREMC | Crane Remote Control | Crane Remote Control - CRNREMC | REMVOBT | Remove Obstruction | Remove Obstruction - REMVOBT | Action | RS
CRNREMC | Crane Remote Control | Crane Remote Control - CRNREMC | REPCMPT | Repair Component | Repair Component - REPCMPT | Action | RS
CRNREMC | Crane Remote Control | Crane Remote Control - CRNREMC | REPLASS | Replace Asset | Replace Asset - REPLASS | Action | RS
CRNREMC | Crane Remote Control | Crane Remote Control - CRNREMC | REPLCMPT | Replace Component | Replace Component - REPLCMPT | Action | RS
CRNREMC | Crane Remote Control | Crane Remote Control - CRNREMC | REPRASS | Repair Asset | Repair Asset - REPRASS | Action | RS
CRNREMC | Crane Remote Control | Crane Remote Control - CRNREMC | UPGRADES | Upgrade | Upgrade - UPGRADES | Action | RS
CULVAPR | Culvert Apron | Culvert Apron - CULVAPR | ABNTEMP | Abnormal Temprature | Abnormal Temprature - ABNTEMP | Problem | RS
CULVAPR | Culvert Apron | Culvert Apron - CULVAPR | CORROS | Corrosion | Corrosion - CORROS | Problem | RS
CULVAPR | Culvert Apron | Culvert Apron - CULVAPR | ELECTRIP | Electrical Trip Out | Electrical Trip Out - ELECTRIP | Problem | RS
CULVAPR | Culvert Apron | Culvert Apron - CULVAPR | EXNOISE | Excessive Noise | Excessive Noise - EXNOISE | Problem | RS
CULVAPR | Culvert Apron | Culvert Apron - CULVAPR | EXVIBRTN | Excessive Vibration | Excessive Vibration - EXVIBRTN | Problem | RS
CULVAPR | Culvert Apron | Culvert Apron - CULVAPR | JAMMEDEQ | Jammed Equipment | Jammed Equipment - JAMMEDEQ | Problem | RS
CULVAPR | Culvert Apron | Culvert Apron - CULVAPR | LEAKING | Leaking | Leaking - LEAKING | Problem | RS
CULVAPR | Culvert Apron | Culvert Apron - CULVAPR | LOWPERF | Low Performance | Low Performance - LOWPERF | Problem | RS
CULVAPR | Culvert Apron | Culvert Apron - CULVAPR | NONOPER | Non-Operational | Non-Operational - NONOPER | Problem | RS
CULVAPR | Culvert Apron | Culvert Apron - CULVAPR | PHYDMGE | Physical Damage | Physical Damage - PHYDMGE | Problem | RS
CULVAPR | Culvert Apron | Culvert Apron - CULVAPR | UNSMELL | Unusual Smell | Unusual Smell - UNSMELL | Problem | RS
CULVAPR | Culvert Apron | Culvert Apron - CULVAPR | UNSMOKE | Unusual Smoke | Unusual Smoke - UNSMOKE | Problem | RS
CULVAPR | Culvert Apron | Culvert Apron - CULVAPR | CULSCRD | Concrete apron and floor scoured | Concrete apron and floor scoured - CULSCRD | Failure | RS
CULVAPR | Culvert Apron | Culvert Apron - CULVAPR | SASCRD | Stone apron and floor scoured | Stone apron and floor scoured - SASCRD | Failure | RS
CULVAPR | Culvert Apron | Culvert Apron - CULVAPR | ACCIDENT | Accident | Accident - ACCIDENT | Cause | RS
CULVAPR | Culvert Apron | Culvert Apron - CULVAPR | ACCWEAR | Accelerated Wear | Accelerated Wear - ACCWEAR | Cause | RS
CULVAPR | Culvert Apron | Culvert Apron - CULVAPR | ACTGOD | Weather condition/Forces of nature or Act of God | Weather condition/Forces of nature or Act of God - ACTGOD | Cause | RS
CULVAPR | Culvert Apron | Culvert Apron - CULVAPR | CONTAM | Contamination | Contamination - CONTAM | Cause | RS
CULVAPR | Culvert Apron | Culvert Apron - CULVAPR | DEFASSET | Defective Asset | Defective Asset - DEFASSET | Cause | RS
CULVAPR | Culvert Apron | Culvert Apron - CULVAPR | EXLOAD | Excessive Load | Excessive Load - EXLOAD | Cause | RS
CULVAPR | Culvert Apron | Culvert Apron - CULVAPR | IMPRMNT | Improper Maintenance | Improper Maintenance - IMPRMNT | Cause | RS
CULVAPR | Culvert Apron | Culvert Apron - CULVAPR | INSLUBR | Insufficient Lubrication | Insufficient Lubrication - INSLUBR | Cause | RS
CULVAPR | Culvert Apron | Culvert Apron - CULVAPR | LACKTRN | Lack of/ Inadequate Training | Lack of/ Inadequate Training - LACKTRN | Cause | RS
CULVAPR | Culvert Apron | Culvert Apron - CULVAPR | MISSCMP | Loose/ Missing Component | Loose/ Missing Component - MISSCMP | Cause | RS
CULVAPR | Culvert Apron | Culvert Apron - CULVAPR | NRMWEAR | Normal Wear | Normal Wear - NRMWEAR | Cause | RS
CULVAPR | Culvert Apron | Culvert Apron - CULVAPR | OTHER | Other (specify) | Other (specify) - OTHER | Cause | RS
CULVAPR | Culvert Apron | Culvert Apron - CULVAPR | PRINSTAL | Poor Installation | Poor Installation - PRINSTAL | Cause | RS
CULVAPR | Culvert Apron | Culvert Apron - CULVAPR | PROCISSU | Procedure Issue | Procedure Issue - PROCISSU | Cause | RS
CULVAPR | Culvert Apron | Culvert Apron - CULVAPR | UTLFAIL | Utility Failure | Utility Failure - UTLFAIL | Cause | RS
CULVAPR | Culvert Apron | Culvert Apron - CULVAPR | VNDLSM | Vandalism | Vandalism - VNDLSM | Cause | RS
CULVAPR | Culvert Apron | Culvert Apron - CULVAPR | WORNCMPT | Defective/ Worn Component | Defective/ Worn Component - WORNCMPT | Cause | RS
CULVAPR | Culvert Apron | Culvert Apron - CULVAPR | ADJUSTD | Adjusted | Adjusted - ADJUSTD | Action | RS
CULVAPR | Culvert Apron | Culvert Apron - CULVAPR | DECOMM | Decommission | Decommission - DECOMM | Action | RS
CULVAPR | Culvert Apron | Culvert Apron - CULVAPR | DECONTME | Decontaminate | Decontaminate - DECONTME | Action | RS
CULVAPR | Culvert Apron | Culvert Apron - CULVAPR | DONOTHIN | Do Nothing | Do Nothing - DONOTHIN | Action | RS
CULVAPR | Culvert Apron | Culvert Apron - CULVAPR | LUBRCTE | Lubricate | Lubricate - LUBRCTE | Action | RS
CULVAPR | Culvert Apron | Culvert Apron - CULVAPR | OTHER | Other (specify) | Other (specify) - OTHER | Action | RS
CULVAPR | Culvert Apron | Culvert Apron - CULVAPR | RECALBRT | Recalibrate | Recalibrate - RECALBRT | Action | RS
CULVAPR | Culvert Apron | Culvert Apron - CULVAPR | REMVOBT | Remove Obstruction | Remove Obstruction - REMVOBT | Action | RS
CULVAPR | Culvert Apron | Culvert Apron - CULVAPR | REPCMPT | Repair Component | Repair Component - REPCMPT | Action | RS
CULVAPR | Culvert Apron | Culvert Apron - CULVAPR | REPLASS | Replace Asset | Replace Asset - REPLASS | Action | RS
CULVAPR | Culvert Apron | Culvert Apron - CULVAPR | REPLCMPT | Replace Component | Replace Component - REPLCMPT | Action | RS
CULVAPR | Culvert Apron | Culvert Apron - CULVAPR | REPRASS | Repair Asset | Repair Asset - REPRASS | Action | RS
CULVAPR | Culvert Apron | Culvert Apron - CULVAPR | UPGRADES | Upgrade | Upgrade - UPGRADES | Action | RS
CULVBARR | Culvert Barrel | Culvert Barrel - CULVBARR | ABNTEMP | Abnormal Temprature | Abnormal Temprature - ABNTEMP | Problem | RS
CULVBARR | Culvert Barrel | Culvert Barrel - CULVBARR | CORROS | Corrosion | Corrosion - CORROS | Problem | RS
CULVBARR | Culvert Barrel | Culvert Barrel - CULVBARR | ELECTRIP | Electrical Trip Out | Electrical Trip Out - ELECTRIP | Problem | RS
CULVBARR | Culvert Barrel | Culvert Barrel - CULVBARR | EXNOISE | Excessive Noise | Excessive Noise - EXNOISE | Problem | RS
CULVBARR | Culvert Barrel | Culvert Barrel - CULVBARR | EXVIBRTN | Excessive Vibration | Excessive Vibration - EXVIBRTN | Problem | RS
CULVBARR | Culvert Barrel | Culvert Barrel - CULVBARR | JAMMEDEQ | Jammed Equipment | Jammed Equipment - JAMMEDEQ | Problem | RS
CULVBARR | Culvert Barrel | Culvert Barrel - CULVBARR | LEAKING | Leaking | Leaking - LEAKING | Problem | RS
CULVBARR | Culvert Barrel | Culvert Barrel - CULVBARR | LOWPERF | Low Performance | Low Performance - LOWPERF | Problem | RS
CULVBARR | Culvert Barrel | Culvert Barrel - CULVBARR | NONOPER | Non-Operational | Non-Operational - NONOPER | Problem | RS
CULVBARR | Culvert Barrel | Culvert Barrel - CULVBARR | PHYDMGE | Physical Damage | Physical Damage - PHYDMGE | Problem | RS
CULVBARR | Culvert Barrel | Culvert Barrel - CULVBARR | UNSMELL | Unusual Smell | Unusual Smell - UNSMELL | Problem | RS
CULVBARR | Culvert Barrel | Culvert Barrel - CULVBARR | UNSMOKE | Unusual Smoke | Unusual Smoke - UNSMOKE | Problem | RS
CULVBARR | Culvert Barrel | Culvert Barrel - CULVBARR | ACCIDENT | Accident | Accident - ACCIDENT | Cause | RS
CULVBARR | Culvert Barrel | Culvert Barrel - CULVBARR | ACCWEAR | Accelerated Wear | Accelerated Wear - ACCWEAR | Cause | RS
CULVBARR | Culvert Barrel | Culvert Barrel - CULVBARR | ACTGOD | Weather condition/Forces of nature or Act of God | Weather condition/Forces of nature or Act of God - ACTGOD | Cause | RS
CULVBARR | Culvert Barrel | Culvert Barrel - CULVBARR | CONTAM | Contamination | Contamination - CONTAM | Cause | RS
CULVBARR | Culvert Barrel | Culvert Barrel - CULVBARR | DEFASSET | Defective Asset | Defective Asset - DEFASSET | Cause | RS
CULVBARR | Culvert Barrel | Culvert Barrel - CULVBARR | EXLOAD | Excessive Load | Excessive Load - EXLOAD | Cause | RS
CULVBARR | Culvert Barrel | Culvert Barrel - CULVBARR | IMPRMNT | Improper Maintenance | Improper Maintenance - IMPRMNT | Cause | RS
CULVBARR | Culvert Barrel | Culvert Barrel - CULVBARR | INSLUBR | Insufficient Lubrication | Insufficient Lubrication - INSLUBR | Cause | RS
CULVBARR | Culvert Barrel | Culvert Barrel - CULVBARR | LACKTRN | Lack of/ Inadequate Training | Lack of/ Inadequate Training - LACKTRN | Cause | RS
CULVBARR | Culvert Barrel | Culvert Barrel - CULVBARR | MISSCMP | Loose/ Missing Component | Loose/ Missing Component - MISSCMP | Cause | RS
CULVBARR | Culvert Barrel | Culvert Barrel - CULVBARR | NRMWEAR | Normal Wear | Normal Wear - NRMWEAR | Cause | RS
CULVBARR | Culvert Barrel | Culvert Barrel - CULVBARR | OTHER | Other (specify) | Other (specify) - OTHER | Cause | RS
CULVBARR | Culvert Barrel | Culvert Barrel - CULVBARR | PRINSTAL | Poor Installation | Poor Installation - PRINSTAL | Cause | RS
CULVBARR | Culvert Barrel | Culvert Barrel - CULVBARR | PROCISSU | Procedure Issue | Procedure Issue - PROCISSU | Cause | RS
CULVBARR | Culvert Barrel | Culvert Barrel - CULVBARR | UTLFAIL | Utility Failure | Utility Failure - UTLFAIL | Cause | RS
CULVBARR | Culvert Barrel | Culvert Barrel - CULVBARR | VNDLSM | Vandalism | Vandalism - VNDLSM | Cause | RS
CULVBARR | Culvert Barrel | Culvert Barrel - CULVBARR | WORNCMPT | Defective/ Worn Component | Defective/ Worn Component - WORNCMPT | Cause | RS
CULVBARR | Culvert Barrel | Culvert Barrel - CULVBARR | ADJUSTD | Adjusted | Adjusted - ADJUSTD | Action | RS
CULVBARR | Culvert Barrel | Culvert Barrel - CULVBARR | DECOMM | Decommission | Decommission - DECOMM | Action | RS
CULVBARR | Culvert Barrel | Culvert Barrel - CULVBARR | DECONTME | Decontaminate | Decontaminate - DECONTME | Action | RS
CULVBARR | Culvert Barrel | Culvert Barrel - CULVBARR | DONOTHIN | Do Nothing | Do Nothing - DONOTHIN | Action | RS
CULVBARR | Culvert Barrel | Culvert Barrel - CULVBARR | LUBRCTE | Lubricate | Lubricate - LUBRCTE | Action | RS
CULVBARR | Culvert Barrel | Culvert Barrel - CULVBARR | OTHER | Other (specify) | Other (specify) - OTHER | Action | RS
CULVBARR | Culvert Barrel | Culvert Barrel - CULVBARR | RECALBRT | Recalibrate | Recalibrate - RECALBRT | Action | RS
CULVBARR | Culvert Barrel | Culvert Barrel - CULVBARR | REMVOBT | Remove Obstruction | Remove Obstruction - REMVOBT | Action | RS
CULVBARR | Culvert Barrel | Culvert Barrel - CULVBARR | REPCMPT | Repair Component | Repair Component - REPCMPT | Action | RS
CULVBARR | Culvert Barrel | Culvert Barrel - CULVBARR | REPLASS | Replace Asset | Replace Asset - REPLASS | Action | RS
CULVBARR | Culvert Barrel | Culvert Barrel - CULVBARR | REPLCMPT | Replace Component | Replace Component - REPLCMPT | Action | RS
CULVBARR | Culvert Barrel | Culvert Barrel - CULVBARR | REPRASS | Repair Asset | Repair Asset - REPRASS | Action | RS
CULVBARR | Culvert Barrel | Culvert Barrel - CULVBARR | UPGRADES | Upgrade | Upgrade - UPGRADES | Action | RS
DEFDISP | DEF Dispenser | DEF Dispenser - DEFDISP | ABNTEMP | Abnormal Temprature | Abnormal Temprature - ABNTEMP | Problem | RS
DEFDISP | DEF Dispenser | DEF Dispenser - DEFDISP | CORROS | Corrosion | Corrosion - CORROS | Problem | RS
DEFDISP | DEF Dispenser | DEF Dispenser - DEFDISP | ELECTRIP | Electrical Trip Out | Electrical Trip Out - ELECTRIP | Problem | RS
DEFDISP | DEF Dispenser | DEF Dispenser - DEFDISP | EXNOISE | Excessive Noise | Excessive Noise - EXNOISE | Problem | RS
DEFDISP | DEF Dispenser | DEF Dispenser - DEFDISP | EXVIBRTN | Excessive Vibration | Excessive Vibration - EXVIBRTN | Problem | RS
DEFDISP | DEF Dispenser | DEF Dispenser - DEFDISP | JAMMEDEQ | Jammed Equipment | Jammed Equipment - JAMMEDEQ | Problem | RS
DEFDISP | DEF Dispenser | DEF Dispenser - DEFDISP | LEAKING | Leaking | Leaking - LEAKING | Problem | RS
DEFDISP | DEF Dispenser | DEF Dispenser - DEFDISP | LOWPERF | Low Performance | Low Performance - LOWPERF | Problem | RS
DEFDISP | DEF Dispenser | DEF Dispenser - DEFDISP | NONOPER | Non-Operational | Non-Operational - NONOPER | Problem | RS
DEFDISP | DEF Dispenser | DEF Dispenser - DEFDISP | PHYDMGE | Physical Damage | Physical Damage - PHYDMGE | Problem | RS
DEFDISP | DEF Dispenser | DEF Dispenser - DEFDISP | UNSMELL | Unusual Smell | Unusual Smell - UNSMELL | Problem | RS
DEFDISP | DEF Dispenser | DEF Dispenser - DEFDISP | UNSMOKE | Unusual Smoke | Unusual Smoke - UNSMOKE | Problem | RS
DEFDISP | DEF Dispenser | DEF Dispenser - DEFDISP | DEFDDET | DEF dispenser hose and/or dispenser nozzle deteriorated | DEF dispenser hose and/or dispenser nozzle deteriorated - DEFDDET | Failure | RS
DEFDISP | DEF Dispenser | DEF Dispenser - DEFDISP | ACCIDENT | Accident | Accident - ACCIDENT | Cause | RS
DEFDISP | DEF Dispenser | DEF Dispenser - DEFDISP | ACCWEAR | Accelerated Wear | Accelerated Wear - ACCWEAR | Cause | RS
DEFDISP | DEF Dispenser | DEF Dispenser - DEFDISP | ACTGOD | Weather condition/Forces of nature or Act of God | Weather condition/Forces of nature or Act of God - ACTGOD | Cause | RS
DEFDISP | DEF Dispenser | DEF Dispenser - DEFDISP | CONTAM | Contamination | Contamination - CONTAM | Cause | RS
DEFDISP | DEF Dispenser | DEF Dispenser - DEFDISP | DEFASSET | Defective Asset | Defective Asset - DEFASSET | Cause | RS
DEFDISP | DEF Dispenser | DEF Dispenser - DEFDISP | EXLOAD | Excessive Load | Excessive Load - EXLOAD | Cause | RS
DEFDISP | DEF Dispenser | DEF Dispenser - DEFDISP | IMPRMNT | Improper Maintenance | Improper Maintenance - IMPRMNT | Cause | RS
DEFDISP | DEF Dispenser | DEF Dispenser - DEFDISP | INSLUBR | Insufficient Lubrication | Insufficient Lubrication - INSLUBR | Cause | RS
DEFDISP | DEF Dispenser | DEF Dispenser - DEFDISP | LACKTRN | Lack of/ Inadequate Training | Lack of/ Inadequate Training - LACKTRN | Cause | RS
DEFDISP | DEF Dispenser | DEF Dispenser - DEFDISP | MISSCMP | Loose/ Missing Component | Loose/ Missing Component - MISSCMP | Cause | RS
DEFDISP | DEF Dispenser | DEF Dispenser - DEFDISP | NRMWEAR | Normal Wear | Normal Wear - NRMWEAR | Cause | RS
DEFDISP | DEF Dispenser | DEF Dispenser - DEFDISP | OTHER | Other (specify) | Other (specify) - OTHER | Cause | RS
DEFDISP | DEF Dispenser | DEF Dispenser - DEFDISP | PRINSTAL | Poor Installation | Poor Installation - PRINSTAL | Cause | RS
DEFDISP | DEF Dispenser | DEF Dispenser - DEFDISP | PROCISSU | Procedure Issue | Procedure Issue - PROCISSU | Cause | RS
DEFDISP | DEF Dispenser | DEF Dispenser - DEFDISP | UTLFAIL | Utility Failure | Utility Failure - UTLFAIL | Cause | RS
DEFDISP | DEF Dispenser | DEF Dispenser - DEFDISP | VNDLSM | Vandalism | Vandalism - VNDLSM | Cause | RS
DEFDISP | DEF Dispenser | DEF Dispenser - DEFDISP | WORNCMPT | Defective/ Worn Component | Defective/ Worn Component - WORNCMPT | Cause | RS
DEFDISP | DEF Dispenser | DEF Dispenser - DEFDISP | ADJUSTD | Adjusted | Adjusted - ADJUSTD | Action | RS
DEFDISP | DEF Dispenser | DEF Dispenser - DEFDISP | DECOMM | Decommission | Decommission - DECOMM | Action | RS
DEFDISP | DEF Dispenser | DEF Dispenser - DEFDISP | DECONTME | Decontaminate | Decontaminate - DECONTME | Action | RS
DEFDISP | DEF Dispenser | DEF Dispenser - DEFDISP | DONOTHIN | Do Nothing | Do Nothing - DONOTHIN | Action | RS
DEFDISP | DEF Dispenser | DEF Dispenser - DEFDISP | LUBRCTE | Lubricate | Lubricate - LUBRCTE | Action | RS
DEFDISP | DEF Dispenser | DEF Dispenser - DEFDISP | OTHER | Other (specify) | Other (specify) - OTHER | Action | RS
DEFDISP | DEF Dispenser | DEF Dispenser - DEFDISP | RECALBRT | Recalibrate | Recalibrate - RECALBRT | Action | RS
DEFDISP | DEF Dispenser | DEF Dispenser - DEFDISP | REMVOBT | Remove Obstruction | Remove Obstruction - REMVOBT | Action | RS
DEFDISP | DEF Dispenser | DEF Dispenser - DEFDISP | REPCMPT | Repair Component | Repair Component - REPCMPT | Action | RS
DEFDISP | DEF Dispenser | DEF Dispenser - DEFDISP | REPLASS | Replace Asset | Replace Asset - REPLASS | Action | RS
DEFDISP | DEF Dispenser | DEF Dispenser - DEFDISP | REPLCMPT | Replace Component | Replace Component - REPLCMPT | Action | RS
DEFDISP | DEF Dispenser | DEF Dispenser - DEFDISP | REPRASS | Repair Asset | Repair Asset - REPRASS | Action | RS
DEFDISP | DEF Dispenser | DEF Dispenser - DEFDISP | UPGRADES | Upgrade | Upgrade - UPGRADES | Action | RS
DEFVFLTR | DEF Vent Filter | DEF Vent Filter - DEFVFLTR | ABNTEMP | Abnormal Temprature | Abnormal Temprature - ABNTEMP | Problem | RS
DEFVFLTR | DEF Vent Filter | DEF Vent Filter - DEFVFLTR | CORROS | Corrosion | Corrosion - CORROS | Problem | RS
DEFVFLTR | DEF Vent Filter | DEF Vent Filter - DEFVFLTR | ELECTRIP | Electrical Trip Out | Electrical Trip Out - ELECTRIP | Problem | RS
DEFVFLTR | DEF Vent Filter | DEF Vent Filter - DEFVFLTR | EXNOISE | Excessive Noise | Excessive Noise - EXNOISE | Problem | RS
DEFVFLTR | DEF Vent Filter | DEF Vent Filter - DEFVFLTR | EXVIBRTN | Excessive Vibration | Excessive Vibration - EXVIBRTN | Problem | RS
DEFVFLTR | DEF Vent Filter | DEF Vent Filter - DEFVFLTR | JAMMEDEQ | Jammed Equipment | Jammed Equipment - JAMMEDEQ | Problem | RS
DEFVFLTR | DEF Vent Filter | DEF Vent Filter - DEFVFLTR | LEAKING | Leaking | Leaking - LEAKING | Problem | RS
DEFVFLTR | DEF Vent Filter | DEF Vent Filter - DEFVFLTR | LOWPERF | Low Performance | Low Performance - LOWPERF | Problem | RS
DEFVFLTR | DEF Vent Filter | DEF Vent Filter - DEFVFLTR | NONOPER | Non-Operational | Non-Operational - NONOPER | Problem | RS
DEFVFLTR | DEF Vent Filter | DEF Vent Filter - DEFVFLTR | PHYDMGE | Physical Damage | Physical Damage - PHYDMGE | Problem | RS
DEFVFLTR | DEF Vent Filter | DEF Vent Filter - DEFVFLTR | UNSMELL | Unusual Smell | Unusual Smell - UNSMELL | Problem | RS
DEFVFLTR | DEF Vent Filter | DEF Vent Filter - DEFVFLTR | UNSMOKE | Unusual Smoke | Unusual Smoke - UNSMOKE | Problem | RS
DEFVFLTR | DEF Vent Filter | DEF Vent Filter - DEFVFLTR | DEFVFAIL | DEF Vent Filter Failed | DEF Vent Filter Failed - DEFVFAIL | Failure | RS
DEFVFLTR | DEF Vent Filter | DEF Vent Filter - DEFVFLTR | ACCIDENT | Accident | Accident - ACCIDENT | Cause | RS
DEFVFLTR | DEF Vent Filter | DEF Vent Filter - DEFVFLTR | ACCWEAR | Accelerated Wear | Accelerated Wear - ACCWEAR | Cause | RS
DEFVFLTR | DEF Vent Filter | DEF Vent Filter - DEFVFLTR | ACTGOD | Weather condition/Forces of nature or Act of God | Weather condition/Forces of nature or Act of God - ACTGOD | Cause | RS
DEFVFLTR | DEF Vent Filter | DEF Vent Filter - DEFVFLTR | CONTAM | Contamination | Contamination - CONTAM | Cause | RS
DEFVFLTR | DEF Vent Filter | DEF Vent Filter - DEFVFLTR | DEFASSET | Defective Asset | Defective Asset - DEFASSET | Cause | RS
DEFVFLTR | DEF Vent Filter | DEF Vent Filter - DEFVFLTR | EXLOAD | Excessive Load | Excessive Load - EXLOAD | Cause | RS
DEFVFLTR | DEF Vent Filter | DEF Vent Filter - DEFVFLTR | IMPRMNT | Improper Maintenance | Improper Maintenance - IMPRMNT | Cause | RS
DEFVFLTR | DEF Vent Filter | DEF Vent Filter - DEFVFLTR | INSLUBR | Insufficient Lubrication | Insufficient Lubrication - INSLUBR | Cause | RS
DEFVFLTR | DEF Vent Filter | DEF Vent Filter - DEFVFLTR | LACKTRN | Lack of/ Inadequate Training | Lack of/ Inadequate Training - LACKTRN | Cause | RS
DEFVFLTR | DEF Vent Filter | DEF Vent Filter - DEFVFLTR | MISSCMP | Loose/ Missing Component | Loose/ Missing Component - MISSCMP | Cause | RS
DEFVFLTR | DEF Vent Filter | DEF Vent Filter - DEFVFLTR | NRMWEAR | Normal Wear | Normal Wear - NRMWEAR | Cause | RS
DEFVFLTR | DEF Vent Filter | DEF Vent Filter - DEFVFLTR | OTHER | Other (specify) | Other (specify) - OTHER | Cause | RS
DEFVFLTR | DEF Vent Filter | DEF Vent Filter - DEFVFLTR | PRINSTAL | Poor Installation | Poor Installation - PRINSTAL | Cause | RS
DEFVFLTR | DEF Vent Filter | DEF Vent Filter - DEFVFLTR | PROCISSU | Procedure Issue | Procedure Issue - PROCISSU | Cause | RS
DEFVFLTR | DEF Vent Filter | DEF Vent Filter - DEFVFLTR | UTLFAIL | Utility Failure | Utility Failure - UTLFAIL | Cause | RS
DEFVFLTR | DEF Vent Filter | DEF Vent Filter - DEFVFLTR | VNDLSM | Vandalism | Vandalism - VNDLSM | Cause | RS
DEFVFLTR | DEF Vent Filter | DEF Vent Filter - DEFVFLTR | WORNCMPT | Defective/ Worn Component | Defective/ Worn Component - WORNCMPT | Cause | RS
DEFVFLTR | DEF Vent Filter | DEF Vent Filter - DEFVFLTR | ADJUSTD | Adjusted | Adjusted - ADJUSTD | Action | RS
DEFVFLTR | DEF Vent Filter | DEF Vent Filter - DEFVFLTR | DECOMM | Decommission | Decommission - DECOMM | Action | RS
DEFVFLTR | DEF Vent Filter | DEF Vent Filter - DEFVFLTR | DECONTME | Decontaminate | Decontaminate - DECONTME | Action | RS
DEFVFLTR | DEF Vent Filter | DEF Vent Filter - DEFVFLTR | DONOTHIN | Do Nothing | Do Nothing - DONOTHIN | Action | RS
DEFVFLTR | DEF Vent Filter | DEF Vent Filter - DEFVFLTR | LUBRCTE | Lubricate | Lubricate - LUBRCTE | Action | RS
DEFVFLTR | DEF Vent Filter | DEF Vent Filter - DEFVFLTR | OTHER | Other (specify) | Other (specify) - OTHER | Action | RS
DEFVFLTR | DEF Vent Filter | DEF Vent Filter - DEFVFLTR | RECALBRT | Recalibrate | Recalibrate - RECALBRT | Action | RS
DEFVFLTR | DEF Vent Filter | DEF Vent Filter - DEFVFLTR | REMVOBT | Remove Obstruction | Remove Obstruction - REMVOBT | Action | RS
DEFVFLTR | DEF Vent Filter | DEF Vent Filter - DEFVFLTR | REPCMPT | Repair Component | Repair Component - REPCMPT | Action | RS
DEFVFLTR | DEF Vent Filter | DEF Vent Filter - DEFVFLTR | REPLASS | Replace Asset | Replace Asset - REPLASS | Action | RS
DEFVFLTR | DEF Vent Filter | DEF Vent Filter - DEFVFLTR | REPLCMPT | Replace Component | Replace Component - REPLCMPT | Action | RS
DEFVFLTR | DEF Vent Filter | DEF Vent Filter - DEFVFLTR | REPRASS | Repair Asset | Repair Asset - REPRASS | Action | RS
DEFVFLTR | DEF Vent Filter | DEF Vent Filter - DEFVFLTR | UPGRADES | Upgrade | Upgrade - UPGRADES | Action | RS
DEHMDFR | Dehumidifier | Dehumidifier - DEHMDFR | ABNTEMP | Abnormal Temprature | Abnormal Temprature - ABNTEMP | Problem | RS
DEHMDFR | Dehumidifier | Dehumidifier - DEHMDFR | CORROS | Corrosion | Corrosion - CORROS | Problem | RS
DEHMDFR | Dehumidifier | Dehumidifier - DEHMDFR | ELECTRIP | Electrical Trip Out | Electrical Trip Out - ELECTRIP | Problem | RS
DEHMDFR | Dehumidifier | Dehumidifier - DEHMDFR | EXNOISE | Excessive Noise | Excessive Noise - EXNOISE | Problem | RS
DEHMDFR | Dehumidifier | Dehumidifier - DEHMDFR | EXVIBRTN | Excessive Vibration | Excessive Vibration - EXVIBRTN | Problem | RS
DEHMDFR | Dehumidifier | Dehumidifier - DEHMDFR | JAMMEDEQ | Jammed Equipment | Jammed Equipment - JAMMEDEQ | Problem | RS
DEHMDFR | Dehumidifier | Dehumidifier - DEHMDFR | LEAKING | Leaking | Leaking - LEAKING | Problem | RS
DEHMDFR | Dehumidifier | Dehumidifier - DEHMDFR | LOWPERF | Low Performance | Low Performance - LOWPERF | Problem | RS
DEHMDFR | Dehumidifier | Dehumidifier - DEHMDFR | NONOPER | Non-Operational | Non-Operational - NONOPER | Problem | RS
DEHMDFR | Dehumidifier | Dehumidifier - DEHMDFR | PHYDMGE | Physical Damage | Physical Damage - PHYDMGE | Problem | RS
DEHMDFR | Dehumidifier | Dehumidifier - DEHMDFR | UNSMELL | Unusual Smell | Unusual Smell - UNSMELL | Problem | RS
DEHMDFR | Dehumidifier | Dehumidifier - DEHMDFR | UNSMOKE | Unusual Smoke | Unusual Smoke - UNSMOKE | Problem | RS
DEHMDFR | Dehumidifier | Dehumidifier - DEHMDFR | DEHCONT | Dehumidifier air filter contaminated | Dehumidifier air filter contaminated - DEHCONT | Failure | RS
DEHMDFR | Dehumidifier | Dehumidifier - DEHMDFR | DEHDET | Dehumidifier components deteriorated | Dehumidifier components deteriorated - DEHDET | Failure | RS
DEHMDFR | Dehumidifier | Dehumidifier - DEHMDFR | ACCIDENT | Accident | Accident - ACCIDENT | Cause | RS
DEHMDFR | Dehumidifier | Dehumidifier - DEHMDFR | ACCWEAR | Accelerated Wear | Accelerated Wear - ACCWEAR | Cause | RS
DEHMDFR | Dehumidifier | Dehumidifier - DEHMDFR | ACTGOD | Weather condition/Forces of nature or Act of God | Weather condition/Forces of nature or Act of God - ACTGOD | Cause | RS
DEHMDFR | Dehumidifier | Dehumidifier - DEHMDFR | CONTAM | Contamination | Contamination - CONTAM | Cause | RS
DEHMDFR | Dehumidifier | Dehumidifier - DEHMDFR | DEFASSET | Defective Asset | Defective Asset - DEFASSET | Cause | RS
DEHMDFR | Dehumidifier | Dehumidifier - DEHMDFR | EXLOAD | Excessive Load | Excessive Load - EXLOAD | Cause | RS
DEHMDFR | Dehumidifier | Dehumidifier - DEHMDFR | IMPRMNT | Improper Maintenance | Improper Maintenance - IMPRMNT | Cause | RS
DEHMDFR | Dehumidifier | Dehumidifier - DEHMDFR | INSLUBR | Insufficient Lubrication | Insufficient Lubrication - INSLUBR | Cause | RS
DEHMDFR | Dehumidifier | Dehumidifier - DEHMDFR | LACKTRN | Lack of/ Inadequate Training | Lack of/ Inadequate Training - LACKTRN | Cause | RS
DEHMDFR | Dehumidifier | Dehumidifier - DEHMDFR | MISSCMP | Loose/ Missing Component | Loose/ Missing Component - MISSCMP | Cause | RS
DEHMDFR | Dehumidifier | Dehumidifier - DEHMDFR | NRMWEAR | Normal Wear | Normal Wear - NRMWEAR | Cause | RS
DEHMDFR | Dehumidifier | Dehumidifier - DEHMDFR | OTHER | Other (specify) | Other (specify) - OTHER | Cause | RS
DEHMDFR | Dehumidifier | Dehumidifier - DEHMDFR | PRINSTAL | Poor Installation | Poor Installation - PRINSTAL | Cause | RS
DEHMDFR | Dehumidifier | Dehumidifier - DEHMDFR | PROCISSU | Procedure Issue | Procedure Issue - PROCISSU | Cause | RS
DEHMDFR | Dehumidifier | Dehumidifier - DEHMDFR | UTLFAIL | Utility Failure | Utility Failure - UTLFAIL | Cause | RS
DEHMDFR | Dehumidifier | Dehumidifier - DEHMDFR | VNDLSM | Vandalism | Vandalism - VNDLSM | Cause | RS
DEHMDFR | Dehumidifier | Dehumidifier - DEHMDFR | WORNCMPT | Defective/ Worn Component | Defective/ Worn Component - WORNCMPT | Cause | RS
DEHMDFR | Dehumidifier | Dehumidifier - DEHMDFR | ADJUSTD | Adjusted | Adjusted - ADJUSTD | Action | RS
DEHMDFR | Dehumidifier | Dehumidifier - DEHMDFR | DECOMM | Decommission | Decommission - DECOMM | Action | RS
DEHMDFR | Dehumidifier | Dehumidifier - DEHMDFR | DECONTME | Decontaminate | Decontaminate - DECONTME | Action | RS
DEHMDFR | Dehumidifier | Dehumidifier - DEHMDFR | DONOTHIN | Do Nothing | Do Nothing - DONOTHIN | Action | RS
DEHMDFR | Dehumidifier | Dehumidifier - DEHMDFR | LUBRCTE | Lubricate | Lubricate - LUBRCTE | Action | RS
DEHMDFR | Dehumidifier | Dehumidifier - DEHMDFR | OTHER | Other (specify) | Other (specify) - OTHER | Action | RS
DEHMDFR | Dehumidifier | Dehumidifier - DEHMDFR | RECALBRT | Recalibrate | Recalibrate - RECALBRT | Action | RS
DEHMDFR | Dehumidifier | Dehumidifier - DEHMDFR | REMVOBT | Remove Obstruction | Remove Obstruction - REMVOBT | Action | RS
DEHMDFR | Dehumidifier | Dehumidifier - DEHMDFR | REPCMPT | Repair Component | Repair Component - REPCMPT | Action | RS
DEHMDFR | Dehumidifier | Dehumidifier - DEHMDFR | REPLASS | Replace Asset | Replace Asset - REPLASS | Action | RS
DEHMDFR | Dehumidifier | Dehumidifier - DEHMDFR | REPLCMPT | Replace Component | Replace Component - REPLCMPT | Action | RS
DEHMDFR | Dehumidifier | Dehumidifier - DEHMDFR | REPRASS | Repair Asset | Repair Asset - REPRASS | Action | RS
DEHMDFR | Dehumidifier | Dehumidifier - DEHMDFR | UPGRADES | Upgrade | Upgrade - UPGRADES | Action | RS
DOMWDS | Domestic Water Distribution System | Domestic Water Distribution System - DOMWDS | ABNTEMP | Abnormal Temprature | Abnormal Temprature - ABNTEMP | Problem | RS
DOMWDS | Domestic Water Distribution System | Domestic Water Distribution System - DOMWDS | CORROS | Corrosion | Corrosion - CORROS | Problem | RS
DOMWDS | Domestic Water Distribution System | Domestic Water Distribution System - DOMWDS | ELECTRIP | Electrical Trip Out | Electrical Trip Out - ELECTRIP | Problem | RS
DOMWDS | Domestic Water Distribution System | Domestic Water Distribution System - DOMWDS | EXNOISE | Excessive Noise | Excessive Noise - EXNOISE | Problem | RS
DOMWDS | Domestic Water Distribution System | Domestic Water Distribution System - DOMWDS | EXVIBRTN | Excessive Vibration | Excessive Vibration - EXVIBRTN | Problem | RS
DOMWDS | Domestic Water Distribution System | Domestic Water Distribution System - DOMWDS | JAMMEDEQ | Jammed Equipment | Jammed Equipment - JAMMEDEQ | Problem | RS
DOMWDS | Domestic Water Distribution System | Domestic Water Distribution System - DOMWDS | LEAKING | Leaking | Leaking - LEAKING | Problem | RS
DOMWDS | Domestic Water Distribution System | Domestic Water Distribution System - DOMWDS | LOWPERF | Low Performance | Low Performance - LOWPERF | Problem | RS
DOMWDS | Domestic Water Distribution System | Domestic Water Distribution System - DOMWDS | NONOPER | Non-Operational | Non-Operational - NONOPER | Problem | RS
DOMWDS | Domestic Water Distribution System | Domestic Water Distribution System - DOMWDS | PHYDMGE | Physical Damage | Physical Damage - PHYDMGE | Problem | RS
DOMWDS | Domestic Water Distribution System | Domestic Water Distribution System - DOMWDS | UNSMELL | Unusual Smell | Unusual Smell - UNSMELL | Problem | RS
DOMWDS | Domestic Water Distribution System | Domestic Water Distribution System - DOMWDS | UNSMOKE | Unusual Smoke | Unusual Smoke - UNSMOKE | Problem | RS
DOMWDS | Domestic Water Distribution System | Domestic Water Distribution System - DOMWDS | WTRDSDET | Water distribution system deteriorated | Water distribution system deteriorated - WTRDSDET | Failure | RS
DOMWDS | Domestic Water Distribution System | Domestic Water Distribution System - DOMWDS | ACCIDENT | Accident | Accident - ACCIDENT | Cause | RS
DOMWDS | Domestic Water Distribution System | Domestic Water Distribution System - DOMWDS | ACCWEAR | Accelerated Wear | Accelerated Wear - ACCWEAR | Cause | RS
DOMWDS | Domestic Water Distribution System | Domestic Water Distribution System - DOMWDS | ACTGOD | Weather condition/Forces of nature or Act of God | Weather condition/Forces of nature or Act of God - ACTGOD | Cause | RS
DOMWDS | Domestic Water Distribution System | Domestic Water Distribution System - DOMWDS | CONTAM | Contamination | Contamination - CONTAM | Cause | RS
DOMWDS | Domestic Water Distribution System | Domestic Water Distribution System - DOMWDS | DEFASSET | Defective Asset | Defective Asset - DEFASSET | Cause | RS
DOMWDS | Domestic Water Distribution System | Domestic Water Distribution System - DOMWDS | EXLOAD | Excessive Load | Excessive Load - EXLOAD | Cause | RS
DOMWDS | Domestic Water Distribution System | Domestic Water Distribution System - DOMWDS | IMPRMNT | Improper Maintenance | Improper Maintenance - IMPRMNT | Cause | RS
DOMWDS | Domestic Water Distribution System | Domestic Water Distribution System - DOMWDS | INSLUBR | Insufficient Lubrication | Insufficient Lubrication - INSLUBR | Cause | RS
DOMWDS | Domestic Water Distribution System | Domestic Water Distribution System - DOMWDS | LACKTRN | Lack of/ Inadequate Training | Lack of/ Inadequate Training - LACKTRN | Cause | RS
DOMWDS | Domestic Water Distribution System | Domestic Water Distribution System - DOMWDS | MISSCMP | Loose/ Missing Component | Loose/ Missing Component - MISSCMP | Cause | RS
DOMWDS | Domestic Water Distribution System | Domestic Water Distribution System - DOMWDS | NRMWEAR | Normal Wear | Normal Wear - NRMWEAR | Cause | RS
DOMWDS | Domestic Water Distribution System | Domestic Water Distribution System - DOMWDS | OTHER | Other (specify) | Other (specify) - OTHER | Cause | RS
DOMWDS | Domestic Water Distribution System | Domestic Water Distribution System - DOMWDS | PRINSTAL | Poor Installation | Poor Installation - PRINSTAL | Cause | RS
DOMWDS | Domestic Water Distribution System | Domestic Water Distribution System - DOMWDS | PROCISSU | Procedure Issue | Procedure Issue - PROCISSU | Cause | RS
DOMWDS | Domestic Water Distribution System | Domestic Water Distribution System - DOMWDS | UTLFAIL | Utility Failure | Utility Failure - UTLFAIL | Cause | RS
DOMWDS | Domestic Water Distribution System | Domestic Water Distribution System - DOMWDS | VNDLSM | Vandalism | Vandalism - VNDLSM | Cause | RS
DOMWDS | Domestic Water Distribution System | Domestic Water Distribution System - DOMWDS | WORNCMPT | Defective/ Worn Component | Defective/ Worn Component - WORNCMPT | Cause | RS
DOMWDS | Domestic Water Distribution System | Domestic Water Distribution System - DOMWDS | ADJUSTD | Adjusted | Adjusted - ADJUSTD | Action | RS
DOMWDS | Domestic Water Distribution System | Domestic Water Distribution System - DOMWDS | DECOMM | Decommission | Decommission - DECOMM | Action | RS
DOMWDS | Domestic Water Distribution System | Domestic Water Distribution System - DOMWDS | DECONTME | Decontaminate | Decontaminate - DECONTME | Action | RS
DOMWDS | Domestic Water Distribution System | Domestic Water Distribution System - DOMWDS | DONOTHIN | Do Nothing | Do Nothing - DONOTHIN | Action | RS
DOMWDS | Domestic Water Distribution System | Domestic Water Distribution System - DOMWDS | LUBRCTE | Lubricate | Lubricate - LUBRCTE | Action | RS
DOMWDS | Domestic Water Distribution System | Domestic Water Distribution System - DOMWDS | OTHER | Other (specify) | Other (specify) - OTHER | Action | RS
DOMWDS | Domestic Water Distribution System | Domestic Water Distribution System - DOMWDS | RECALBRT | Recalibrate | Recalibrate - RECALBRT | Action | RS
DOMWDS | Domestic Water Distribution System | Domestic Water Distribution System - DOMWDS | REMVOBT | Remove Obstruction | Remove Obstruction - REMVOBT | Action | RS
DOMWDS | Domestic Water Distribution System | Domestic Water Distribution System - DOMWDS | REPCMPT | Repair Component | Repair Component - REPCMPT | Action | RS
DOMWDS | Domestic Water Distribution System | Domestic Water Distribution System - DOMWDS | REPLASS | Replace Asset | Replace Asset - REPLASS | Action | RS
DOMWDS | Domestic Water Distribution System | Domestic Water Distribution System - DOMWDS | REPLCMPT | Replace Component | Replace Component - REPLCMPT | Action | RS
DOMWDS | Domestic Water Distribution System | Domestic Water Distribution System - DOMWDS | REPRASS | Repair Asset | Repair Asset - REPRASS | Action | RS
DOMWDS | Domestic Water Distribution System | Domestic Water Distribution System - DOMWDS | UPGRADES | Upgrade | Upgrade - UPGRADES | Action | RS
DR | Door | Door - DR | ABNTEMP | Abnormal Temprature | Abnormal Temprature - ABNTEMP | Problem | RS
DR | Door | Door - DR | CORROS | Corrosion | Corrosion - CORROS | Problem | RS
DR | Door | Door - DR | ELECTRIP | Electrical Trip Out | Electrical Trip Out - ELECTRIP | Problem | RS
DR | Door | Door - DR | EXNOISE | Excessive Noise | Excessive Noise - EXNOISE | Problem | RS
DR | Door | Door - DR | EXVIBRTN | Excessive Vibration | Excessive Vibration - EXVIBRTN | Problem | RS
DR | Door | Door - DR | JAMMEDEQ | Jammed Equipment | Jammed Equipment - JAMMEDEQ | Problem | RS
DR | Door | Door - DR | LEAKING | Leaking | Leaking - LEAKING | Problem | RS
DR | Door | Door - DR | LOWPERF | Low Performance | Low Performance - LOWPERF | Problem | RS
DR | Door | Door - DR | NONOPER | Non-Operational | Non-Operational - NONOPER | Problem | RS
DR | Door | Door - DR | PHYDMGE | Physical Damage | Physical Damage - PHYDMGE | Problem | RS
DR | Door | Door - DR | UNSMELL | Unusual Smell | Unusual Smell - UNSMELL | Problem | RS
DR | Door | Door - DR | UNSMOKE | Unusual Smoke | Unusual Smoke - UNSMOKE | Problem | RS
DR | Door | Door - DR | DRAUDET | Automatic door mechanism deteriorated | Automatic door mechanism deteriorated - DRAUDET | Failure | RS
DR | Door | Door - DR | DRAUFAIL | Electronic control activation of door opening or closing failed | Electronic control activation of door opening or closing failed - DRAUFAIL | Failure | RS
DR | Door | Door - DR | DRELWORN | Electric door strike components worn | Electric door strike components worn - DRELWORN | Failure | RS
DR | Door | Door - DR | DREMFAIL | Sliding door emergency system failed | Sliding door emergency system failed - DREMFAIL | Failure | RS
DR | Door | Door - DR | DRFAIL | Door mechanical, structural, or physical components deteriorated | Door mechanical, structural, or physical components deteriorated - DRFAIL | Failure | RS
DR | Door | Door - DR | DRLUB | Lubrication of the electric door strike components | Lubrication of the electric door strike components - DRLUB | Failure | RS
DR | Door | Door - DR | DRSGNDAM | Door signage damaged or missing | Door signage damaged or missing - DRSGNDAM | Failure | RS
DR | Door | Door - DR | ACCIDENT | Accident | Accident - ACCIDENT | Cause | RS
DR | Door | Door - DR | ACCWEAR | Accelerated Wear | Accelerated Wear - ACCWEAR | Cause | RS
DR | Door | Door - DR | ACTGOD | Weather condition/Forces of nature or Act of God | Weather condition/Forces of nature or Act of God - ACTGOD | Cause | RS
DR | Door | Door - DR | CONTAM | Contamination | Contamination - CONTAM | Cause | RS
DR | Door | Door - DR | DEFASSET | Defective Asset | Defective Asset - DEFASSET | Cause | RS
DR | Door | Door - DR | EXLOAD | Excessive Load | Excessive Load - EXLOAD | Cause | RS
DR | Door | Door - DR | IMPRMNT | Improper Maintenance | Improper Maintenance - IMPRMNT | Cause | RS
DR | Door | Door - DR | INSLUBR | Insufficient Lubrication | Insufficient Lubrication - INSLUBR | Cause | RS
DR | Door | Door - DR | LACKTRN | Lack of/ Inadequate Training | Lack of/ Inadequate Training - LACKTRN | Cause | RS
DR | Door | Door - DR | MISSCMP | Loose/ Missing Component | Loose/ Missing Component - MISSCMP | Cause | RS
DR | Door | Door - DR | NRMWEAR | Normal Wear | Normal Wear - NRMWEAR | Cause | RS
DR | Door | Door - DR | OTHER | Other (specify) | Other (specify) - OTHER | Cause | RS
DR | Door | Door - DR | PRINSTAL | Poor Installation | Poor Installation - PRINSTAL | Cause | RS
DR | Door | Door - DR | PROCISSU | Procedure Issue | Procedure Issue - PROCISSU | Cause | RS
DR | Door | Door - DR | UTLFAIL | Utility Failure | Utility Failure - UTLFAIL | Cause | RS
DR | Door | Door - DR | VNDLSM | Vandalism | Vandalism - VNDLSM | Cause | RS
DR | Door | Door - DR | WORNCMPT | Defective/ Worn Component | Defective/ Worn Component - WORNCMPT | Cause | RS
DR | Door | Door - DR | ADJUSTD | Adjusted | Adjusted - ADJUSTD | Action | RS
DR | Door | Door - DR | DECOMM | Decommission | Decommission - DECOMM | Action | RS
DR | Door | Door - DR | DECONTME | Decontaminate | Decontaminate - DECONTME | Action | RS
DR | Door | Door - DR | DONOTHIN | Do Nothing | Do Nothing - DONOTHIN | Action | RS
DR | Door | Door - DR | LUBRCTE | Lubricate | Lubricate - LUBRCTE | Action | RS
DR | Door | Door - DR | OTHER | Other (specify) | Other (specify) - OTHER | Action | RS
DR | Door | Door - DR | RECALBRT | Recalibrate | Recalibrate - RECALBRT | Action | RS
DR | Door | Door - DR | REMVOBT | Remove Obstruction | Remove Obstruction - REMVOBT | Action | RS
DR | Door | Door - DR | REPCMPT | Repair Component | Repair Component - REPCMPT | Action | RS
DR | Door | Door - DR | REPLASS | Replace Asset | Replace Asset - REPLASS | Action | RS
DR | Door | Door - DR | REPLCMPT | Replace Component | Replace Component - REPLCMPT | Action | RS
DR | Door | Door - DR | REPRASS | Repair Asset | Repair Asset - REPRASS | Action | RS
DR | Door | Door - DR | UPGRADES | Upgrade | Upgrade - UPGRADES | Action | RS
DRARCRTN | Door Air Curtain | Door Air Curtain - DRARCRTN | ABNTEMP | Abnormal Temprature | Abnormal Temprature - ABNTEMP | Problem | RS
DRARCRTN | Door Air Curtain | Door Air Curtain - DRARCRTN | CORROS | Corrosion | Corrosion - CORROS | Problem | RS
DRARCRTN | Door Air Curtain | Door Air Curtain - DRARCRTN | ELECTRIP | Electrical Trip Out | Electrical Trip Out - ELECTRIP | Problem | RS
DRARCRTN | Door Air Curtain | Door Air Curtain - DRARCRTN | EXNOISE | Excessive Noise | Excessive Noise - EXNOISE | Problem | RS
DRARCRTN | Door Air Curtain | Door Air Curtain - DRARCRTN | EXVIBRTN | Excessive Vibration | Excessive Vibration - EXVIBRTN | Problem | RS
DRARCRTN | Door Air Curtain | Door Air Curtain - DRARCRTN | JAMMEDEQ | Jammed Equipment | Jammed Equipment - JAMMEDEQ | Problem | RS
DRARCRTN | Door Air Curtain | Door Air Curtain - DRARCRTN | LEAKING | Leaking | Leaking - LEAKING | Problem | RS
DRARCRTN | Door Air Curtain | Door Air Curtain - DRARCRTN | LOWPERF | Low Performance | Low Performance - LOWPERF | Problem | RS
DRARCRTN | Door Air Curtain | Door Air Curtain - DRARCRTN | NONOPER | Non-Operational | Non-Operational - NONOPER | Problem | RS
DRARCRTN | Door Air Curtain | Door Air Curtain - DRARCRTN | PHYDMGE | Physical Damage | Physical Damage - PHYDMGE | Problem | RS
DRARCRTN | Door Air Curtain | Door Air Curtain - DRARCRTN | UNSMELL | Unusual Smell | Unusual Smell - UNSMELL | Problem | RS
DRARCRTN | Door Air Curtain | Door Air Curtain - DRARCRTN | UNSMOKE | Unusual Smoke | Unusual Smoke - UNSMOKE | Problem | RS
DRARCRTN | Door Air Curtain | Door Air Curtain - DRARCRTN | ACMNILUB | Air curtain motor bearing insufficiently lubricated | Air curtain motor bearing insufficiently lubricated - ACMNILUB | Failure | RS
DRARCRTN | Door Air Curtain | Door Air Curtain - DRARCRTN | DACCDET | Air curtain components deteriorated | Air curtain components deteriorated - DACCDET | Failure | RS
DRARCRTN | Door Air Curtain | Door Air Curtain - DRARCRTN | DACFCONT | Air curtain filter contaminated | Air curtain filter contaminated - DACFCONT | Failure | RS
DRARCRTN | Door Air Curtain | Door Air Curtain - DRARCRTN | GSOFFAIL | Gas safety shut off valve failed | Gas safety shut off valve failed - GSOFFAIL | Failure | RS
DRARCRTN | Door Air Curtain | Door Air Curtain - DRARCRTN | ACCIDENT | Accident | Accident - ACCIDENT | Cause | RS
DRARCRTN | Door Air Curtain | Door Air Curtain - DRARCRTN | ACCWEAR | Accelerated Wear | Accelerated Wear - ACCWEAR | Cause | RS
DRARCRTN | Door Air Curtain | Door Air Curtain - DRARCRTN | ACTGOD | Weather condition/Forces of nature or Act of God | Weather condition/Forces of nature or Act of God - ACTGOD | Cause | RS
DRARCRTN | Door Air Curtain | Door Air Curtain - DRARCRTN | CONTAM | Contamination | Contamination - CONTAM | Cause | RS
DRARCRTN | Door Air Curtain | Door Air Curtain - DRARCRTN | DEFASSET | Defective Asset | Defective Asset - DEFASSET | Cause | RS
DRARCRTN | Door Air Curtain | Door Air Curtain - DRARCRTN | EXLOAD | Excessive Load | Excessive Load - EXLOAD | Cause | RS
DRARCRTN | Door Air Curtain | Door Air Curtain - DRARCRTN | IMPRMNT | Improper Maintenance | Improper Maintenance - IMPRMNT | Cause | RS
DRARCRTN | Door Air Curtain | Door Air Curtain - DRARCRTN | INSLUBR | Insufficient Lubrication | Insufficient Lubrication - INSLUBR | Cause | RS
DRARCRTN | Door Air Curtain | Door Air Curtain - DRARCRTN | LACKTRN | Lack of/ Inadequate Training | Lack of/ Inadequate Training - LACKTRN | Cause | RS
DRARCRTN | Door Air Curtain | Door Air Curtain - DRARCRTN | MISSCMP | Loose/ Missing Component | Loose/ Missing Component - MISSCMP | Cause | RS
DRARCRTN | Door Air Curtain | Door Air Curtain - DRARCRTN | NRMWEAR | Normal Wear | Normal Wear - NRMWEAR | Cause | RS
DRARCRTN | Door Air Curtain | Door Air Curtain - DRARCRTN | OTHER | Other (specify) | Other (specify) - OTHER | Cause | RS
DRARCRTN | Door Air Curtain | Door Air Curtain - DRARCRTN | PRINSTAL | Poor Installation | Poor Installation - PRINSTAL | Cause | RS
DRARCRTN | Door Air Curtain | Door Air Curtain - DRARCRTN | PROCISSU | Procedure Issue | Procedure Issue - PROCISSU | Cause | RS
DRARCRTN | Door Air Curtain | Door Air Curtain - DRARCRTN | UTLFAIL | Utility Failure | Utility Failure - UTLFAIL | Cause | RS
DRARCRTN | Door Air Curtain | Door Air Curtain - DRARCRTN | VNDLSM | Vandalism | Vandalism - VNDLSM | Cause | RS
DRARCRTN | Door Air Curtain | Door Air Curtain - DRARCRTN | WORNCMPT | Defective/ Worn Component | Defective/ Worn Component - WORNCMPT | Cause | RS
DRARCRTN | Door Air Curtain | Door Air Curtain - DRARCRTN | ADJUSTD | Adjusted | Adjusted - ADJUSTD | Action | RS
DRARCRTN | Door Air Curtain | Door Air Curtain - DRARCRTN | DECOMM | Decommission | Decommission - DECOMM | Action | RS
DRARCRTN | Door Air Curtain | Door Air Curtain - DRARCRTN | DECONTME | Decontaminate | Decontaminate - DECONTME | Action | RS
DRARCRTN | Door Air Curtain | Door Air Curtain - DRARCRTN | DONOTHIN | Do Nothing | Do Nothing - DONOTHIN | Action | RS
DRARCRTN | Door Air Curtain | Door Air Curtain - DRARCRTN | LUBRCTE | Lubricate | Lubricate - LUBRCTE | Action | RS
DRARCRTN | Door Air Curtain | Door Air Curtain - DRARCRTN | OTHER | Other (specify) | Other (specify) - OTHER | Action | RS
DRARCRTN | Door Air Curtain | Door Air Curtain - DRARCRTN | RECALBRT | Recalibrate | Recalibrate - RECALBRT | Action | RS
DRARCRTN | Door Air Curtain | Door Air Curtain - DRARCRTN | REMVOBT | Remove Obstruction | Remove Obstruction - REMVOBT | Action | RS
DRARCRTN | Door Air Curtain | Door Air Curtain - DRARCRTN | REPCMPT | Repair Component | Repair Component - REPCMPT | Action | RS
DRARCRTN | Door Air Curtain | Door Air Curtain - DRARCRTN | REPLASS | Replace Asset | Replace Asset - REPLASS | Action | RS
DRARCRTN | Door Air Curtain | Door Air Curtain - DRARCRTN | REPLCMPT | Replace Component | Replace Component - REPLCMPT | Action | RS
DRARCRTN | Door Air Curtain | Door Air Curtain - DRARCRTN | REPRASS | Repair Asset | Repair Asset - REPRASS | Action | RS
DRARCRTN | Door Air Curtain | Door Air Curtain - DRARCRTN | UPGRADES | Upgrade | Upgrade - UPGRADES | Action | RS
DRNCTCHB | Drainage Catch Basin | Drainage Catch Basin - DRNCTCHB | ABNTEMP | Abnormal Temprature | Abnormal Temprature - ABNTEMP | Problem | RS
DRNCTCHB | Drainage Catch Basin | Drainage Catch Basin - DRNCTCHB | CORROS | Corrosion | Corrosion - CORROS | Problem | RS
DRNCTCHB | Drainage Catch Basin | Drainage Catch Basin - DRNCTCHB | ELECTRIP | Electrical Trip Out | Electrical Trip Out - ELECTRIP | Problem | RS
DRNCTCHB | Drainage Catch Basin | Drainage Catch Basin - DRNCTCHB | EXNOISE | Excessive Noise | Excessive Noise - EXNOISE | Problem | RS
DRNCTCHB | Drainage Catch Basin | Drainage Catch Basin - DRNCTCHB | EXVIBRTN | Excessive Vibration | Excessive Vibration - EXVIBRTN | Problem | RS
DRNCTCHB | Drainage Catch Basin | Drainage Catch Basin - DRNCTCHB | JAMMEDEQ | Jammed Equipment | Jammed Equipment - JAMMEDEQ | Problem | RS
DRNCTCHB | Drainage Catch Basin | Drainage Catch Basin - DRNCTCHB | LEAKING | Leaking | Leaking - LEAKING | Problem | RS
DRNCTCHB | Drainage Catch Basin | Drainage Catch Basin - DRNCTCHB | LOWPERF | Low Performance | Low Performance - LOWPERF | Problem | RS
DRNCTCHB | Drainage Catch Basin | Drainage Catch Basin - DRNCTCHB | NONOPER | Non-Operational | Non-Operational - NONOPER | Problem | RS
DRNCTCHB | Drainage Catch Basin | Drainage Catch Basin - DRNCTCHB | PHYDMGE | Physical Damage | Physical Damage - PHYDMGE | Problem | RS
DRNCTCHB | Drainage Catch Basin | Drainage Catch Basin - DRNCTCHB | UNSMELL | Unusual Smell | Unusual Smell - UNSMELL | Problem | RS
DRNCTCHB | Drainage Catch Basin | Drainage Catch Basin - DRNCTCHB | UNSMOKE | Unusual Smoke | Unusual Smoke - UNSMOKE | Problem | RS
DRNCTCHB | Drainage Catch Basin | Drainage Catch Basin - DRNCTCHB | DCBDET | Drainage Catch Basin deteriorated | Drainage Catch Basin deteriorated - DCBDET | Failure | RS
DRNCTCHB | Drainage Catch Basin | Drainage Catch Basin - DRNCTCHB | DCBICONT | Drainage catch basin internally contaminated | Drainage catch basin internally contaminated - DCBICONT | Failure | RS
DRNCTCHB | Drainage Catch Basin | Drainage Catch Basin - DRNCTCHB | DCBLCONT | Drainage Catch Basin Lid Contaminated | Drainage Catch Basin Lid Contaminated - DCBLCONT | Failure | RS
DRNCTCHB | Drainage Catch Basin | Drainage Catch Basin - DRNCTCHB | ACCIDENT | Accident | Accident - ACCIDENT | Cause | RS
DRNCTCHB | Drainage Catch Basin | Drainage Catch Basin - DRNCTCHB | ACCWEAR | Accelerated Wear | Accelerated Wear - ACCWEAR | Cause | RS
DRNCTCHB | Drainage Catch Basin | Drainage Catch Basin - DRNCTCHB | ACTGOD | Weather condition/Forces of nature or Act of God | Weather condition/Forces of nature or Act of God - ACTGOD | Cause | RS
DRNCTCHB | Drainage Catch Basin | Drainage Catch Basin - DRNCTCHB | CONTAM | Contamination | Contamination - CONTAM | Cause | RS
DRNCTCHB | Drainage Catch Basin | Drainage Catch Basin - DRNCTCHB | DEFASSET | Defective Asset | Defective Asset - DEFASSET | Cause | RS
DRNCTCHB | Drainage Catch Basin | Drainage Catch Basin - DRNCTCHB | EXLOAD | Excessive Load | Excessive Load - EXLOAD | Cause | RS
DRNCTCHB | Drainage Catch Basin | Drainage Catch Basin - DRNCTCHB | IMPRMNT | Improper Maintenance | Improper Maintenance - IMPRMNT | Cause | RS
DRNCTCHB | Drainage Catch Basin | Drainage Catch Basin - DRNCTCHB | INSLUBR | Insufficient Lubrication | Insufficient Lubrication - INSLUBR | Cause | RS
DRNCTCHB | Drainage Catch Basin | Drainage Catch Basin - DRNCTCHB | LACKTRN | Lack of/ Inadequate Training | Lack of/ Inadequate Training - LACKTRN | Cause | RS
DRNCTCHB | Drainage Catch Basin | Drainage Catch Basin - DRNCTCHB | MISSCMP | Loose/ Missing Component | Loose/ Missing Component - MISSCMP | Cause | RS
DRNCTCHB | Drainage Catch Basin | Drainage Catch Basin - DRNCTCHB | NRMWEAR | Normal Wear | Normal Wear - NRMWEAR | Cause | RS
DRNCTCHB | Drainage Catch Basin | Drainage Catch Basin - DRNCTCHB | OTHER | Other (specify) | Other (specify) - OTHER | Cause | RS
DRNCTCHB | Drainage Catch Basin | Drainage Catch Basin - DRNCTCHB | PRINSTAL | Poor Installation | Poor Installation - PRINSTAL | Cause | RS
DRNCTCHB | Drainage Catch Basin | Drainage Catch Basin - DRNCTCHB | PROCISSU | Procedure Issue | Procedure Issue - PROCISSU | Cause | RS
DRNCTCHB | Drainage Catch Basin | Drainage Catch Basin - DRNCTCHB | UTLFAIL | Utility Failure | Utility Failure - UTLFAIL | Cause | RS
DRNCTCHB | Drainage Catch Basin | Drainage Catch Basin - DRNCTCHB | VNDLSM | Vandalism | Vandalism - VNDLSM | Cause | RS
DRNCTCHB | Drainage Catch Basin | Drainage Catch Basin - DRNCTCHB | WORNCMPT | Defective/ Worn Component | Defective/ Worn Component - WORNCMPT | Cause | RS
DRNCTCHB | Drainage Catch Basin | Drainage Catch Basin - DRNCTCHB | ADJUSTD | Adjusted | Adjusted - ADJUSTD | Action | RS
DRNCTCHB | Drainage Catch Basin | Drainage Catch Basin - DRNCTCHB | DECOMM | Decommission | Decommission - DECOMM | Action | RS
DRNCTCHB | Drainage Catch Basin | Drainage Catch Basin - DRNCTCHB | DECONTME | Decontaminate | Decontaminate - DECONTME | Action | RS
DRNCTCHB | Drainage Catch Basin | Drainage Catch Basin - DRNCTCHB | DONOTHIN | Do Nothing | Do Nothing - DONOTHIN | Action | RS
DRNCTCHB | Drainage Catch Basin | Drainage Catch Basin - DRNCTCHB | LUBRCTE | Lubricate | Lubricate - LUBRCTE | Action | RS
DRNCTCHB | Drainage Catch Basin | Drainage Catch Basin - DRNCTCHB | OTHER | Other (specify) | Other (specify) - OTHER | Action | RS
DRNCTCHB | Drainage Catch Basin | Drainage Catch Basin - DRNCTCHB | RECALBRT | Recalibrate | Recalibrate - RECALBRT | Action | RS
DRNCTCHB | Drainage Catch Basin | Drainage Catch Basin - DRNCTCHB | REMVOBT | Remove Obstruction | Remove Obstruction - REMVOBT | Action | RS
DRNCTCHB | Drainage Catch Basin | Drainage Catch Basin - DRNCTCHB | REPCMPT | Repair Component | Repair Component - REPCMPT | Action | RS
DRNCTCHB | Drainage Catch Basin | Drainage Catch Basin - DRNCTCHB | REPLASS | Replace Asset | Replace Asset - REPLASS | Action | RS
DRNCTCHB | Drainage Catch Basin | Drainage Catch Basin - DRNCTCHB | REPLCMPT | Replace Component | Replace Component - REPLCMPT | Action | RS
DRNCTCHB | Drainage Catch Basin | Drainage Catch Basin - DRNCTCHB | REPRASS | Repair Asset | Repair Asset - REPRASS | Action | RS
DRNCTCHB | Drainage Catch Basin | Drainage Catch Basin - DRNCTCHB | UPGRADES | Upgrade | Upgrade - UPGRADES | Action | RS
DRNCULVB | Drainage Culvert Barrel | Drainage Culvert Barrel - DRNCULVB | ABNTEMP | Abnormal Temprature | Abnormal Temprature - ABNTEMP | Problem | RS
DRNCULVB | Drainage Culvert Barrel | Drainage Culvert Barrel - DRNCULVB | CORROS | Corrosion | Corrosion - CORROS | Problem | RS
DRNCULVB | Drainage Culvert Barrel | Drainage Culvert Barrel - DRNCULVB | ELECTRIP | Electrical Trip Out | Electrical Trip Out - ELECTRIP | Problem | RS
DRNCULVB | Drainage Culvert Barrel | Drainage Culvert Barrel - DRNCULVB | EXNOISE | Excessive Noise | Excessive Noise - EXNOISE | Problem | RS
DRNCULVB | Drainage Culvert Barrel | Drainage Culvert Barrel - DRNCULVB | EXVIBRTN | Excessive Vibration | Excessive Vibration - EXVIBRTN | Problem | RS
DRNCULVB | Drainage Culvert Barrel | Drainage Culvert Barrel - DRNCULVB | JAMMEDEQ | Jammed Equipment | Jammed Equipment - JAMMEDEQ | Problem | RS
DRNCULVB | Drainage Culvert Barrel | Drainage Culvert Barrel - DRNCULVB | LEAKING | Leaking | Leaking - LEAKING | Problem | RS
DRNCULVB | Drainage Culvert Barrel | Drainage Culvert Barrel - DRNCULVB | LOWPERF | Low Performance | Low Performance - LOWPERF | Problem | RS
DRNCULVB | Drainage Culvert Barrel | Drainage Culvert Barrel - DRNCULVB | NONOPER | Non-Operational | Non-Operational - NONOPER | Problem | RS
DRNCULVB | Drainage Culvert Barrel | Drainage Culvert Barrel - DRNCULVB | PHYDMGE | Physical Damage | Physical Damage - PHYDMGE | Problem | RS
DRNCULVB | Drainage Culvert Barrel | Drainage Culvert Barrel - DRNCULVB | UNSMELL | Unusual Smell | Unusual Smell - UNSMELL | Problem | RS
DRNCULVB | Drainage Culvert Barrel | Drainage Culvert Barrel - DRNCULVB | UNSMOKE | Unusual Smoke | Unusual Smoke - UNSMOKE | Problem | RS
DRNCULVB | Drainage Culvert Barrel (>1000mm, <3000mm) | Drainage Culvert Barrel (>1000mm, <3000mm) - DRNCULVB | ABNTEMP | Abnormal Temprature | Abnormal Temprature - ABNTEMP | Problem | RS
DRNCULVB | Drainage Culvert Barrel (>1000mm, <3000mm) | Drainage Culvert Barrel (>1000mm, <3000mm) - DRNCULVB | CORROS | Corrosion | Corrosion - CORROS | Problem | RS
DRNCULVB | Drainage Culvert Barrel (>1000mm, <3000mm) | Drainage Culvert Barrel (>1000mm, <3000mm) - DRNCULVB | ELECTRIP | Electrical Trip Out | Electrical Trip Out - ELECTRIP | Problem | RS
DRNCULVB | Drainage Culvert Barrel (>1000mm, <3000mm) | Drainage Culvert Barrel (>1000mm, <3000mm) - DRNCULVB | EXNOISE | Excessive Noise | Excessive Noise - EXNOISE | Problem | RS
DRNCULVB | Drainage Culvert Barrel (>1000mm, <3000mm) | Drainage Culvert Barrel (>1000mm, <3000mm) - DRNCULVB | EXVIBRTN | Excessive Vibration | Excessive Vibration - EXVIBRTN | Problem | RS
DRNCULVB | Drainage Culvert Barrel (>1000mm, <3000mm) | Drainage Culvert Barrel (>1000mm, <3000mm) - DRNCULVB | JAMMEDEQ | Jammed Equipment | Jammed Equipment - JAMMEDEQ | Problem | RS
DRNCULVB | Drainage Culvert Barrel (>1000mm, <3000mm) | Drainage Culvert Barrel (>1000mm, <3000mm) - DRNCULVB | LEAKING | Leaking | Leaking - LEAKING | Problem | RS
DRNCULVB | Drainage Culvert Barrel (>1000mm, <3000mm) | Drainage Culvert Barrel (>1000mm, <3000mm) - DRNCULVB | LOWPERF | Low Performance | Low Performance - LOWPERF | Problem | RS
DRNCULVB | Drainage Culvert Barrel (>1000mm, <3000mm) | Drainage Culvert Barrel (>1000mm, <3000mm) - DRNCULVB | NONOPER | Non-Operational | Non-Operational - NONOPER | Problem | RS
DRNCULVB | Drainage Culvert Barrel (>1000mm, <3000mm) | Drainage Culvert Barrel (>1000mm, <3000mm) - DRNCULVB | PHYDMGE | Physical Damage | Physical Damage - PHYDMGE | Problem | RS
DRNCULVB | Drainage Culvert Barrel (>1000mm, <3000mm) | Drainage Culvert Barrel (>1000mm, <3000mm) - DRNCULVB | UNSMELL | Unusual Smell | Unusual Smell - UNSMELL | Problem | RS
DRNCULVB | Drainage Culvert Barrel (>1000mm, <3000mm) | Drainage Culvert Barrel (>1000mm, <3000mm) - DRNCULVB | UNSMOKE | Unusual Smoke | Unusual Smoke - UNSMOKE | Problem | RS
DRNCULVB | Drainage Culvert Barrel | Drainage Culvert Barrel - DRNCULVB | CPDET | Concrete pipe (CP) deteriorated | Concrete pipe (CP) deteriorated - CPDET | Failure | RS
DRNCULVB | Drainage Culvert Barrel | Drainage Culvert Barrel - DRNCULVB | CPERODE | Concrete pipe (CP) bottom eroded | Concrete pipe (CP) bottom eroded - CPERODE | Failure | RS
DRNCULVB | Drainage Culvert Barrel | Drainage Culvert Barrel - DRNCULVB | CPJDET | Concrete pipe (CP) joints deteriorated | Concrete pipe (CP) joints deteriorated - CPJDET | Failure | RS
DRNCULVB | Drainage Culvert Barrel | Drainage Culvert Barrel - DRNCULVB | CULBLCK | Culvert blocked by debris | Culvert blocked by debris - CULBLCK | Failure | RS
DRNCULVB | Drainage Culvert Barrel | Drainage Culvert Barrel - DRNCULVB | GSPCORR | Galvanized steel pipe (GSP) corroded | Galvanized steel pipe (GSP) corroded - GSPCORR | Failure | RS
DRNCULVB | Drainage Culvert Barrel | Drainage Culvert Barrel - DRNCULVB | GSPJFAT | Galvanized steel pipe (GSP) Joint fatigued | Galvanized steel pipe (GSP) Joint fatigued - GSPJFAT | Failure | RS
DRNCULVB | Drainage Culvert Barrel | Drainage Culvert Barrel - DRNCULVB | GSPLRND | Galvanized steel pipe (GSP) loss of roundness | Galvanized steel pipe (GSP) loss of roundness - GSPLRND | Failure | RS
DRNCULVB | Drainage Culvert Barrel | Drainage Culvert Barrel - DRNCULVB | IPFAT | Iron pipe (IP) fatigued | Iron pipe (IP) fatigued - IPFAT | Failure | RS
DRNCULVB | Drainage Culvert Barrel | Drainage Culvert Barrel - DRNCULVB | RCBDET | Reinforced concrete box (RCB) deteriorated | Reinforced concrete box (RCB) deteriorated - RCBDET | Failure | RS
DRNCULVB | Drainage Culvert Barrel | Drainage Culvert Barrel - DRNCULVB | RCBJDET | Reinforced concrete box (RCB) joints deteriorated | Reinforced concrete box (RCB) joints deteriorated - RCBJDET | Failure | RS
DRNCULVB | Drainage Culvert Barrel | Drainage Culvert Barrel - DRNCULVB | SBADET | Stone brick arch (SBA) deteriorated | Stone brick arch (SBA) deteriorated - SBADET | Failure | RS
DRNCULVB | Drainage Culvert Barrel | Drainage Culvert Barrel - DRNCULVB | SBDET | Stone box (SB) deteriorated | Stone box (SB) deteriorated - SBDET | Failure | RS
DRNCULVB | Drainage Culvert Barrel | Drainage Culvert Barrel - DRNCULVB | SPCSPCOR | Structural plate corrugated steel pipe (SPCSP) corroded | Structural plate corrugated steel pipe (SPCSP) corroded - SPCSPCOR | Failure | RS
DRNCULVB | Drainage Culvert Barrel | Drainage Culvert Barrel - DRNCULVB | SPCSPFAT | Structural plate corrugated steel pipe (SPCSP) fatigued | Structural plate corrugated steel pipe (SPCSP) fatigued - SPCSPFAT | Failure | RS
DRNCULVB | Drainage Culvert Barrel | Drainage Culvert Barrel - DRNCULVB | SPCSPMIS | Structural plate corrugated steel pipe (SPCSP) fasteners loose or missing | Structural plate corrugated steel pipe (SPCSP) fasteners loose or missing - SPCSPMIS | Failure | RS
DRNCULVB | Drainage Culvert Barrel (>1000mm, <3000mm) | Drainage Culvert Barrel (>1000mm, <3000mm) - DRNCULVB | CPDET | Concrete pipe (CP) deteriorated | Concrete pipe (CP) deteriorated - CPDET | Failure | RS
DRNCULVB | Drainage Culvert Barrel (>1000mm, <3000mm) | Drainage Culvert Barrel (>1000mm, <3000mm) - DRNCULVB | CPERODE | Concrete pipe (CP) bottom eroded | Concrete pipe (CP) bottom eroded - CPERODE | Failure | RS
DRNCULVB | Drainage Culvert Barrel (>1000mm, <3000mm) | Drainage Culvert Barrel (>1000mm, <3000mm) - DRNCULVB | CPJDET | Concrete pipe (CP) joints deteriorated | Concrete pipe (CP) joints deteriorated - CPJDET | Failure | RS
DRNCULVB | Drainage Culvert Barrel (>1000mm, <3000mm) | Drainage Culvert Barrel (>1000mm, <3000mm) - DRNCULVB | CULBLCK | Culvert blocked by debris | Culvert blocked by debris - CULBLCK | Failure | RS
DRNCULVB | Drainage Culvert Barrel (>1000mm, <3000mm) | Drainage Culvert Barrel (>1000mm, <3000mm) - DRNCULVB | GSPCORR | Galvanized steel pipe (GSP) corroded | Galvanized steel pipe (GSP) corroded - GSPCORR | Failure | RS
DRNCULVB | Drainage Culvert Barrel (>1000mm, <3000mm) | Drainage Culvert Barrel (>1000mm, <3000mm) - DRNCULVB | GSPJFAT | Galvanized steel pipe (GSP) Joint fatigued | Galvanized steel pipe (GSP) Joint fatigued - GSPJFAT | Failure | RS
DRNCULVB | Drainage Culvert Barrel (>1000mm, <3000mm) | Drainage Culvert Barrel (>1000mm, <3000mm) - DRNCULVB | GSPLRND | Galvanized steel pipe (GSP) loss of roundness | Galvanized steel pipe (GSP) loss of roundness - GSPLRND | Failure | RS
DRNCULVB | Drainage Culvert Barrel (>1000mm, <3000mm) | Drainage Culvert Barrel (>1000mm, <3000mm) - DRNCULVB | IPFAT | Iron pipe (IP) fatigued | Iron pipe (IP) fatigued - IPFAT | Failure | RS
DRNCULVB | Drainage Culvert Barrel (>1000mm, <3000mm) | Drainage Culvert Barrel (>1000mm, <3000mm) - DRNCULVB | RCBDET | Reinforced concrete box (RCB) deteriorated | Reinforced concrete box (RCB) deteriorated - RCBDET | Failure | RS
DRNCULVB | Drainage Culvert Barrel (>1000mm, <3000mm) | Drainage Culvert Barrel (>1000mm, <3000mm) - DRNCULVB | RCBJDET | Reinforced concrete box (RCB) joints deteriorated | Reinforced concrete box (RCB) joints deteriorated - RCBJDET | Failure | RS
DRNCULVB | Drainage Culvert Barrel (>1000mm, <3000mm) | Drainage Culvert Barrel (>1000mm, <3000mm) - DRNCULVB | SBADET | Stone brick arch (SBA) deteriorated | Stone brick arch (SBA) deteriorated - SBADET | Failure | RS
DRNCULVB | Drainage Culvert Barrel (>1000mm, <3000mm) | Drainage Culvert Barrel (>1000mm, <3000mm) - DRNCULVB | SBDET | Stone box (SB) deteriorated | Stone box (SB) deteriorated - SBDET | Failure | RS
DRNCULVB | Drainage Culvert Barrel (>1000mm, <3000mm) | Drainage Culvert Barrel (>1000mm, <3000mm) - DRNCULVB | SPCSPCOR | Structural plate corrugated steel pipe (SPCSP) corroded | Structural plate corrugated steel pipe (SPCSP) corroded - SPCSPCOR | Failure | RS
DRNCULVB | Drainage Culvert Barrel (>1000mm, <3000mm) | Drainage Culvert Barrel (>1000mm, <3000mm) - DRNCULVB | SPCSPFAT | Structural plate corrugated steel pipe (SPCSP) fatigued | Structural plate corrugated steel pipe (SPCSP) fatigued - SPCSPFAT | Failure | RS
DRNCULVB | Drainage Culvert Barrel (>1000mm, <3000mm) | Drainage Culvert Barrel (>1000mm, <3000mm) - DRNCULVB | SPCSPMIS | Structural plate corrugated steel pipe (SPCSP) fasteners loose or missing | Structural plate corrugated steel pipe (SPCSP) fasteners loose or missing - SPCSPMIS | Failure | RS
DRNCULVB | Drainage Culvert Barrel | Drainage Culvert Barrel - DRNCULVB | ACCIDENT | Accident | Accident - ACCIDENT | Cause | RS
DRNCULVB | Drainage Culvert Barrel | Drainage Culvert Barrel - DRNCULVB | ACCWEAR | Accelerated Wear | Accelerated Wear - ACCWEAR | Cause | RS
DRNCULVB | Drainage Culvert Barrel | Drainage Culvert Barrel - DRNCULVB | ACTGOD | Weather condition/Forces of nature or Act of God | Weather condition/Forces of nature or Act of God - ACTGOD | Cause | RS
DRNCULVB | Drainage Culvert Barrel | Drainage Culvert Barrel - DRNCULVB | CONTAM | Contamination | Contamination - CONTAM | Cause | RS
DRNCULVB | Drainage Culvert Barrel | Drainage Culvert Barrel - DRNCULVB | DEFASSET | Defective Asset | Defective Asset - DEFASSET | Cause | RS
DRNCULVB | Drainage Culvert Barrel | Drainage Culvert Barrel - DRNCULVB | EXLOAD | Excessive Load | Excessive Load - EXLOAD | Cause | RS
DRNCULVB | Drainage Culvert Barrel | Drainage Culvert Barrel - DRNCULVB | IMPRMNT | Improper Maintenance | Improper Maintenance - IMPRMNT | Cause | RS
DRNCULVB | Drainage Culvert Barrel | Drainage Culvert Barrel - DRNCULVB | INSLUBR | Insufficient Lubrication | Insufficient Lubrication - INSLUBR | Cause | RS
DRNCULVB | Drainage Culvert Barrel | Drainage Culvert Barrel - DRNCULVB | LACKTRN | Lack of/ Inadequate Training | Lack of/ Inadequate Training - LACKTRN | Cause | RS
DRNCULVB | Drainage Culvert Barrel | Drainage Culvert Barrel - DRNCULVB | MISSCMP | Loose/ Missing Component | Loose/ Missing Component - MISSCMP | Cause | RS
DRNCULVB | Drainage Culvert Barrel | Drainage Culvert Barrel - DRNCULVB | NRMWEAR | Normal Wear | Normal Wear - NRMWEAR | Cause | RS
DRNCULVB | Drainage Culvert Barrel | Drainage Culvert Barrel - DRNCULVB | OTHER | Other (specify) | Other (specify) - OTHER | Cause | RS
DRNCULVB | Drainage Culvert Barrel | Drainage Culvert Barrel - DRNCULVB | PRINSTAL | Poor Installation | Poor Installation - PRINSTAL | Cause | RS
DRNCULVB | Drainage Culvert Barrel | Drainage Culvert Barrel - DRNCULVB | PROCISSU | Procedure Issue | Procedure Issue - PROCISSU | Cause | RS
DRNCULVB | Drainage Culvert Barrel | Drainage Culvert Barrel - DRNCULVB | UTLFAIL | Utility Failure | Utility Failure - UTLFAIL | Cause | RS
DRNCULVB | Drainage Culvert Barrel | Drainage Culvert Barrel - DRNCULVB | VNDLSM | Vandalism | Vandalism - VNDLSM | Cause | RS
DRNCULVB | Drainage Culvert Barrel | Drainage Culvert Barrel - DRNCULVB | WORNCMPT | Defective/ Worn Component | Defective/ Worn Component - WORNCMPT | Cause | RS
DRNCULVB | Drainage Culvert Barrel (>1000mm, <3000mm) | Drainage Culvert Barrel (>1000mm, <3000mm) - DRNCULVB | ACCIDENT | Accident | Accident - ACCIDENT | Cause | RS
DRNCULVB | Drainage Culvert Barrel (>1000mm, <3000mm) | Drainage Culvert Barrel (>1000mm, <3000mm) - DRNCULVB | ACCWEAR | Accelerated Wear | Accelerated Wear - ACCWEAR | Cause | RS
DRNCULVB | Drainage Culvert Barrel (>1000mm, <3000mm) | Drainage Culvert Barrel (>1000mm, <3000mm) - DRNCULVB | ACTGOD | Weather condition/Forces of nature or Act of God | Weather condition/Forces of nature or Act of God - ACTGOD | Cause | RS
DRNCULVB | Drainage Culvert Barrel (>1000mm, <3000mm) | Drainage Culvert Barrel (>1000mm, <3000mm) - DRNCULVB | CONTAM | Contamination | Contamination - CONTAM | Cause | RS
DRNCULVB | Drainage Culvert Barrel (>1000mm, <3000mm) | Drainage Culvert Barrel (>1000mm, <3000mm) - DRNCULVB | DEFASSET | Defective Asset | Defective Asset - DEFASSET | Cause | RS
DRNCULVB | Drainage Culvert Barrel (>1000mm, <3000mm) | Drainage Culvert Barrel (>1000mm, <3000mm) - DRNCULVB | EXLOAD | Excessive Load | Excessive Load - EXLOAD | Cause | RS
DRNCULVB | Drainage Culvert Barrel (>1000mm, <3000mm) | Drainage Culvert Barrel (>1000mm, <3000mm) - DRNCULVB | IMPRMNT | Improper Maintenance | Improper Maintenance - IMPRMNT | Cause | RS
DRNCULVB | Drainage Culvert Barrel (>1000mm, <3000mm) | Drainage Culvert Barrel (>1000mm, <3000mm) - DRNCULVB | INSLUBR | Insufficient Lubrication | Insufficient Lubrication - INSLUBR | Cause | RS
DRNCULVB | Drainage Culvert Barrel (>1000mm, <3000mm) | Drainage Culvert Barrel (>1000mm, <3000mm) - DRNCULVB | LACKTRN | Lack of/ Inadequate Training | Lack of/ Inadequate Training - LACKTRN | Cause | RS
DRNCULVB | Drainage Culvert Barrel (>1000mm, <3000mm) | Drainage Culvert Barrel (>1000mm, <3000mm) - DRNCULVB | MISSCMP | Loose/ Missing Component | Loose/ Missing Component - MISSCMP | Cause | RS
DRNCULVB | Drainage Culvert Barrel (>1000mm, <3000mm) | Drainage Culvert Barrel (>1000mm, <3000mm) - DRNCULVB | NRMWEAR | Normal Wear | Normal Wear - NRMWEAR | Cause | RS
DRNCULVB | Drainage Culvert Barrel (>1000mm, <3000mm) | Drainage Culvert Barrel (>1000mm, <3000mm) - DRNCULVB | OTHER | Other (specify) | Other (specify) - OTHER | Cause | RS
DRNCULVB | Drainage Culvert Barrel (>1000mm, <3000mm) | Drainage Culvert Barrel (>1000mm, <3000mm) - DRNCULVB | PRINSTAL | Poor Installation | Poor Installation - PRINSTAL | Cause | RS
DRNCULVB | Drainage Culvert Barrel (>1000mm, <3000mm) | Drainage Culvert Barrel (>1000mm, <3000mm) - DRNCULVB | PROCISSU | Procedure Issue | Procedure Issue - PROCISSU | Cause | RS
DRNCULVB | Drainage Culvert Barrel (>1000mm, <3000mm) | Drainage Culvert Barrel (>1000mm, <3000mm) - DRNCULVB | UTLFAIL | Utility Failure | Utility Failure - UTLFAIL | Cause | RS
DRNCULVB | Drainage Culvert Barrel (>1000mm, <3000mm) | Drainage Culvert Barrel (>1000mm, <3000mm) - DRNCULVB | VNDLSM | Vandalism | Vandalism - VNDLSM | Cause | RS
DRNCULVB | Drainage Culvert Barrel (>1000mm, <3000mm) | Drainage Culvert Barrel (>1000mm, <3000mm) - DRNCULVB | WORNCMPT | Defective/ Worn Component | Defective/ Worn Component - WORNCMPT | Cause | RS
DRNCULVB | Drainage Culvert Barrel | Drainage Culvert Barrel - DRNCULVB | ADJUSTD | Adjusted | Adjusted - ADJUSTD | Action | RS
DRNCULVB | Drainage Culvert Barrel | Drainage Culvert Barrel - DRNCULVB | DECOMM | Decommission | Decommission - DECOMM | Action | RS
DRNCULVB | Drainage Culvert Barrel | Drainage Culvert Barrel - DRNCULVB | DECONTME | Decontaminate | Decontaminate - DECONTME | Action | RS
DRNCULVB | Drainage Culvert Barrel | Drainage Culvert Barrel - DRNCULVB | DONOTHIN | Do Nothing | Do Nothing - DONOTHIN | Action | RS
DRNCULVB | Drainage Culvert Barrel | Drainage Culvert Barrel - DRNCULVB | LUBRCTE | Lubricate | Lubricate - LUBRCTE | Action | RS
DRNCULVB | Drainage Culvert Barrel | Drainage Culvert Barrel - DRNCULVB | OTHER | Other (specify) | Other (specify) - OTHER | Action | RS
DRNCULVB | Drainage Culvert Barrel | Drainage Culvert Barrel - DRNCULVB | RECALBRT | Recalibrate | Recalibrate - RECALBRT | Action | RS
DRNCULVB | Drainage Culvert Barrel | Drainage Culvert Barrel - DRNCULVB | REMVOBT | Remove Obstruction | Remove Obstruction - REMVOBT | Action | RS
DRNCULVB | Drainage Culvert Barrel | Drainage Culvert Barrel - DRNCULVB | REPCMPT | Repair Component | Repair Component - REPCMPT | Action | RS
DRNCULVB | Drainage Culvert Barrel | Drainage Culvert Barrel - DRNCULVB | REPLASS | Replace Asset | Replace Asset - REPLASS | Action | RS
DRNCULVB | Drainage Culvert Barrel | Drainage Culvert Barrel - DRNCULVB | REPLCMPT | Replace Component | Replace Component - REPLCMPT | Action | RS
DRNCULVB | Drainage Culvert Barrel | Drainage Culvert Barrel - DRNCULVB | REPRASS | Repair Asset | Repair Asset - REPRASS | Action | RS
DRNCULVB | Drainage Culvert Barrel | Drainage Culvert Barrel - DRNCULVB | UPGRADES | Upgrade | Upgrade - UPGRADES | Action | RS
DRNCULVB | Drainage Culvert Barrel (>1000mm, <3000mm) | Drainage Culvert Barrel (>1000mm, <3000mm) - DRNCULVB | ADJUSTD | Adjusted | Adjusted - ADJUSTD | Action | RS
DRNCULVB | Drainage Culvert Barrel (>1000mm, <3000mm) | Drainage Culvert Barrel (>1000mm, <3000mm) - DRNCULVB | DECOMM | Decommission | Decommission - DECOMM | Action | RS
DRNCULVB | Drainage Culvert Barrel (>1000mm, <3000mm) | Drainage Culvert Barrel (>1000mm, <3000mm) - DRNCULVB | DECONTME | Decontaminate | Decontaminate - DECONTME | Action | RS
DRNCULVB | Drainage Culvert Barrel (>1000mm, <3000mm) | Drainage Culvert Barrel (>1000mm, <3000mm) - DRNCULVB | DONOTHIN | Do Nothing | Do Nothing - DONOTHIN | Action | RS
DRNCULVB | Drainage Culvert Barrel (>1000mm, <3000mm) | Drainage Culvert Barrel (>1000mm, <3000mm) - DRNCULVB | LUBRCTE | Lubricate | Lubricate - LUBRCTE | Action | RS
DRNCULVB | Drainage Culvert Barrel (>1000mm, <3000mm) | Drainage Culvert Barrel (>1000mm, <3000mm) - DRNCULVB | OTHER | Other (specify) | Other (specify) - OTHER | Action | RS
DRNCULVB | Drainage Culvert Barrel (>1000mm, <3000mm) | Drainage Culvert Barrel (>1000mm, <3000mm) - DRNCULVB | RECALBRT | Recalibrate | Recalibrate - RECALBRT | Action | RS
DRNCULVB | Drainage Culvert Barrel (>1000mm, <3000mm) | Drainage Culvert Barrel (>1000mm, <3000mm) - DRNCULVB | REMVOBT | Remove Obstruction | Remove Obstruction - REMVOBT | Action | RS
DRNCULVB | Drainage Culvert Barrel (>1000mm, <3000mm) | Drainage Culvert Barrel (>1000mm, <3000mm) - DRNCULVB | REPCMPT | Repair Component | Repair Component - REPCMPT | Action | RS
DRNCULVB | Drainage Culvert Barrel (>1000mm, <3000mm) | Drainage Culvert Barrel (>1000mm, <3000mm) - DRNCULVB | REPLASS | Replace Asset | Replace Asset - REPLASS | Action | RS
DRNCULVB | Drainage Culvert Barrel (>1000mm, <3000mm) | Drainage Culvert Barrel (>1000mm, <3000mm) - DRNCULVB | REPLCMPT | Replace Component | Replace Component - REPLCMPT | Action | RS
DRNCULVB | Drainage Culvert Barrel (>1000mm, <3000mm) | Drainage Culvert Barrel (>1000mm, <3000mm) - DRNCULVB | REPRASS | Repair Asset | Repair Asset - REPRASS | Action | RS
DRNCULVB | Drainage Culvert Barrel (>1000mm, <3000mm) | Drainage Culvert Barrel (>1000mm, <3000mm) - DRNCULVB | UPGRADES | Upgrade | Upgrade - UPGRADES | Action | RS
DRPTABL | Drop Table | Drop Table - DRPTABL | ABNTEMP | Abnormal Temprature | Abnormal Temprature - ABNTEMP | Problem | RS
DRPTABL | Drop Table | Drop Table - DRPTABL | CORROS | Corrosion | Corrosion - CORROS | Problem | RS
DRPTABL | Drop Table | Drop Table - DRPTABL | ELECTRIP | Electrical Trip Out | Electrical Trip Out - ELECTRIP | Problem | RS
DRPTABL | Drop Table | Drop Table - DRPTABL | EXNOISE | Excessive Noise | Excessive Noise - EXNOISE | Problem | RS
DRPTABL | Drop Table | Drop Table - DRPTABL | EXVIBRTN | Excessive Vibration | Excessive Vibration - EXVIBRTN | Problem | RS
DRPTABL | Drop Table | Drop Table - DRPTABL | FLODING1 | Flooding | Flooding - FLODING1 | Problem | RS
DRPTABL | Drop Table | Drop Table - DRPTABL | JAMMEDEQ | Jammed Equipment | Jammed Equipment - JAMMEDEQ | Problem | RS
DRPTABL | Drop Table | Drop Table - DRPTABL | LEAKING | Leaking | Leaking - LEAKING | Problem | RS
DRPTABL | Drop Table | Drop Table - DRPTABL | LOWPERF | Low Performance | Low Performance - LOWPERF | Problem | RS
DRPTABL | Drop Table | Drop Table - DRPTABL | NONOPER | Non-Operational | Non-Operational - NONOPER | Problem | RS
DRPTABL | Drop Table | Drop Table - DRPTABL | NONOPER2 | Non-Operational | Non-Operational - NONOPER2 | Problem | RS
DRPTABL | Drop Table | Drop Table - DRPTABL | NONOPER3 | Non-Operational (Environmental) | Non-Operational (Environmental) - NONOPER3 | Problem | RS
DRPTABL | Drop Table | Drop Table - DRPTABL | OPRTERR1 | Operation Error | Operation Error - OPRTERR1 | Problem | RS
DRPTABL | Drop Table | Drop Table - DRPTABL | PHYDMGE | Physical Damage | Physical Damage - PHYDMGE | Problem | RS
DRPTABL | Drop Table | Drop Table - DRPTABL | SAFEG1 | Safe Guards | Safe Guards - SAFEG1 | Problem | RS
DRPTABL | Drop Table | Drop Table - DRPTABL | UNSMELL | Unusual Smell | Unusual Smell - UNSMELL | Problem | RS
DRPTABL | Drop Table | Drop Table - DRPTABL | UNSMOKE | Unusual Smoke | Unusual Smoke - UNSMOKE | Problem | RS
DRPTABL | Drop table | Drop table - DRPTABL | ABNTEMP | Abnormal Temprature | Abnormal Temprature - ABNTEMP | Problem | RS
DRPTABL | Drop table | Drop table - DRPTABL | CORROS | Corrosion | Corrosion - CORROS | Problem | RS
DRPTABL | Drop table | Drop table - DRPTABL | ELECTRIP | Electrical Trip Out | Electrical Trip Out - ELECTRIP | Problem | RS
DRPTABL | Drop table | Drop table - DRPTABL | EXNOISE | Excessive Noise | Excessive Noise - EXNOISE | Problem | RS
DRPTABL | Drop table | Drop table - DRPTABL | EXVIBRTN | Excessive Vibration | Excessive Vibration - EXVIBRTN | Problem | RS
DRPTABL | Drop table | Drop table - DRPTABL | FLODING1 | Flooding | Flooding - FLODING1 | Problem | RS
DRPTABL | Drop table | Drop table - DRPTABL | JAMMEDEQ | Jammed Equipment | Jammed Equipment - JAMMEDEQ | Problem | RS
DRPTABL | Drop table | Drop table - DRPTABL | LEAKING | Leaking | Leaking - LEAKING | Problem | RS
DRPTABL | Drop table | Drop table - DRPTABL | LOWPERF | Low Performance | Low Performance - LOWPERF | Problem | RS
DRPTABL | Drop table | Drop table - DRPTABL | NONOPER | Non-Operational | Non-Operational - NONOPER | Problem | RS
DRPTABL | Drop table | Drop table - DRPTABL | NONOPER2 | Non-Operational | Non-Operational - NONOPER2 | Problem | RS
DRPTABL | Drop table | Drop table - DRPTABL | NONOPER3 | Non-Operational (Environmental) | Non-Operational (Environmental) - NONOPER3 | Problem | RS
DRPTABL | Drop table | Drop table - DRPTABL | OPRTERR1 | Operation Error | Operation Error - OPRTERR1 | Problem | RS
DRPTABL | Drop table | Drop table - DRPTABL | PHYDMGE | Physical Damage | Physical Damage - PHYDMGE | Problem | RS
DRPTABL | Drop table | Drop table - DRPTABL | SAFEG1 | Safe Guards | Safe Guards - SAFEG1 | Problem | RS
DRPTABL | Drop table | Drop table - DRPTABL | UNSMELL | Unusual Smell | Unusual Smell - UNSMELL | Problem | RS
DRPTABL | Drop table | Drop table - DRPTABL | UNSMOKE | Unusual Smoke | Unusual Smoke - UNSMOKE | Problem | RS
DRPTABL | Drop Table | Drop Table - DRPTABL | CLOGDR1 | Clogged Drain | Clogged Drain - CLOGDR1 | Failure | RS
DRPTABL | Drop Table | Drop Table - DRPTABL | CODAIP1 | Concrete Damage In Pit | Concrete Damage In Pit - CODAIP1 | Failure | RS
DRPTABL | Drop Table | Drop Table - DRPTABL | COLUSCD1 | Column Screw Damage | Column Screw Damage - COLUSCD1 | Failure | RS
DRPTABL | Drop Table | Drop Table - DRPTABL | DAMAGU1 | Damaged Guard | Damaged Guard - DAMAGU1 | Failure | RS
DRPTABL | Drop Table | Drop Table - DRPTABL | DAMDTF1 | Damaged Drop Table Frame | Damaged Drop Table Frame - DAMDTF1 | Failure | RS
DRPTABL | Drop Table | Drop Table - DRPTABL | DAMDTR1 | Damaged Drop Table Rail | Damaged Drop Table Rail - DAMDTR1 | Failure | RS
DRPTABL | Drop Table | Drop Table - DRPTABL | DRIVMO2 | Drive Motor | Drive Motor - DRIVMO2 | Failure | RS
DRPTABL | Drop Table | Drop Table - DRPTABL | DRTBDET | Drop Table Deteriorated | Drop Table Deteriorated - DRTBDET | Failure | RS
DRPTABL | Drop Table | Drop Table - DRPTABL | DRTBSDET | Drop Table Rack Structural Components and Casings Deteriorated | Drop Table Rack Structural Components and Casings Deteriorated - DRTBSDET | Failure | RS
DRPTABL | Drop Table | Drop Table - DRPTABL | DTMCDET | Drop Table Mechanical Components Deteriorated | Drop Table Mechanical Components Deteriorated - DTMCDET | Failure | RS
DRPTABL | Drop Table | Drop Table - DRPTABL | DTPTDET | Drop Table Pit and Tracks Deteriorated | Drop Table Pit and Tracks Deteriorated - DTPTDET | Failure | RS
DRPTABL | Drop Table | Drop Table - DRPTABL | DTULFAIL | Drop Table Upper/Lower Travel Switch Limit Failed | Drop Table Upper/Lower Travel Switch Limit Failed - DTULFAIL | Failure | RS
DRPTABL | Drop Table | Drop Table - DRPTABL | EMGSFUNT | Emergency Shutdown Functional Test | Emergency Shutdown Functional Test - EMGSFUNT | Failure | RS
DRPTABL | Drop Table | Drop Table - DRPTABL | EXESWA1 | Excessive Water | Excessive Water - EXESWA1 | Failure | RS
DRPTABL | Drop Table | Drop Table - DRPTABL | FAILCOP1 | Failed Control Panel | Failed Control Panel - FAILCOP1 | Failure | RS
DRPTABL | Drop Table | Drop Table - DRPTABL | FAILSUP1 | Failed Sump Pump | Failed Sump Pump - FAILSUP1 | Failure | RS
DRPTABL | Drop Table | Drop Table - DRPTABL | GEARSEM1 | Gear Set Misaligned | Gear Set Misaligned - GEARSEM1 | Failure | RS
DRPTABL | Drop Table | Drop Table - DRPTABL | HDSDET | Hoist Drive System Deteriorated | Hoist Drive System Deteriorated - HDSDET | Failure | RS
DRPTABL | Drop Table | Drop Table - DRPTABL | INTEFA1 | Interlock Failure | Interlock Failure - INTEFA1 | Failure | RS
DRPTABL | Drop Table | Drop Table - DRPTABL | LEAKGEB1 | Leaking Gear Box | Leaking Gear Box - LEAKGEB1 | Failure | RS
DRPTABL | Drop Table | Drop Table - DRPTABL | LIMISW1 | Limit Switch | Limit Switch - LIMISW1 | Failure | RS
DRPTABL | Drop Table | Drop Table - DRPTABL | LKSYWORN | Locking System Worn | Locking System Worn - LKSYWORN | Failure | RS
DRPTABL | Drop Table | Drop Table - DRPTABL | LUBSODET | Lubrication System Oil Deteriorated | Lubrication System Oil Deteriorated - LUBSODET | Failure | RS
DRPTABL | Drop Table | Drop Table - DRPTABL | LUBSUNSO | Lubrication System Insufficient Oil | Lubrication System Insufficient Oil - LUBSUNSO | Failure | RS
DRPTABL | Drop Table | Drop Table - DRPTABL | MIOLOFA1 | Missing Or Loose Fasteners | Missing Or Loose Fasteners - MIOLOFA1 | Failure | RS
DRPTABL | Drop Table | Drop Table - DRPTABL | MISSGU1 | Missing Guard | Missing Guard - MISSGU1 | Failure | RS
DRPTABL | Drop Table | Drop Table - DRPTABL | OVERLOA1 | Overloading | Overloading - OVERLOA1 | Failure | RS
DRPTABL | Drop Table | Drop Table - DRPTABL | PITCL1 | Pit Cleanliness | Pit Cleanliness - PITCL1 | Failure | RS
DRPTABL | Drop Table | Drop Table - DRPTABL | PITDE1 | Pit Deterioration | Pit Deterioration - PITDE1 | Failure | RS
DRPTABL | Drop Table | Drop Table - DRPTABL | PRPOFAIL | Portable Remote Pushbutton Operation Failed | Portable Remote Pushbutton Operation Failed - PRPOFAIL | Failure | RS
DRPTABL | Drop Table | Drop Table - DRPTABL | WBCSILUB | Wheel Bearings and Column Screws Insufficiently Lubricated | Wheel Bearings and Column Screws Insufficiently Lubricated - WBCSILUB | Failure | RS
DRPTABL | Drop table | Drop table - DRPTABL | CLOGDR1 | Clogged Drain | Clogged Drain - CLOGDR1 | Failure | RS
DRPTABL | Drop table | Drop table - DRPTABL | CODAIP1 | Concrete Damage In Pit | Concrete Damage In Pit - CODAIP1 | Failure | RS
DRPTABL | Drop table | Drop table - DRPTABL | COLUSCD1 | Column Screw Damage | Column Screw Damage - COLUSCD1 | Failure | RS
DRPTABL | Drop table | Drop table - DRPTABL | DAMAGU1 | Damaged Guard | Damaged Guard - DAMAGU1 | Failure | RS
DRPTABL | Drop table | Drop table - DRPTABL | DAMDTF1 | Damaged Drop Table Frame | Damaged Drop Table Frame - DAMDTF1 | Failure | RS
DRPTABL | Drop table | Drop table - DRPTABL | DAMDTR1 | Damaged Drop Table Rail | Damaged Drop Table Rail - DAMDTR1 | Failure | RS
DRPTABL | Drop table | Drop table - DRPTABL | DRIVMO2 | Drive Motor | Drive Motor - DRIVMO2 | Failure | RS
DRPTABL | Drop table | Drop table - DRPTABL | DRTBDET | Drop Table Deteriorated | Drop Table Deteriorated - DRTBDET | Failure | RS
DRPTABL | Drop table | Drop table - DRPTABL | DRTBSDET | Drop Table Rack Structural Components and Casings Deteriorated | Drop Table Rack Structural Components and Casings Deteriorated - DRTBSDET | Failure | RS
DRPTABL | Drop table | Drop table - DRPTABL | DTMCDET | Drop Table Mechanical Components Deteriorated | Drop Table Mechanical Components Deteriorated - DTMCDET | Failure | RS
DRPTABL | Drop table | Drop table - DRPTABL | DTPTDET | Drop Table Pit and Tracks Deteriorated | Drop Table Pit and Tracks Deteriorated - DTPTDET | Failure | RS
DRPTABL | Drop table | Drop table - DRPTABL | DTULFAIL | Drop Table Upper/Lower Travel Switch Limit Failed | Drop Table Upper/Lower Travel Switch Limit Failed - DTULFAIL | Failure | RS
DRPTABL | Drop table | Drop table - DRPTABL | EMGSFUNT | Emergency Shutdown Functional Test | Emergency Shutdown Functional Test - EMGSFUNT | Failure | RS
DRPTABL | Drop table | Drop table - DRPTABL | EXESWA1 | Excessive Water | Excessive Water - EXESWA1 | Failure | RS
DRPTABL | Drop table | Drop table - DRPTABL | FAILCOP1 | Failed Control Panel | Failed Control Panel - FAILCOP1 | Failure | RS
DRPTABL | Drop table | Drop table - DRPTABL | FAILSUP1 | Failed Sump Pump | Failed Sump Pump - FAILSUP1 | Failure | RS
DRPTABL | Drop table | Drop table - DRPTABL | GEARSEM1 | Gear Set Misaligned | Gear Set Misaligned - GEARSEM1 | Failure | RS
DRPTABL | Drop table | Drop table - DRPTABL | HDSDET | Hoist Drive System Deteriorated | Hoist Drive System Deteriorated - HDSDET | Failure | RS
DRPTABL | Drop table | Drop table - DRPTABL | INTEFA1 | Interlock Failure | Interlock Failure - INTEFA1 | Failure | RS
DRPTABL | Drop table | Drop table - DRPTABL | LEAKGEB1 | Leaking Gear Box | Leaking Gear Box - LEAKGEB1 | Failure | RS
DRPTABL | Drop table | Drop table - DRPTABL | LIMISW1 | Limit Switch | Limit Switch - LIMISW1 | Failure | RS
DRPTABL | Drop table | Drop table - DRPTABL | LKSYWORN | Locking System Worn | Locking System Worn - LKSYWORN | Failure | RS
DRPTABL | Drop table | Drop table - DRPTABL | LUBSODET | Lubrication System Oil Deteriorated | Lubrication System Oil Deteriorated - LUBSODET | Failure | RS
DRPTABL | Drop table | Drop table - DRPTABL | LUBSUNSO | Lubrication System Insufficient Oil | Lubrication System Insufficient Oil - LUBSUNSO | Failure | RS
DRPTABL | Drop table | Drop table - DRPTABL | MIOLOFA1 | Missing Or Loose Fasteners | Missing Or Loose Fasteners - MIOLOFA1 | Failure | RS
DRPTABL | Drop table | Drop table - DRPTABL | MISSGU1 | Missing Guard | Missing Guard - MISSGU1 | Failure | RS
DRPTABL | Drop table | Drop table - DRPTABL | OVERLOA1 | Overloading | Overloading - OVERLOA1 | Failure | RS
DRPTABL | Drop table | Drop table - DRPTABL | PITCL1 | Pit Cleanliness | Pit Cleanliness - PITCL1 | Failure | RS
DRPTABL | Drop table | Drop table - DRPTABL | PITDE1 | Pit Deterioration | Pit Deterioration - PITDE1 | Failure | RS
DRPTABL | Drop table | Drop table - DRPTABL | PRPOFAIL | Portable Remote Pushbutton Operation Failed | Portable Remote Pushbutton Operation Failed - PRPOFAIL | Failure | RS
DRPTABL | Drop table | Drop table - DRPTABL | WBCSILUB | Wheel Bearings and Column Screws Insufficiently Lubricated | Wheel Bearings and Column Screws Insufficiently Lubricated - WBCSILUB | Failure | RS
DRPTABL | Drop Table | Drop Table - DRPTABL | ACCIDENT | Accident | Accident - ACCIDENT | Cause | RS
DRPTABL | Drop Table | Drop Table - DRPTABL | ACCWEAR | Accelerated Wear | Accelerated Wear - ACCWEAR | Cause | RS
DRPTABL | Drop Table | Drop Table - DRPTABL | ACTGOD | Weather condition/Forces of nature or Act of God | Weather condition/Forces of nature or Act of God - ACTGOD | Cause | RS
DRPTABL | Drop Table | Drop Table - DRPTABL | AGE2 | Age | Age - AGE2 | Cause | RS
DRPTABL | Drop Table | Drop Table - DRPTABL | AGING149 | Aging | Aging - AGING149 | Cause | RS
DRPTABL | Drop Table | Drop Table - DRPTABL | AGING34 | Aging | Aging - AGING34 | Cause | RS
DRPTABL | Drop Table | Drop Table - DRPTABL | AGING61 | Aging | Aging - AGING61 | Cause | RS
DRPTABL | Drop Table | Drop Table - DRPTABL | AGING69 | Aging | Aging - AGING69 | Cause | RS
DRPTABL | Drop Table | Drop Table - DRPTABL | CONTAM | Contamination | Contamination - CONTAM | Cause | RS
DRPTABL | Drop Table | Drop Table - DRPTABL | CORRS11 | Corrosion | Corrosion - CORRS11 | Cause | RS
DRPTABL | Drop Table | Drop Table - DRPTABL | CORRS17 | Corrosion | Corrosion - CORRS17 | Cause | RS
DRPTABL | Drop Table | Drop Table - DRPTABL | CORRS18 | Corrosion | Corrosion - CORRS18 | Cause | RS
DRPTABL | Drop Table | Drop Table - DRPTABL | CORRS19 | Corrosion | Corrosion - CORRS19 | Cause | RS
DRPTABL | Drop Table | Drop Table - DRPTABL | DAMABR1 | Damaged Bracket | Damaged Bracket - DAMABR1 | Cause | RS
DRPTABL | Drop Table | Drop Table - DRPTABL | DEBRIS2 | Debris | Debris - DEBRIS2 | Cause | RS
DRPTABL | Drop Table | Drop Table - DRPTABL | DEFASSET | Defective Asset | Defective Asset - DEFASSET | Cause | RS
DRPTABL | Drop Table | Drop Table - DRPTABL | ELECFA3 | Electrical Fault | Electrical Fault - ELECFA3 | Cause | RS
DRPTABL | Drop Table | Drop Table - DRPTABL | ELECFA4 | Electrical Fault | Electrical Fault - ELECFA4 | Cause | RS
DRPTABL | Drop Table | Drop Table - DRPTABL | ELECFA5 | Electrical Fault | Electrical Fault - ELECFA5 | Cause | RS
DRPTABL | Drop Table | Drop Table - DRPTABL | ELECFA6 | Electrical Fault | Electrical Fault - ELECFA6 | Cause | RS
DRPTABL | Drop Table | Drop Table - DRPTABL | ELECFA7 | Electrical Fault | Electrical Fault - ELECFA7 | Cause | RS
DRPTABL | Drop Table | Drop Table - DRPTABL | EXLOAD | Excessive Load | Excessive Load - EXLOAD | Cause | RS
DRPTABL | Drop Table | Drop Table - DRPTABL | IMPRM64 | Improper Maintenance | Improper Maintenance - IMPRM64 | Cause | RS
DRPTABL | Drop Table | Drop Table - DRPTABL | IMPRM65 | Improper Maintenance | Improper Maintenance - IMPRM65 | Cause | RS
DRPTABL | Drop Table | Drop Table - DRPTABL | IMPRM70 | Improper Maintenance | Improper Maintenance - IMPRM70 | Cause | RS
DRPTABL | Drop Table | Drop Table - DRPTABL | IMPRMNT | Improper Maintenance | Improper Maintenance - IMPRMNT | Cause | RS
DRPTABL | Drop Table | Drop Table - DRPTABL | IMPRMNT2 | Improper Maintenance | Improper Maintenance - IMPRMNT2 | Cause | RS
DRPTABL | Drop Table | Drop Table - DRPTABL | INSLUBR | Insufficient Lubrication | Insufficient Lubrication - INSLUBR | Cause | RS
DRPTABL | Drop Table | Drop Table - DRPTABL | LACKTRN | Lack of/ Inadequate Training | Lack of/ Inadequate Training - LACKTRN | Cause | RS
DRPTABL | Drop Table | Drop Table - DRPTABL | MECHMI1 | Mechanical Misalignment | Mechanical Misalignment - MECHMI1 | Cause | RS
DRPTABL | Drop Table | Drop Table - DRPTABL | MECHMI2 | Mechanical Misalignment | Mechanical Misalignment - MECHMI2 | Cause | RS
DRPTABL | Drop Table | Drop Table - DRPTABL | MISSCMP | Loose/ Missing Component | Loose/ Missing Component - MISSCMP | Cause | RS
DRPTABL | Drop Table | Drop Table - DRPTABL | NRMWEAR | Normal Wear | Normal Wear - NRMWEAR | Cause | RS
DRPTABL | Drop Table | Drop Table - DRPTABL | OPERATE1 | Operation | Operation - OPERATE1 | Cause | RS
DRPTABL | Drop Table | Drop Table - DRPTABL | OPERATE2 | Operation | Operation - OPERATE2 | Cause | RS
DRPTABL | Drop Table | Drop Table - DRPTABL | OPERATE3 | Operation | Operation - OPERATE3 | Cause | RS
DRPTABL | Drop Table | Drop Table - DRPTABL | OPERATE4 | Operation | Operation - OPERATE4 | Cause | RS
DRPTABL | Drop Table | Drop Table - DRPTABL | OPERATE5 | Operation | Operation - OPERATE5 | Cause | RS
DRPTABL | Drop Table | Drop Table - DRPTABL | OPERATE6 | Operation | Operation - OPERATE6 | Cause | RS
DRPTABL | Drop Table | Drop Table - DRPTABL | OPERATE7 | Operation | Operation - OPERATE7 | Cause | RS
DRPTABL | Drop Table | Drop Table - DRPTABL | OTHER | Other (specify) | Other (specify) - OTHER | Cause | RS
DRPTABL | Drop Table | Drop Table - DRPTABL | PRINSTAL | Poor Installation | Poor Installation - PRINSTAL | Cause | RS
DRPTABL | Drop Table | Drop Table - DRPTABL | PROCISSU | Procedure Issue | Procedure Issue - PROCISSU | Cause | RS
DRPTABL | Drop Table | Drop Table - DRPTABL | UTLFAIL | Utility Failure | Utility Failure - UTLFAIL | Cause | RS
DRPTABL | Drop Table | Drop Table - DRPTABL | VNDLSM | Vandalism | Vandalism - VNDLSM | Cause | RS
DRPTABL | Drop Table | Drop Table - DRPTABL | WEATHER1 | Weather | Weather - WEATHER1 | Cause | RS
DRPTABL | Drop Table | Drop Table - DRPTABL | WORNCMPT | Defective/ Worn Component | Defective/ Worn Component - WORNCMPT | Cause | RS
DRPTABL | Drop table | Drop table - DRPTABL | ACCIDENT | Accident | Accident - ACCIDENT | Cause | RS
DRPTABL | Drop table | Drop table - DRPTABL | ACCWEAR | Accelerated Wear | Accelerated Wear - ACCWEAR | Cause | RS
DRPTABL | Drop table | Drop table - DRPTABL | ACTGOD | Weather condition/Forces of nature or Act of God | Weather condition/Forces of nature or Act of God - ACTGOD | Cause | RS
DRPTABL | Drop table | Drop table - DRPTABL | AGE2 | Age | Age - AGE2 | Cause | RS
DRPTABL | Drop table | Drop table - DRPTABL | AGING149 | Aging | Aging - AGING149 | Cause | RS
DRPTABL | Drop table | Drop table - DRPTABL | AGING34 | Aging | Aging - AGING34 | Cause | RS
DRPTABL | Drop table | Drop table - DRPTABL | AGING61 | Aging | Aging - AGING61 | Cause | RS
DRPTABL | Drop table | Drop table - DRPTABL | AGING69 | Aging | Aging - AGING69 | Cause | RS
DRPTABL | Drop table | Drop table - DRPTABL | CONTAM | Contamination | Contamination - CONTAM | Cause | RS
DRPTABL | Drop table | Drop table - DRPTABL | CORRS11 | Corrosion | Corrosion - CORRS11 | Cause | RS
DRPTABL | Drop table | Drop table - DRPTABL | CORRS17 | Corrosion | Corrosion - CORRS17 | Cause | RS
DRPTABL | Drop table | Drop table - DRPTABL | CORRS18 | Corrosion | Corrosion - CORRS18 | Cause | RS
DRPTABL | Drop table | Drop table - DRPTABL | CORRS19 | Corrosion | Corrosion - CORRS19 | Cause | RS
DRPTABL | Drop table | Drop table - DRPTABL | DAMABR1 | Damaged Bracket | Damaged Bracket - DAMABR1 | Cause | RS
DRPTABL | Drop table | Drop table - DRPTABL | DEBRIS2 | Debris | Debris - DEBRIS2 | Cause | RS
DRPTABL | Drop table | Drop table - DRPTABL | DEFASSET | Defective Asset | Defective Asset - DEFASSET | Cause | RS
DRPTABL | Drop table | Drop table - DRPTABL | ELECFA3 | Electrical Fault | Electrical Fault - ELECFA3 | Cause | RS
DRPTABL | Drop table | Drop table - DRPTABL | ELECFA4 | Electrical Fault | Electrical Fault - ELECFA4 | Cause | RS
DRPTABL | Drop table | Drop table - DRPTABL | ELECFA5 | Electrical Fault | Electrical Fault - ELECFA5 | Cause | RS
DRPTABL | Drop table | Drop table - DRPTABL | ELECFA6 | Electrical Fault | Electrical Fault - ELECFA6 | Cause | RS
DRPTABL | Drop table | Drop table - DRPTABL | ELECFA7 | Electrical Fault | Electrical Fault - ELECFA7 | Cause | RS
DRPTABL | Drop table | Drop table - DRPTABL | EXLOAD | Excessive Load | Excessive Load - EXLOAD | Cause | RS
DRPTABL | Drop table | Drop table - DRPTABL | IMPRM64 | Improper Maintenance | Improper Maintenance - IMPRM64 | Cause | RS
DRPTABL | Drop table | Drop table - DRPTABL | IMPRM65 | Improper Maintenance | Improper Maintenance - IMPRM65 | Cause | RS
DRPTABL | Drop table | Drop table - DRPTABL | IMPRM70 | Improper Maintenance | Improper Maintenance - IMPRM70 | Cause | RS
DRPTABL | Drop table | Drop table - DRPTABL | IMPRMNT | Improper Maintenance | Improper Maintenance - IMPRMNT | Cause | RS
DRPTABL | Drop table | Drop table - DRPTABL | IMPRMNT2 | Improper Maintenance | Improper Maintenance - IMPRMNT2 | Cause | RS
DRPTABL | Drop table | Drop table - DRPTABL | INSLUBR | Insufficient Lubrication | Insufficient Lubrication - INSLUBR | Cause | RS
DRPTABL | Drop table | Drop table - DRPTABL | LACKTRN | Lack of/ Inadequate Training | Lack of/ Inadequate Training - LACKTRN | Cause | RS
DRPTABL | Drop table | Drop table - DRPTABL | MECHMI1 | Mechanical Misalignment | Mechanical Misalignment - MECHMI1 | Cause | RS
DRPTABL | Drop table | Drop table - DRPTABL | MECHMI2 | Mechanical Misalignment | Mechanical Misalignment - MECHMI2 | Cause | RS
DRPTABL | Drop table | Drop table - DRPTABL | MISSCMP | Loose/ Missing Component | Loose/ Missing Component - MISSCMP | Cause | RS
DRPTABL | Drop table | Drop table - DRPTABL | NRMWEAR | Normal Wear | Normal Wear - NRMWEAR | Cause | RS
DRPTABL | Drop table | Drop table - DRPTABL | OPERATE1 | Operation | Operation - OPERATE1 | Cause | RS
DRPTABL | Drop table | Drop table - DRPTABL | OPERATE2 | Operation | Operation - OPERATE2 | Cause | RS
DRPTABL | Drop table | Drop table - DRPTABL | OPERATE3 | Operation | Operation - OPERATE3 | Cause | RS
DRPTABL | Drop table | Drop table - DRPTABL | OPERATE4 | Operation | Operation - OPERATE4 | Cause | RS
DRPTABL | Drop table | Drop table - DRPTABL | OPERATE5 | Operation | Operation - OPERATE5 | Cause | RS
DRPTABL | Drop table | Drop table - DRPTABL | OPERATE6 | Operation | Operation - OPERATE6 | Cause | RS
DRPTABL | Drop table | Drop table - DRPTABL | OPERATE7 | Operation | Operation - OPERATE7 | Cause | RS
DRPTABL | Drop table | Drop table - DRPTABL | OTHER | Other (specify) | Other (specify) - OTHER | Cause | RS
DRPTABL | Drop table | Drop table - DRPTABL | PRINSTAL | Poor Installation | Poor Installation - PRINSTAL | Cause | RS
DRPTABL | Drop table | Drop table - DRPTABL | PROCISSU | Procedure Issue | Procedure Issue - PROCISSU | Cause | RS
DRPTABL | Drop table | Drop table - DRPTABL | UTLFAIL | Utility Failure | Utility Failure - UTLFAIL | Cause | RS
DRPTABL | Drop table | Drop table - DRPTABL | VNDLSM | Vandalism | Vandalism - VNDLSM | Cause | RS
DRPTABL | Drop table | Drop table - DRPTABL | WEATHER1 | Weather | Weather - WEATHER1 | Cause | RS
DRPTABL | Drop table | Drop table - DRPTABL | WORNCMPT | Defective/ Worn Component | Defective/ Worn Component - WORNCMPT | Cause | RS
DRPTABL | Drop Table | Drop Table - DRPTABL | ADJUSTD | Adjusted | Adjusted - ADJUSTD | Action | RS
DRPTABL | Drop Table | Drop Table - DRPTABL | CALCONT | Call Contractor | Call Contractor - CALCONT | Action | RS
DRPTABL | Drop Table | Drop Table - DRPTABL | CALLCOT | Call Contactor | Call Contactor - CALLCOT | Action | RS
DRPTABL | Drop Table | Drop Table - DRPTABL | DECOMM | Decommission | Decommission - DECOMM | Action | RS
DRPTABL | Drop Table | Drop Table - DRPTABL | DECONTME | Decontaminate | Decontaminate - DECONTME | Action | RS
DRPTABL | Drop Table | Drop Table - DRPTABL | DONOTHIN | Do Nothing | Do Nothing - DONOTHIN | Action | RS
DRPTABL | Drop Table | Drop Table - DRPTABL | LUBRCTE | Lubricate | Lubricate - LUBRCTE | Action | RS
DRPTABL | Drop Table | Drop Table - DRPTABL | OTHER | Other (specify) | Other (specify) - OTHER | Action | RS
DRPTABL | Drop Table | Drop Table - DRPTABL | RECALBRT | Recalibrate | Recalibrate - RECALBRT | Action | RS
DRPTABL | Drop Table | Drop Table - DRPTABL | REMVOBT | Remove Obstruction | Remove Obstruction - REMVOBT | Action | RS
DRPTABL | Drop Table | Drop Table - DRPTABL | REPAIR | Repair | Repair - REPAIR | Action | RS
DRPTABL | Drop Table | Drop Table - DRPTABL | REPCMPT | Repair Component | Repair Component - REPCMPT | Action | RS
DRPTABL | Drop Table | Drop Table - DRPTABL | REPLACE | Replace | Replace - REPLACE | Action | RS
DRPTABL | Drop Table | Drop Table - DRPTABL | REPLASS | Replace Asset | Replace Asset - REPLASS | Action | RS
DRPTABL | Drop Table | Drop Table - DRPTABL | REPLCMPT | Replace Component | Replace Component - REPLCMPT | Action | RS
DRPTABL | Drop Table | Drop Table - DRPTABL | REPRASS | Repair Asset | Repair Asset - REPRASS | Action | RS
DRPTABL | Drop Table | Drop Table - DRPTABL | UPGRADES | Upgrade | Upgrade - UPGRADES | Action | RS
DRPTABL | Drop table | Drop table - DRPTABL | ADJUSTD | Adjusted | Adjusted - ADJUSTD | Action | RS
DRPTABL | Drop table | Drop table - DRPTABL | CALCONT | Call Contractor | Call Contractor - CALCONT | Action | RS
DRPTABL | Drop table | Drop table - DRPTABL | CALLCOT | Call Contactor | Call Contactor - CALLCOT | Action | RS
DRPTABL | Drop table | Drop table - DRPTABL | DECOMM | Decommission | Decommission - DECOMM | Action | RS
DRPTABL | Drop table | Drop table - DRPTABL | DECONTME | Decontaminate | Decontaminate - DECONTME | Action | RS
DRPTABL | Drop table | Drop table - DRPTABL | DONOTHIN | Do Nothing | Do Nothing - DONOTHIN | Action | RS
DRPTABL | Drop table | Drop table - DRPTABL | LUBRCTE | Lubricate | Lubricate - LUBRCTE | Action | RS
DRPTABL | Drop table | Drop table - DRPTABL | OTHER | Other (specify) | Other (specify) - OTHER | Action | RS
DRPTABL | Drop table | Drop table - DRPTABL | RECALBRT | Recalibrate | Recalibrate - RECALBRT | Action | RS
DRPTABL | Drop table | Drop table - DRPTABL | REMVOBT | Remove Obstruction | Remove Obstruction - REMVOBT | Action | RS
DRPTABL | Drop table | Drop table - DRPTABL | REPAIR | Repair | Repair - REPAIR | Action | RS
DRPTABL | Drop table | Drop table - DRPTABL | REPCMPT | Repair Component | Repair Component - REPCMPT | Action | RS
DRPTABL | Drop table | Drop table - DRPTABL | REPLACE | Replace | Replace - REPLACE | Action | RS
DRPTABL | Drop table | Drop table - DRPTABL | REPLASS | Replace Asset | Replace Asset - REPLASS | Action | RS
DRPTABL | Drop table | Drop table - DRPTABL | REPLCMPT | Replace Component | Replace Component - REPLCMPT | Action | RS
DRPTABL | Drop table | Drop table - DRPTABL | REPRASS | Repair Asset | Repair Asset - REPRASS | Action | RS
DRPTABL | Drop table | Drop table - DRPTABL | UPGRADES | Upgrade | Upgrade - UPGRADES | Action | RS
DRWOUTBR | Draw-Out Breaker | Draw-Out Breaker - DRWOUTBR | ABNTEMP | Abnormal Temprature | Abnormal Temprature - ABNTEMP | Problem | RS
DRWOUTBR | Draw-Out Breaker | Draw-Out Breaker - DRWOUTBR | CORROS | Corrosion | Corrosion - CORROS | Problem | RS
DRWOUTBR | Draw-Out Breaker | Draw-Out Breaker - DRWOUTBR | ELECTRIP | Electrical Trip Out | Electrical Trip Out - ELECTRIP | Problem | RS
DRWOUTBR | Draw-Out Breaker | Draw-Out Breaker - DRWOUTBR | EXNOISE | Excessive Noise | Excessive Noise - EXNOISE | Problem | RS
DRWOUTBR | Draw-Out Breaker | Draw-Out Breaker - DRWOUTBR | EXVIBRTN | Excessive Vibration | Excessive Vibration - EXVIBRTN | Problem | RS
DRWOUTBR | Draw-Out Breaker | Draw-Out Breaker - DRWOUTBR | JAMMEDEQ | Jammed Equipment | Jammed Equipment - JAMMEDEQ | Problem | RS
DRWOUTBR | Draw-Out Breaker | Draw-Out Breaker - DRWOUTBR | LEAKING | Leaking | Leaking - LEAKING | Problem | RS
DRWOUTBR | Draw-Out Breaker | Draw-Out Breaker - DRWOUTBR | LOWPERF | Low Performance | Low Performance - LOWPERF | Problem | RS
DRWOUTBR | Draw-Out Breaker | Draw-Out Breaker - DRWOUTBR | NONOPER | Non-Operational | Non-Operational - NONOPER | Problem | RS
DRWOUTBR | Draw-Out Breaker | Draw-Out Breaker - DRWOUTBR | PHYDMGE | Physical Damage | Physical Damage - PHYDMGE | Problem | RS
DRWOUTBR | Draw-Out Breaker | Draw-Out Breaker - DRWOUTBR | UNSMELL | Unusual Smell | Unusual Smell - UNSMELL | Problem | RS
DRWOUTBR | Draw-Out Breaker | Draw-Out Breaker - DRWOUTBR | UNSMOKE | Unusual Smoke | Unusual Smoke - UNSMOKE | Problem | RS
DRWOUTBR | Draw-Out breaker | Draw-Out breaker - DRWOUTBR | ABNTEMP | Abnormal Temprature | Abnormal Temprature - ABNTEMP | Problem | RS
DRWOUTBR | Draw-Out breaker | Draw-Out breaker - DRWOUTBR | CORROS | Corrosion | Corrosion - CORROS | Problem | RS
DRWOUTBR | Draw-Out breaker | Draw-Out breaker - DRWOUTBR | ELECTRIP | Electrical Trip Out | Electrical Trip Out - ELECTRIP | Problem | RS
DRWOUTBR | Draw-Out breaker | Draw-Out breaker - DRWOUTBR | EXNOISE | Excessive Noise | Excessive Noise - EXNOISE | Problem | RS
DRWOUTBR | Draw-Out breaker | Draw-Out breaker - DRWOUTBR | EXVIBRTN | Excessive Vibration | Excessive Vibration - EXVIBRTN | Problem | RS
DRWOUTBR | Draw-Out breaker | Draw-Out breaker - DRWOUTBR | JAMMEDEQ | Jammed Equipment | Jammed Equipment - JAMMEDEQ | Problem | RS
DRWOUTBR | Draw-Out breaker | Draw-Out breaker - DRWOUTBR | LEAKING | Leaking | Leaking - LEAKING | Problem | RS
DRWOUTBR | Draw-Out breaker | Draw-Out breaker - DRWOUTBR | LOWPERF | Low Performance | Low Performance - LOWPERF | Problem | RS
DRWOUTBR | Draw-Out breaker | Draw-Out breaker - DRWOUTBR | NONOPER | Non-Operational | Non-Operational - NONOPER | Problem | RS
DRWOUTBR | Draw-Out breaker | Draw-Out breaker - DRWOUTBR | PHYDMGE | Physical Damage | Physical Damage - PHYDMGE | Problem | RS
DRWOUTBR | Draw-Out breaker | Draw-Out breaker - DRWOUTBR | UNSMELL | Unusual Smell | Unusual Smell - UNSMELL | Problem | RS
DRWOUTBR | Draw-Out breaker | Draw-Out breaker - DRWOUTBR | UNSMOKE | Unusual Smoke | Unusual Smoke - UNSMOKE | Problem | RS
DRWOUTBR | Draw-Out Breaker | Draw-Out Breaker - DRWOUTBR | DOBDET | 600 Volt Draw Out Breaker Deteriorated | 600 Volt Draw Out Breaker Deteriorated - DOBDET | Failure | RS
DRWOUTBR | Draw-Out Breaker | Draw-Out Breaker - DRWOUTBR | DOBFAIL | 600 Volt Draw Out Breaker Failed | 600 Volt Draw Out Breaker Failed - DOBFAIL | Failure | RS
DRWOUTBR | Draw-Out Breaker | Draw-Out Breaker - DRWOUTBR | DOBICSET | 600 V Breaker Incorrect Coordination Settings | 600 V Breaker Incorrect Coordination Settings - DOBICSET | Failure | RS
DRWOUTBR | Draw-Out breaker | Draw-Out breaker - DRWOUTBR | DOBDET | 600 Volt Draw Out Breaker Deteriorated | 600 Volt Draw Out Breaker Deteriorated - DOBDET | Failure | RS
DRWOUTBR | Draw-Out breaker | Draw-Out breaker - DRWOUTBR | DOBFAIL | 600 Volt Draw Out Breaker Failed | 600 Volt Draw Out Breaker Failed - DOBFAIL | Failure | RS
DRWOUTBR | Draw-Out breaker | Draw-Out breaker - DRWOUTBR | DOBICSET | 600 V Breaker Incorrect Coordination Settings | 600 V Breaker Incorrect Coordination Settings - DOBICSET | Failure | RS
DRWOUTBR | Draw-Out Breaker | Draw-Out Breaker - DRWOUTBR | ACCIDENT | Accident | Accident - ACCIDENT | Cause | RS
DRWOUTBR | Draw-Out Breaker | Draw-Out Breaker - DRWOUTBR | ACCWEAR | Accelerated Wear | Accelerated Wear - ACCWEAR | Cause | RS
DRWOUTBR | Draw-Out Breaker | Draw-Out Breaker - DRWOUTBR | ACTGOD | Weather condition/Forces of nature or Act of God | Weather condition/Forces of nature or Act of God - ACTGOD | Cause | RS
DRWOUTBR | Draw-Out Breaker | Draw-Out Breaker - DRWOUTBR | CONTAM | Contamination | Contamination - CONTAM | Cause | RS
DRWOUTBR | Draw-Out Breaker | Draw-Out Breaker - DRWOUTBR | DEFASSET | Defective Asset | Defective Asset - DEFASSET | Cause | RS
DRWOUTBR | Draw-Out Breaker | Draw-Out Breaker - DRWOUTBR | EXLOAD | Excessive Load | Excessive Load - EXLOAD | Cause | RS
DRWOUTBR | Draw-Out Breaker | Draw-Out Breaker - DRWOUTBR | IMPRMNT | Improper Maintenance | Improper Maintenance - IMPRMNT | Cause | RS
DRWOUTBR | Draw-Out Breaker | Draw-Out Breaker - DRWOUTBR | INSLUBR | Insufficient Lubrication | Insufficient Lubrication - INSLUBR | Cause | RS
DRWOUTBR | Draw-Out Breaker | Draw-Out Breaker - DRWOUTBR | LACKTRN | Lack of/ Inadequate Training | Lack of/ Inadequate Training - LACKTRN | Cause | RS
DRWOUTBR | Draw-Out Breaker | Draw-Out Breaker - DRWOUTBR | MISSCMP | Loose/ Missing Component | Loose/ Missing Component - MISSCMP | Cause | RS
DRWOUTBR | Draw-Out Breaker | Draw-Out Breaker - DRWOUTBR | NRMWEAR | Normal Wear | Normal Wear - NRMWEAR | Cause | RS
DRWOUTBR | Draw-Out Breaker | Draw-Out Breaker - DRWOUTBR | OTHER | Other (specify) | Other (specify) - OTHER | Cause | RS
DRWOUTBR | Draw-Out Breaker | Draw-Out Breaker - DRWOUTBR | PRINSTAL | Poor Installation | Poor Installation - PRINSTAL | Cause | RS
DRWOUTBR | Draw-Out Breaker | Draw-Out Breaker - DRWOUTBR | PROCISSU | Procedure Issue | Procedure Issue - PROCISSU | Cause | RS
DRWOUTBR | Draw-Out Breaker | Draw-Out Breaker - DRWOUTBR | UTLFAIL | Utility Failure | Utility Failure - UTLFAIL | Cause | RS
DRWOUTBR | Draw-Out Breaker | Draw-Out Breaker - DRWOUTBR | VNDLSM | Vandalism | Vandalism - VNDLSM | Cause | RS
DRWOUTBR | Draw-Out Breaker | Draw-Out Breaker - DRWOUTBR | WORNCMPT | Defective/ Worn Component | Defective/ Worn Component - WORNCMPT | Cause | RS
DRWOUTBR | Draw-Out breaker | Draw-Out breaker - DRWOUTBR | ACCIDENT | Accident | Accident - ACCIDENT | Cause | RS
DRWOUTBR | Draw-Out breaker | Draw-Out breaker - DRWOUTBR | ACCWEAR | Accelerated Wear | Accelerated Wear - ACCWEAR | Cause | RS
DRWOUTBR | Draw-Out breaker | Draw-Out breaker - DRWOUTBR | ACTGOD | Weather condition/Forces of nature or Act of God | Weather condition/Forces of nature or Act of God - ACTGOD | Cause | RS
DRWOUTBR | Draw-Out breaker | Draw-Out breaker - DRWOUTBR | CONTAM | Contamination | Contamination - CONTAM | Cause | RS
DRWOUTBR | Draw-Out breaker | Draw-Out breaker - DRWOUTBR | DEFASSET | Defective Asset | Defective Asset - DEFASSET | Cause | RS
DRWOUTBR | Draw-Out breaker | Draw-Out breaker - DRWOUTBR | EXLOAD | Excessive Load | Excessive Load - EXLOAD | Cause | RS
DRWOUTBR | Draw-Out breaker | Draw-Out breaker - DRWOUTBR | IMPRMNT | Improper Maintenance | Improper Maintenance - IMPRMNT | Cause | RS
DRWOUTBR | Draw-Out breaker | Draw-Out breaker - DRWOUTBR | INSLUBR | Insufficient Lubrication | Insufficient Lubrication - INSLUBR | Cause | RS
DRWOUTBR | Draw-Out breaker | Draw-Out breaker - DRWOUTBR | LACKTRN | Lack of/ Inadequate Training | Lack of/ Inadequate Training - LACKTRN | Cause | RS
DRWOUTBR | Draw-Out breaker | Draw-Out breaker - DRWOUTBR | MISSCMP | Loose/ Missing Component | Loose/ Missing Component - MISSCMP | Cause | RS
DRWOUTBR | Draw-Out breaker | Draw-Out breaker - DRWOUTBR | NRMWEAR | Normal Wear | Normal Wear - NRMWEAR | Cause | RS
DRWOUTBR | Draw-Out breaker | Draw-Out breaker - DRWOUTBR | OTHER | Other (specify) | Other (specify) - OTHER | Cause | RS
DRWOUTBR | Draw-Out breaker | Draw-Out breaker - DRWOUTBR | PRINSTAL | Poor Installation | Poor Installation - PRINSTAL | Cause | RS
DRWOUTBR | Draw-Out breaker | Draw-Out breaker - DRWOUTBR | PROCISSU | Procedure Issue | Procedure Issue - PROCISSU | Cause | RS
DRWOUTBR | Draw-Out breaker | Draw-Out breaker - DRWOUTBR | UTLFAIL | Utility Failure | Utility Failure - UTLFAIL | Cause | RS
DRWOUTBR | Draw-Out breaker | Draw-Out breaker - DRWOUTBR | VNDLSM | Vandalism | Vandalism - VNDLSM | Cause | RS
DRWOUTBR | Draw-Out breaker | Draw-Out breaker - DRWOUTBR | WORNCMPT | Defective/ Worn Component | Defective/ Worn Component - WORNCMPT | Cause | RS
DRWOUTBR | Draw-Out Breaker | Draw-Out Breaker - DRWOUTBR | ADJUSTD | Adjusted | Adjusted - ADJUSTD | Action | RS
DRWOUTBR | Draw-Out Breaker | Draw-Out Breaker - DRWOUTBR | DECOMM | Decommission | Decommission - DECOMM | Action | RS
DRWOUTBR | Draw-Out Breaker | Draw-Out Breaker - DRWOUTBR | DECONTME | Decontaminate | Decontaminate - DECONTME | Action | RS
DRWOUTBR | Draw-Out Breaker | Draw-Out Breaker - DRWOUTBR | DONOTHIN | Do Nothing | Do Nothing - DONOTHIN | Action | RS
DRWOUTBR | Draw-Out Breaker | Draw-Out Breaker - DRWOUTBR | LUBRCTE | Lubricate | Lubricate - LUBRCTE | Action | RS
DRWOUTBR | Draw-Out Breaker | Draw-Out Breaker - DRWOUTBR | OTHER | Other (specify) | Other (specify) - OTHER | Action | RS
DRWOUTBR | Draw-Out Breaker | Draw-Out Breaker - DRWOUTBR | RECALBRT | Recalibrate | Recalibrate - RECALBRT | Action | RS
DRWOUTBR | Draw-Out Breaker | Draw-Out Breaker - DRWOUTBR | REMVOBT | Remove Obstruction | Remove Obstruction - REMVOBT | Action | RS
DRWOUTBR | Draw-Out Breaker | Draw-Out Breaker - DRWOUTBR | REPCMPT | Repair Component | Repair Component - REPCMPT | Action | RS
DRWOUTBR | Draw-Out Breaker | Draw-Out Breaker - DRWOUTBR | REPLASS | Replace Asset | Replace Asset - REPLASS | Action | RS
DRWOUTBR | Draw-Out Breaker | Draw-Out Breaker - DRWOUTBR | REPLCMPT | Replace Component | Replace Component - REPLCMPT | Action | RS
DRWOUTBR | Draw-Out Breaker | Draw-Out Breaker - DRWOUTBR | REPRASS | Repair Asset | Repair Asset - REPRASS | Action | RS
DRWOUTBR | Draw-Out Breaker | Draw-Out Breaker - DRWOUTBR | UPGRADES | Upgrade | Upgrade - UPGRADES | Action | RS
DRWOUTBR | Draw-Out breaker | Draw-Out breaker - DRWOUTBR | ADJUSTD | Adjusted | Adjusted - ADJUSTD | Action | RS
DRWOUTBR | Draw-Out breaker | Draw-Out breaker - DRWOUTBR | DECOMM | Decommission | Decommission - DECOMM | Action | RS
DRWOUTBR | Draw-Out breaker | Draw-Out breaker - DRWOUTBR | DECONTME | Decontaminate | Decontaminate - DECONTME | Action | RS
DRWOUTBR | Draw-Out breaker | Draw-Out breaker - DRWOUTBR | DONOTHIN | Do Nothing | Do Nothing - DONOTHIN | Action | RS
DRWOUTBR | Draw-Out breaker | Draw-Out breaker - DRWOUTBR | LUBRCTE | Lubricate | Lubricate - LUBRCTE | Action | RS
DRWOUTBR | Draw-Out breaker | Draw-Out breaker - DRWOUTBR | OTHER | Other (specify) | Other (specify) - OTHER | Action | RS
DRWOUTBR | Draw-Out breaker | Draw-Out breaker - DRWOUTBR | RECALBRT | Recalibrate | Recalibrate - RECALBRT | Action | RS
DRWOUTBR | Draw-Out breaker | Draw-Out breaker - DRWOUTBR | REMVOBT | Remove Obstruction | Remove Obstruction - REMVOBT | Action | RS
DRWOUTBR | Draw-Out breaker | Draw-Out breaker - DRWOUTBR | REPCMPT | Repair Component | Repair Component - REPCMPT | Action | RS
DRWOUTBR | Draw-Out breaker | Draw-Out breaker - DRWOUTBR | REPLASS | Replace Asset | Replace Asset - REPLASS | Action | RS
DRWOUTBR | Draw-Out breaker | Draw-Out breaker - DRWOUTBR | REPLCMPT | Replace Component | Replace Component - REPLCMPT | Action | RS
DRWOUTBR | Draw-Out breaker | Draw-Out breaker - DRWOUTBR | REPRASS | Repair Asset | Repair Asset - REPRASS | Action | RS
DRWOUTBR | Draw-Out breaker | Draw-Out breaker - DRWOUTBR | UPGRADES | Upgrade | Upgrade - UPGRADES | Action | RS
DRYARCP | Dryer - Air Compressor | Dryer - Air Compressor - DRYARCP | ABNTEMP | Abnormal Temprature | Abnormal Temprature - ABNTEMP | Problem | RS
DRYARCP | Dryer - Air Compressor | Dryer - Air Compressor - DRYARCP | CORROS | Corrosion | Corrosion - CORROS | Problem | RS
DRYARCP | Dryer - Air Compressor | Dryer - Air Compressor - DRYARCP | ELECTRIP | Electrical Trip Out | Electrical Trip Out - ELECTRIP | Problem | RS
DRYARCP | Dryer - Air Compressor | Dryer - Air Compressor - DRYARCP | EXNOISE | Excessive Noise | Excessive Noise - EXNOISE | Problem | RS
DRYARCP | Dryer - Air Compressor | Dryer - Air Compressor - DRYARCP | EXVIBRTN | Excessive Vibration | Excessive Vibration - EXVIBRTN | Problem | RS
DRYARCP | Dryer - Air Compressor | Dryer - Air Compressor - DRYARCP | INOTL1 | Inlet/Outlet Leak | Inlet/Outlet Leak - INOTL1 | Problem | RS
DRYARCP | Dryer - Air Compressor | Dryer - Air Compressor - DRYARCP | INOTL2 | Inlet/Outlet Leak | Inlet/Outlet Leak - INOTL2 | Problem | RS
DRYARCP | Dryer - Air Compressor | Dryer - Air Compressor - DRYARCP | JAMMEDEQ | Jammed Equipment | Jammed Equipment - JAMMEDEQ | Problem | RS
DRYARCP | Dryer - Air Compressor | Dryer - Air Compressor - DRYARCP | LEAKING | Leaking | Leaking - LEAKING | Problem | RS
DRYARCP | Dryer - Air Compressor | Dryer - Air Compressor - DRYARCP | LOWPERF | Low Performance | Low Performance - LOWPERF | Problem | RS
DRYARCP | Dryer - Air Compressor | Dryer - Air Compressor - DRYARCP | LSSPR2 | Loss Of Pressure/Air Leak | Loss Of Pressure/Air Leak - LSSPR2 | Problem | RS
DRYARCP | Dryer - Air Compressor | Dryer - Air Compressor - DRYARCP | LSSPR3 | Loss Of Pressure/Air Leak | Loss Of Pressure/Air Leak - LSSPR3 | Problem | RS
DRYARCP | Dryer - Air Compressor | Dryer - Air Compressor - DRYARCP | LSSRF1 | Loss Of Refrigerant | Loss Of Refrigerant - LSSRF1 | Problem | RS
DRYARCP | Dryer - Air Compressor | Dryer - Air Compressor - DRYARCP | MOINLNS1 | Moisture In The Lines | Moisture In The Lines - MOINLNS1 | Problem | RS
DRYARCP | Dryer - Air Compressor | Dryer - Air Compressor - DRYARCP | NONOPER | Non-Operational | Non-Operational - NONOPER | Problem | RS
DRYARCP | Dryer - Air Compressor | Dryer - Air Compressor - DRYARCP | NONOPER5 | Non-Operational | Non-Operational - NONOPER5 | Problem | RS
DRYARCP | Dryer - Air Compressor | Dryer - Air Compressor - DRYARCP | NONOPER6 | Non-Operational | Non-Operational - NONOPER6 | Problem | RS
DRYARCP | Dryer - Air Compressor | Dryer - Air Compressor - DRYARCP | PHYDMGE | Physical Damage | Physical Damage - PHYDMGE | Problem | RS
DRYARCP | Dryer - Air Compressor | Dryer - Air Compressor - DRYARCP | UNSMELL | Unusual Smell | Unusual Smell - UNSMELL | Problem | RS
DRYARCP | Dryer - Air Compressor | Dryer - Air Compressor - DRYARCP | UNSMOKE | Unusual Smoke | Unusual Smoke - UNSMOKE | Problem | RS
DRYARCP | Dryer-Air Compressor | Dryer-Air Compressor - DRYARCP | ABNTEMP | Abnormal Temprature | Abnormal Temprature - ABNTEMP | Problem | RS
DRYARCP | Dryer-Air Compressor | Dryer-Air Compressor - DRYARCP | CORROS | Corrosion | Corrosion - CORROS | Problem | RS
DRYARCP | Dryer-Air Compressor | Dryer-Air Compressor - DRYARCP | ELECTRIP | Electrical Trip Out | Electrical Trip Out - ELECTRIP | Problem | RS
DRYARCP | Dryer-Air Compressor | Dryer-Air Compressor - DRYARCP | EXNOISE | Excessive Noise | Excessive Noise - EXNOISE | Problem | RS
DRYARCP | Dryer-Air Compressor | Dryer-Air Compressor - DRYARCP | EXVIBRTN | Excessive Vibration | Excessive Vibration - EXVIBRTN | Problem | RS
DRYARCP | Dryer-Air Compressor | Dryer-Air Compressor - DRYARCP | INOTL1 | Inlet/Outlet Leak | Inlet/Outlet Leak - INOTL1 | Problem | RS
DRYARCP | Dryer-Air Compressor | Dryer-Air Compressor - DRYARCP | INOTL2 | Inlet/Outlet Leak | Inlet/Outlet Leak - INOTL2 | Problem | RS
DRYARCP | Dryer-Air Compressor | Dryer-Air Compressor - DRYARCP | JAMMEDEQ | Jammed Equipment | Jammed Equipment - JAMMEDEQ | Problem | RS
DRYARCP | Dryer-Air Compressor | Dryer-Air Compressor - DRYARCP | LEAKING | Leaking | Leaking - LEAKING | Problem | RS
DRYARCP | Dryer-Air Compressor | Dryer-Air Compressor - DRYARCP | LOWPERF | Low Performance | Low Performance - LOWPERF | Problem | RS
DRYARCP | Dryer-Air Compressor | Dryer-Air Compressor - DRYARCP | LSSPR2 | Loss Of Pressure/Air Leak | Loss Of Pressure/Air Leak - LSSPR2 | Problem | RS
DRYARCP | Dryer-Air Compressor | Dryer-Air Compressor - DRYARCP | LSSPR3 | Loss Of Pressure/Air Leak | Loss Of Pressure/Air Leak - LSSPR3 | Problem | RS
DRYARCP | Dryer-Air Compressor | Dryer-Air Compressor - DRYARCP | LSSRF1 | Loss Of Refrigerant | Loss Of Refrigerant - LSSRF1 | Problem | RS
DRYARCP | Dryer-Air Compressor | Dryer-Air Compressor - DRYARCP | MOINLNS1 | Moisture In The Lines | Moisture In The Lines - MOINLNS1 | Problem | RS
DRYARCP | Dryer-Air Compressor | Dryer-Air Compressor - DRYARCP | NONOPER | Non-Operational | Non-Operational - NONOPER | Problem | RS
DRYARCP | Dryer-Air Compressor | Dryer-Air Compressor - DRYARCP | NONOPER5 | Non-Operational | Non-Operational - NONOPER5 | Problem | RS
DRYARCP | Dryer-Air Compressor | Dryer-Air Compressor - DRYARCP | NONOPER6 | Non-Operational | Non-Operational - NONOPER6 | Problem | RS
DRYARCP | Dryer-Air Compressor | Dryer-Air Compressor - DRYARCP | PHYDMGE | Physical Damage | Physical Damage - PHYDMGE | Problem | RS
DRYARCP | Dryer-Air Compressor | Dryer-Air Compressor - DRYARCP | UNSMELL | Unusual Smell | Unusual Smell - UNSMELL | Problem | RS
DRYARCP | Dryer-Air Compressor | Dryer-Air Compressor - DRYARCP | UNSMOKE | Unusual Smoke | Unusual Smoke - UNSMOKE | Problem | RS
DRYARCP | Dryer - Air Compressor | Dryer - Air Compressor - DRYARCP | AIFCONT | Air intake filter contaminated | Air intake filter contaminated - AIFCONT | Failure | RS
DRYARCP | Dryer - Air Compressor | Dryer - Air Compressor - DRYARCP | BROKSEL3 | Broken Seal | Broken Seal - BROKSEL3 | Failure | RS
DRYARCP | Dryer - Air Compressor | Dryer - Air Compressor - DRYARCP | BROKSEL4 | Broken Seal | Broken Seal - BROKSEL4 | Failure | RS
DRYARCP | Dryer - Air Compressor | Dryer - Air Compressor - DRYARCP | BROKSEL5 | Broken Seal | Broken Seal - BROKSEL5 | Failure | RS
DRYARCP | Dryer - Air Compressor | Dryer - Air Compressor - DRYARCP | CLOGFI5 | Clogged Filter | Clogged Filter - CLOGFI5 | Failure | RS
DRYARCP | Dryer - Air Compressor | Dryer - Air Compressor - DRYARCP | CLOGFI6 | Clogged Filter | Clogged Filter - CLOGFI6 | Failure | RS
DRYARCP | Dryer - Air Compressor | Dryer - Air Compressor - DRYARCP | CLOGFI7 | Clogged Filter | Clogged Filter - CLOGFI7 | Failure | RS
DRYARCP | Dryer - Air Compressor | Dryer - Air Compressor - DRYARCP | CLOGFI8 | Clogged Filter | Clogged Filter - CLOGFI8 | Failure | RS
DRYARCP | Dryer - Air Compressor | Dryer - Air Compressor - DRYARCP | CMDRCDET | Compressor air-dryer components deteriorated | Compressor air-dryer components deteriorated - CMDRCDET | Failure | RS
DRYARCP | Dryer - Air Compressor | Dryer - Air Compressor - DRYARCP | CMDRCONT | Dryer - air compressor pressure dew point cartridge contaminated | Dryer - air compressor pressure dew point cartridge contaminated - CMDRCONT | Failure | RS
DRYARCP | Dryer - Air Compressor | Dryer - Air Compressor - DRYARCP | CMDRDSAT | Dryer-air compressor desiccant saturated | Dryer-air compressor desiccant saturated - CMDRDSAT | Failure | RS
DRYARCP | Dryer - Air Compressor | Dryer - Air Compressor - DRYARCP | DEFECD1 | Defected Condenser | Defected Condenser - DEFECD1 | Failure | RS
DRYARCP | Dryer - Air Compressor | Dryer - Air Compressor - DRYARCP | DEFEMO7 | Defected Motor | Defected Motor - DEFEMO7 | Failure | RS
DRYARCP | Dryer - Air Compressor | Dryer - Air Compressor - DRYARCP | DEFEMO8 | Defected Motor | Defected Motor - DEFEMO8 | Failure | RS
DRYARCP | Dryer - Air Compressor | Dryer - Air Compressor - DRYARCP | DEFESE3 | Defected Sensor | Defected Sensor - DEFESE3 | Failure | RS
DRYARCP | Dryer - Air Compressor | Dryer - Air Compressor - DRYARCP | DEFESE4 | Defected Sensor | Defected Sensor - DEFESE4 | Failure | RS
DRYARCP | Dryer - Air Compressor | Dryer - Air Compressor - DRYARCP | DEFEVAL1 | Defected Valve | Defected Valve - DEFEVAL1 | Failure | RS
DRYARCP | Dryer - Air Compressor | Dryer - Air Compressor - DRYARCP | DEFEVAL2 | Defected Valve | Defected Valve - DEFEVAL2 | Failure | RS
DRYARCP | Dryer - Air Compressor | Dryer - Air Compressor - DRYARCP | DETEPI1 | Deteriorated Piping | Deteriorated Piping - DETEPI1 | Failure | RS
DRYARCP | Dryer - Air Compressor | Dryer - Air Compressor - DRYARCP | DETEPI2 | Deteriorated Piping | Deteriorated Piping - DETEPI2 | Failure | RS
DRYARCP | Dryer - Air Compressor | Dryer - Air Compressor - DRYARCP | EXPIDE1 | Expired Desiccant | Expired Desiccant - EXPIDE1 | Failure | RS
DRYARCP | Dryer - Air Compressor | Dryer - Air Compressor - DRYARCP | LOOSCO3 | Loose Connections | Loose Connections - LOOSCO3 | Failure | RS
DRYARCP | Dryer - Air Compressor | Dryer - Air Compressor - DRYARCP | LOOSELC2 | Loose Elec. Connections | Loose Elec. Connections - LOOSELC2 | Failure | RS
DRYARCP | Dryer - Air Compressor | Dryer - Air Compressor - DRYARCP | LOOSELC3 | Loose Elec. Connections | Loose Elec. Connections - LOOSELC3 | Failure | RS
DRYARCP | Dryer - Air Compressor | Dryer - Air Compressor - DRYARCP | LOOSELC4 | Loose Elec. Connections | Loose Elec. Connections - LOOSELC4 | Failure | RS
DRYARCP | Dryer - Air Compressor | Dryer - Air Compressor - DRYARCP | LOOSELC5 | Loose Elec. Connections | Loose Elec. Connections - LOOSELC5 | Failure | RS
DRYARCP | Dryer - Air Compressor | Dryer - Air Compressor - DRYARCP | LOOSMEC1 | Loose Mech. Connections | Loose Mech. Connections - LOOSMEC1 | Failure | RS
DRYARCP | Dryer - Air Compressor | Dryer - Air Compressor - DRYARCP | LOOSMEC2 | Loose Mech. Connections | Loose Mech. Connections - LOOSMEC2 | Failure | RS
DRYARCP | Dryer - Air Compressor | Dryer - Air Compressor - DRYARCP | RCMCDET | Refrigerated compressor air-dryer components deteriorated | Refrigerated compressor air-dryer components deteriorated - RCMCDET | Failure | RS
DRYARCP | Dryer - Air Compressor | Dryer - Air Compressor - DRYARCP | WORNDE1 | Worn Desiccant | Worn Desiccant - WORNDE1 | Failure | RS
DRYARCP | Dryer - Air Compressor | Dryer - Air Compressor - DRYARCP | WORNSE13 | Worn Seal | Worn Seal - WORNSE13 | Failure | RS
DRYARCP | Dryer - Air Compressor | Dryer - Air Compressor - DRYARCP | WORNSE14 | Worn Seal | Worn Seal - WORNSE14 | Failure | RS
DRYARCP | Dryer - Air Compressor | Dryer - Air Compressor - DRYARCP | WORNSE15 | Worn Seal | Worn Seal - WORNSE15 | Failure | RS
DRYARCP | Dryer-Air Compressor | Dryer-Air Compressor - DRYARCP | AIFCONT | Air intake filter contaminated | Air intake filter contaminated - AIFCONT | Failure | RS
DRYARCP | Dryer-Air Compressor | Dryer-Air Compressor - DRYARCP | BROKSEL3 | Broken Seal | Broken Seal - BROKSEL3 | Failure | RS
DRYARCP | Dryer-Air Compressor | Dryer-Air Compressor - DRYARCP | BROKSEL4 | Broken Seal | Broken Seal - BROKSEL4 | Failure | RS
DRYARCP | Dryer-Air Compressor | Dryer-Air Compressor - DRYARCP | BROKSEL5 | Broken Seal | Broken Seal - BROKSEL5 | Failure | RS
DRYARCP | Dryer-Air Compressor | Dryer-Air Compressor - DRYARCP | CLOGFI5 | Clogged Filter | Clogged Filter - CLOGFI5 | Failure | RS
DRYARCP | Dryer-Air Compressor | Dryer-Air Compressor - DRYARCP | CLOGFI6 | Clogged Filter | Clogged Filter - CLOGFI6 | Failure | RS
DRYARCP | Dryer-Air Compressor | Dryer-Air Compressor - DRYARCP | CLOGFI7 | Clogged Filter | Clogged Filter - CLOGFI7 | Failure | RS
DRYARCP | Dryer-Air Compressor | Dryer-Air Compressor - DRYARCP | CLOGFI8 | Clogged Filter | Clogged Filter - CLOGFI8 | Failure | RS
DRYARCP | Dryer-Air Compressor | Dryer-Air Compressor - DRYARCP | CMDRCDET | Compressor air-dryer components deteriorated | Compressor air-dryer components deteriorated - CMDRCDET | Failure | RS
DRYARCP | Dryer-Air Compressor | Dryer-Air Compressor - DRYARCP | CMDRCONT | Dryer - air compressor pressure dew point cartridge contaminated | Dryer - air compressor pressure dew point cartridge contaminated - CMDRCONT | Failure | RS
DRYARCP | Dryer-Air Compressor | Dryer-Air Compressor - DRYARCP | CMDRDSAT | Dryer-air compressor desiccant saturated | Dryer-air compressor desiccant saturated - CMDRDSAT | Failure | RS
DRYARCP | Dryer-Air Compressor | Dryer-Air Compressor - DRYARCP | DEFECD1 | Defected Condenser | Defected Condenser - DEFECD1 | Failure | RS
DRYARCP | Dryer-Air Compressor | Dryer-Air Compressor - DRYARCP | DEFEMO7 | Defected Motor | Defected Motor - DEFEMO7 | Failure | RS
DRYARCP | Dryer-Air Compressor | Dryer-Air Compressor - DRYARCP | DEFEMO8 | Defected Motor | Defected Motor - DEFEMO8 | Failure | RS
DRYARCP | Dryer-Air Compressor | Dryer-Air Compressor - DRYARCP | DEFESE3 | Defected Sensor | Defected Sensor - DEFESE3 | Failure | RS
DRYARCP | Dryer-Air Compressor | Dryer-Air Compressor - DRYARCP | DEFESE4 | Defected Sensor | Defected Sensor - DEFESE4 | Failure | RS
DRYARCP | Dryer-Air Compressor | Dryer-Air Compressor - DRYARCP | DEFEVAL1 | Defected Valve | Defected Valve - DEFEVAL1 | Failure | RS
DRYARCP | Dryer-Air Compressor | Dryer-Air Compressor - DRYARCP | DEFEVAL2 | Defected Valve | Defected Valve - DEFEVAL2 | Failure | RS
DRYARCP | Dryer-Air Compressor | Dryer-Air Compressor - DRYARCP | DETEPI1 | Deteriorated Piping | Deteriorated Piping - DETEPI1 | Failure | RS
DRYARCP | Dryer-Air Compressor | Dryer-Air Compressor - DRYARCP | DETEPI2 | Deteriorated Piping | Deteriorated Piping - DETEPI2 | Failure | RS
DRYARCP | Dryer-Air Compressor | Dryer-Air Compressor - DRYARCP | EXPIDE1 | Expired Desiccant | Expired Desiccant - EXPIDE1 | Failure | RS
DRYARCP | Dryer-Air Compressor | Dryer-Air Compressor - DRYARCP | LOOSCO3 | Loose Connections | Loose Connections - LOOSCO3 | Failure | RS
DRYARCP | Dryer-Air Compressor | Dryer-Air Compressor - DRYARCP | LOOSELC2 | Loose Elec. Connections | Loose Elec. Connections - LOOSELC2 | Failure | RS
DRYARCP | Dryer-Air Compressor | Dryer-Air Compressor - DRYARCP | LOOSELC3 | Loose Elec. Connections | Loose Elec. Connections - LOOSELC3 | Failure | RS
DRYARCP | Dryer-Air Compressor | Dryer-Air Compressor - DRYARCP | LOOSELC4 | Loose Elec. Connections | Loose Elec. Connections - LOOSELC4 | Failure | RS
DRYARCP | Dryer-Air Compressor | Dryer-Air Compressor - DRYARCP | LOOSELC5 | Loose Elec. Connections | Loose Elec. Connections - LOOSELC5 | Failure | RS
DRYARCP | Dryer-Air Compressor | Dryer-Air Compressor - DRYARCP | LOOSMEC1 | Loose Mech. Connections | Loose Mech. Connections - LOOSMEC1 | Failure | RS
DRYARCP | Dryer-Air Compressor | Dryer-Air Compressor - DRYARCP | LOOSMEC2 | Loose Mech. Connections | Loose Mech. Connections - LOOSMEC2 | Failure | RS
DRYARCP | Dryer-Air Compressor | Dryer-Air Compressor - DRYARCP | RCMCDET | Refrigerated compressor air-dryer components deteriorated | Refrigerated compressor air-dryer components deteriorated - RCMCDET | Failure | RS
DRYARCP | Dryer-Air Compressor | Dryer-Air Compressor - DRYARCP | WORNDE1 | Worn Desiccant | Worn Desiccant - WORNDE1 | Failure | RS
DRYARCP | Dryer-Air Compressor | Dryer-Air Compressor - DRYARCP | WORNSE13 | Worn Seal | Worn Seal - WORNSE13 | Failure | RS
DRYARCP | Dryer-Air Compressor | Dryer-Air Compressor - DRYARCP | WORNSE14 | Worn Seal | Worn Seal - WORNSE14 | Failure | RS
DRYARCP | Dryer-Air Compressor | Dryer-Air Compressor - DRYARCP | WORNSE15 | Worn Seal | Worn Seal - WORNSE15 | Failure | RS
DRYARCP | Dryer - Air Compressor | Dryer - Air Compressor - DRYARCP | ACCIDENT | Accident | Accident - ACCIDENT | Cause | RS
DRYARCP | Dryer - Air Compressor | Dryer - Air Compressor - DRYARCP | ACCWEAR | Accelerated Wear | Accelerated Wear - ACCWEAR | Cause | RS
DRYARCP | Dryer - Air Compressor | Dryer - Air Compressor - DRYARCP | ACTGOD | Weather condition/Forces of nature or Act of God | Weather condition/Forces of nature or Act of God - ACTGOD | Cause | RS
DRYARCP | Dryer - Air Compressor | Dryer - Air Compressor - DRYARCP | AGING128 | Aging | Aging - AGING128 | Cause | RS
DRYARCP | Dryer - Air Compressor | Dryer - Air Compressor - DRYARCP | AGING161 | Aging | Aging - AGING161 | Cause | RS
DRYARCP | Dryer - Air Compressor | Dryer - Air Compressor - DRYARCP | AGING43 | Aging | Aging - AGING43 | Cause | RS
DRYARCP | Dryer - Air Compressor | Dryer - Air Compressor - DRYARCP | AGING54 | Aging | Aging - AGING54 | Cause | RS
DRYARCP | Dryer - Air Compressor | Dryer - Air Compressor - DRYARCP | AGING74 | Aging | Aging - AGING74 | Cause | RS
DRYARCP | Dryer - Air Compressor | Dryer - Air Compressor - DRYARCP | CONTAM | Contamination | Contamination - CONTAM | Cause | RS
DRYARCP | Dryer - Air Compressor | Dryer - Air Compressor - DRYARCP | CONTAM11 | Contamination | Contamination - CONTAM11 | Cause | RS
DRYARCP | Dryer - Air Compressor | Dryer - Air Compressor - DRYARCP | CONTAM14 | Contamination | Contamination - CONTAM14 | Cause | RS
DRYARCP | Dryer - Air Compressor | Dryer - Air Compressor - DRYARCP | CONTAM17 | Contamination | Contamination - CONTAM17 | Cause | RS
DRYARCP | Dryer - Air Compressor | Dryer - Air Compressor - DRYARCP | CONTAM20 | Contamination | Contamination - CONTAM20 | Cause | RS
DRYARCP | Dryer - Air Compressor | Dryer - Air Compressor - DRYARCP | CONTAM25 | Contamination | Contamination - CONTAM25 | Cause | RS
DRYARCP | Dryer - Air Compressor | Dryer - Air Compressor - DRYARCP | CONTAM8 | Contamination | Contamination - CONTAM8 | Cause | RS
DRYARCP | Dryer - Air Compressor | Dryer - Air Compressor - DRYARCP | DEFASSET | Defective Asset | Defective Asset - DEFASSET | Cause | RS
DRYARCP | Dryer - Air Compressor | Dryer - Air Compressor - DRYARCP | EXLOAD | Excessive Load | Excessive Load - EXLOAD | Cause | RS
DRYARCP | Dryer - Air Compressor | Dryer - Air Compressor - DRYARCP | IMPRIN16 | Improper Installation | Improper Installation - IMPRIN16 | Cause | RS
DRYARCP | Dryer - Air Compressor | Dryer - Air Compressor - DRYARCP | IMPRIN25 | Improper Installation | Improper Installation - IMPRIN25 | Cause | RS
DRYARCP | Dryer - Air Compressor | Dryer - Air Compressor - DRYARCP | IMPRM12 | Improper Maintenance | Improper Maintenance - IMPRM12 | Cause | RS
DRYARCP | Dryer - Air Compressor | Dryer - Air Compressor - DRYARCP | IMPRM13 | Improper Maintenance | Improper Maintenance - IMPRM13 | Cause | RS
DRYARCP | Dryer - Air Compressor | Dryer - Air Compressor - DRYARCP | IMPRM42 | Improper Maintenance | Improper Maintenance - IMPRM42 | Cause | RS
DRYARCP | Dryer - Air Compressor | Dryer - Air Compressor - DRYARCP | IMPRM47 | Improper Maintenance | Improper Maintenance - IMPRM47 | Cause | RS
DRYARCP | Dryer - Air Compressor | Dryer - Air Compressor - DRYARCP | IMPRM51 | Improper Maintenance | Improper Maintenance - IMPRM51 | Cause | RS
DRYARCP | Dryer - Air Compressor | Dryer - Air Compressor - DRYARCP | IMPRM54 | Improper Maintenance | Improper Maintenance - IMPRM54 | Cause | RS
DRYARCP | Dryer - Air Compressor | Dryer - Air Compressor - DRYARCP | IMPRM56 | Improper Maintenance | Improper Maintenance - IMPRM56 | Cause | RS
DRYARCP | Dryer - Air Compressor | Dryer - Air Compressor - DRYARCP | IMPRM59 | Improper Maintenance | Improper Maintenance - IMPRM59 | Cause | RS
DRYARCP | Dryer - Air Compressor | Dryer - Air Compressor - DRYARCP | IMPRMNT | Improper Maintenance | Improper Maintenance - IMPRMNT | Cause | RS
DRYARCP | Dryer - Air Compressor | Dryer - Air Compressor - DRYARCP | IMPRMNT4 | Improper Maintenance | Improper Maintenance - IMPRMNT4 | Cause | RS
DRYARCP | Dryer - Air Compressor | Dryer - Air Compressor - DRYARCP | IMPRMNT8 | Improper Maintenance | Improper Maintenance - IMPRMNT8 | Cause | RS
DRYARCP | Dryer - Air Compressor | Dryer - Air Compressor - DRYARCP | INSLUBR | Insufficient Lubrication | Insufficient Lubrication - INSLUBR | Cause | RS
DRYARCP | Dryer - Air Compressor | Dryer - Air Compressor - DRYARCP | LACKTRN | Lack of/ Inadequate Training | Lack of/ Inadequate Training - LACKTRN | Cause | RS
DRYARCP | Dryer - Air Compressor | Dryer - Air Compressor - DRYARCP | MISSCMP | Loose/ Missing Component | Loose/ Missing Component - MISSCMP | Cause | RS
DRYARCP | Dryer - Air Compressor | Dryer - Air Compressor - DRYARCP | NORMW25 | Normal Wear | Normal Wear - NORMW25 | Cause | RS
DRYARCP | Dryer - Air Compressor | Dryer - Air Compressor - DRYARCP | NORMW26 | Normal Wear | Normal Wear - NORMW26 | Cause | RS
DRYARCP | Dryer - Air Compressor | Dryer - Air Compressor - DRYARCP | NORMW27 | Normal Wear | Normal Wear - NORMW27 | Cause | RS
DRYARCP | Dryer - Air Compressor | Dryer - Air Compressor - DRYARCP | NORMW28 | Normal Wear | Normal Wear - NORMW28 | Cause | RS
DRYARCP | Dryer - Air Compressor | Dryer - Air Compressor - DRYARCP | NORMW30 | Normal Wear | Normal Wear - NORMW30 | Cause | RS
DRYARCP | Dryer - Air Compressor | Dryer - Air Compressor - DRYARCP | NORMW5 | Normal Wear | Normal Wear - NORMW5 | Cause | RS
DRYARCP | Dryer - Air Compressor | Dryer - Air Compressor - DRYARCP | NORMW61 | Normal Wear | Normal Wear - NORMW61 | Cause | RS
DRYARCP | Dryer - Air Compressor | Dryer - Air Compressor - DRYARCP | NORMW62 | Normal Wear | Normal Wear - NORMW62 | Cause | RS
DRYARCP | Dryer - Air Compressor | Dryer - Air Compressor - DRYARCP | NRMWEAR | Normal Wear | Normal Wear - NRMWEAR | Cause | RS
DRYARCP | Dryer - Air Compressor | Dryer - Air Compressor - DRYARCP | OTHER | Other (specify) | Other (specify) - OTHER | Cause | RS
DRYARCP | Dryer - Air Compressor | Dryer - Air Compressor - DRYARCP | PRINSTAL | Poor Installation | Poor Installation - PRINSTAL | Cause | RS
DRYARCP | Dryer - Air Compressor | Dryer - Air Compressor - DRYARCP | PROCISSU | Procedure Issue | Procedure Issue - PROCISSU | Cause | RS
DRYARCP | Dryer - Air Compressor | Dryer - Air Compressor - DRYARCP | UTLFAIL | Utility Failure | Utility Failure - UTLFAIL | Cause | RS
DRYARCP | Dryer - Air Compressor | Dryer - Air Compressor - DRYARCP | VNDLSM | Vandalism | Vandalism - VNDLSM | Cause | RS
DRYARCP | Dryer - Air Compressor | Dryer - Air Compressor - DRYARCP | WEAR1 | Wear | Wear - WEAR1 | Cause | RS
DRYARCP | Dryer - Air Compressor | Dryer - Air Compressor - DRYARCP | WORNCMPT | Defective/ Worn Component | Defective/ Worn Component - WORNCMPT | Cause | RS
DRYARCP | Dryer-Air Compressor | Dryer-Air Compressor - DRYARCP | ACCIDENT | Accident | Accident - ACCIDENT | Cause | RS
DRYARCP | Dryer-Air Compressor | Dryer-Air Compressor - DRYARCP | ACCWEAR | Accelerated Wear | Accelerated Wear - ACCWEAR | Cause | RS
DRYARCP | Dryer-Air Compressor | Dryer-Air Compressor - DRYARCP | ACTGOD | Weather condition/Forces of nature or Act of God | Weather condition/Forces of nature or Act of God - ACTGOD | Cause | RS
DRYARCP | Dryer-Air Compressor | Dryer-Air Compressor - DRYARCP | AGING128 | Aging | Aging - AGING128 | Cause | RS
DRYARCP | Dryer-Air Compressor | Dryer-Air Compressor - DRYARCP | AGING161 | Aging | Aging - AGING161 | Cause | RS
DRYARCP | Dryer-Air Compressor | Dryer-Air Compressor - DRYARCP | AGING43 | Aging | Aging - AGING43 | Cause | RS
DRYARCP | Dryer-Air Compressor | Dryer-Air Compressor - DRYARCP | AGING54 | Aging | Aging - AGING54 | Cause | RS
DRYARCP | Dryer-Air Compressor | Dryer-Air Compressor - DRYARCP | AGING74 | Aging | Aging - AGING74 | Cause | RS
DRYARCP | Dryer-Air Compressor | Dryer-Air Compressor - DRYARCP | CONTAM | Contamination | Contamination - CONTAM | Cause | RS
DRYARCP | Dryer-Air Compressor | Dryer-Air Compressor - DRYARCP | CONTAM11 | Contamination | Contamination - CONTAM11 | Cause | RS
DRYARCP | Dryer-Air Compressor | Dryer-Air Compressor - DRYARCP | CONTAM14 | Contamination | Contamination - CONTAM14 | Cause | RS
DRYARCP | Dryer-Air Compressor | Dryer-Air Compressor - DRYARCP | CONTAM17 | Contamination | Contamination - CONTAM17 | Cause | RS
DRYARCP | Dryer-Air Compressor | Dryer-Air Compressor - DRYARCP | CONTAM20 | Contamination | Contamination - CONTAM20 | Cause | RS
DRYARCP | Dryer-Air Compressor | Dryer-Air Compressor - DRYARCP | CONTAM25 | Contamination | Contamination - CONTAM25 | Cause | RS
DRYARCP | Dryer-Air Compressor | Dryer-Air Compressor - DRYARCP | CONTAM8 | Contamination | Contamination - CONTAM8 | Cause | RS
DRYARCP | Dryer-Air Compressor | Dryer-Air Compressor - DRYARCP | DEFASSET | Defective Asset | Defective Asset - DEFASSET | Cause | RS
DRYARCP | Dryer-Air Compressor | Dryer-Air Compressor - DRYARCP | EXLOAD | Excessive Load | Excessive Load - EXLOAD | Cause | RS
DRYARCP | Dryer-Air Compressor | Dryer-Air Compressor - DRYARCP | IMPRIN16 | Improper Installation | Improper Installation - IMPRIN16 | Cause | RS
DRYARCP | Dryer-Air Compressor | Dryer-Air Compressor - DRYARCP | IMPRIN25 | Improper Installation | Improper Installation - IMPRIN25 | Cause | RS
DRYARCP | Dryer-Air Compressor | Dryer-Air Compressor - DRYARCP | IMPRM12 | Improper Maintenance | Improper Maintenance - IMPRM12 | Cause | RS
DRYARCP | Dryer-Air Compressor | Dryer-Air Compressor - DRYARCP | IMPRM13 | Improper Maintenance | Improper Maintenance - IMPRM13 | Cause | RS
DRYARCP | Dryer-Air Compressor | Dryer-Air Compressor - DRYARCP | IMPRM42 | Improper Maintenance | Improper Maintenance - IMPRM42 | Cause | RS
DRYARCP | Dryer-Air Compressor | Dryer-Air Compressor - DRYARCP | IMPRM47 | Improper Maintenance | Improper Maintenance - IMPRM47 | Cause | RS
DRYARCP | Dryer-Air Compressor | Dryer-Air Compressor - DRYARCP | IMPRM51 | Improper Maintenance | Improper Maintenance - IMPRM51 | Cause | RS
DRYARCP | Dryer-Air Compressor | Dryer-Air Compressor - DRYARCP | IMPRM54 | Improper Maintenance | Improper Maintenance - IMPRM54 | Cause | RS
DRYARCP | Dryer-Air Compressor | Dryer-Air Compressor - DRYARCP | IMPRM56 | Improper Maintenance | Improper Maintenance - IMPRM56 | Cause | RS
DRYARCP | Dryer-Air Compressor | Dryer-Air Compressor - DRYARCP | IMPRM59 | Improper Maintenance | Improper Maintenance - IMPRM59 | Cause | RS
DRYARCP | Dryer-Air Compressor | Dryer-Air Compressor - DRYARCP | IMPRMNT | Improper Maintenance | Improper Maintenance - IMPRMNT | Cause | RS
DRYARCP | Dryer-Air Compressor | Dryer-Air Compressor - DRYARCP | IMPRMNT4 | Improper Maintenance | Improper Maintenance - IMPRMNT4 | Cause | RS
DRYARCP | Dryer-Air Compressor | Dryer-Air Compressor - DRYARCP | IMPRMNT8 | Improper Maintenance | Improper Maintenance - IMPRMNT8 | Cause | RS
DRYARCP | Dryer-Air Compressor | Dryer-Air Compressor - DRYARCP | INSLUBR | Insufficient Lubrication | Insufficient Lubrication - INSLUBR | Cause | RS
DRYARCP | Dryer-Air Compressor | Dryer-Air Compressor - DRYARCP | LACKTRN | Lack of/ Inadequate Training | Lack of/ Inadequate Training - LACKTRN | Cause | RS
DRYARCP | Dryer-Air Compressor | Dryer-Air Compressor - DRYARCP | MISSCMP | Loose/ Missing Component | Loose/ Missing Component - MISSCMP | Cause | RS
DRYARCP | Dryer-Air Compressor | Dryer-Air Compressor - DRYARCP | NORMW25 | Normal Wear | Normal Wear - NORMW25 | Cause | RS
DRYARCP | Dryer-Air Compressor | Dryer-Air Compressor - DRYARCP | NORMW26 | Normal Wear | Normal Wear - NORMW26 | Cause | RS
DRYARCP | Dryer-Air Compressor | Dryer-Air Compressor - DRYARCP | NORMW27 | Normal Wear | Normal Wear - NORMW27 | Cause | RS
DRYARCP | Dryer-Air Compressor | Dryer-Air Compressor - DRYARCP | NORMW28 | Normal Wear | Normal Wear - NORMW28 | Cause | RS
DRYARCP | Dryer-Air Compressor | Dryer-Air Compressor - DRYARCP | NORMW30 | Normal Wear | Normal Wear - NORMW30 | Cause | RS
DRYARCP | Dryer-Air Compressor | Dryer-Air Compressor - DRYARCP | NORMW5 | Normal Wear | Normal Wear - NORMW5 | Cause | RS
DRYARCP | Dryer-Air Compressor | Dryer-Air Compressor - DRYARCP | NORMW61 | Normal Wear | Normal Wear - NORMW61 | Cause | RS
DRYARCP | Dryer-Air Compressor | Dryer-Air Compressor - DRYARCP | NORMW62 | Normal Wear | Normal Wear - NORMW62 | Cause | RS
DRYARCP | Dryer-Air Compressor | Dryer-Air Compressor - DRYARCP | NRMWEAR | Normal Wear | Normal Wear - NRMWEAR | Cause | RS
DRYARCP | Dryer-Air Compressor | Dryer-Air Compressor - DRYARCP | OTHER | Other (specify) | Other (specify) - OTHER | Cause | RS
DRYARCP | Dryer-Air Compressor | Dryer-Air Compressor - DRYARCP | PRINSTAL | Poor Installation | Poor Installation - PRINSTAL | Cause | RS
DRYARCP | Dryer-Air Compressor | Dryer-Air Compressor - DRYARCP | PROCISSU | Procedure Issue | Procedure Issue - PROCISSU | Cause | RS
DRYARCP | Dryer-Air Compressor | Dryer-Air Compressor - DRYARCP | UTLFAIL | Utility Failure | Utility Failure - UTLFAIL | Cause | RS
DRYARCP | Dryer-Air Compressor | Dryer-Air Compressor - DRYARCP | VNDLSM | Vandalism | Vandalism - VNDLSM | Cause | RS
DRYARCP | Dryer-Air Compressor | Dryer-Air Compressor - DRYARCP | WEAR1 | Wear | Wear - WEAR1 | Cause | RS
DRYARCP | Dryer-Air Compressor | Dryer-Air Compressor - DRYARCP | WORNCMPT | Defective/ Worn Component | Defective/ Worn Component - WORNCMPT | Cause | RS
DRYARCP | Dryer - Air Compressor | Dryer - Air Compressor - DRYARCP | ADJUSTD | Adjusted | Adjusted - ADJUSTD | Action | RS
DRYARCP | Dryer - Air Compressor | Dryer - Air Compressor - DRYARCP | DECOMM | Decommission | Decommission - DECOMM | Action | RS
DRYARCP | Dryer - Air Compressor | Dryer - Air Compressor - DRYARCP | DECONTME | Decontaminate | Decontaminate - DECONTME | Action | RS
DRYARCP | Dryer - Air Compressor | Dryer - Air Compressor - DRYARCP | DONOTHIN | Do Nothing | Do Nothing - DONOTHIN | Action | RS
DRYARCP | Dryer - Air Compressor | Dryer - Air Compressor - DRYARCP | LUBRCTE | Lubricate | Lubricate - LUBRCTE | Action | RS
DRYARCP | Dryer - Air Compressor | Dryer - Air Compressor - DRYARCP | OTHER | Other (specify) | Other (specify) - OTHER | Action | RS
DRYARCP | Dryer - Air Compressor | Dryer - Air Compressor - DRYARCP | RECALBRT | Recalibrate | Recalibrate - RECALBRT | Action | RS
DRYARCP | Dryer - Air Compressor | Dryer - Air Compressor - DRYARCP | REMVOBT | Remove Obstruction | Remove Obstruction - REMVOBT | Action | RS
DRYARCP | Dryer - Air Compressor | Dryer - Air Compressor - DRYARCP | REPAIR | Repair | Repair - REPAIR | Action | RS
DRYARCP | Dryer - Air Compressor | Dryer - Air Compressor - DRYARCP | REPCMPT | Repair Component | Repair Component - REPCMPT | Action | RS
DRYARCP | Dryer - Air Compressor | Dryer - Air Compressor - DRYARCP | REPLACE | Replace | Replace - REPLACE | Action | RS
DRYARCP | Dryer - Air Compressor | Dryer - Air Compressor - DRYARCP | REPLASS | Replace Asset | Replace Asset - REPLASS | Action | RS
DRYARCP | Dryer - Air Compressor | Dryer - Air Compressor - DRYARCP | REPLCMPT | Replace Component | Replace Component - REPLCMPT | Action | RS
DRYARCP | Dryer - Air Compressor | Dryer - Air Compressor - DRYARCP | REPRASS | Repair Asset | Repair Asset - REPRASS | Action | RS
DRYARCP | Dryer - Air Compressor | Dryer - Air Compressor - DRYARCP | UPGRADES | Upgrade | Upgrade - UPGRADES | Action | RS
DRYARCP | Dryer-Air Compressor | Dryer-Air Compressor - DRYARCP | ADJUSTD | Adjusted | Adjusted - ADJUSTD | Action | RS
DRYARCP | Dryer-Air Compressor | Dryer-Air Compressor - DRYARCP | DECOMM | Decommission | Decommission - DECOMM | Action | RS
DRYARCP | Dryer-Air Compressor | Dryer-Air Compressor - DRYARCP | DECONTME | Decontaminate | Decontaminate - DECONTME | Action | RS
DRYARCP | Dryer-Air Compressor | Dryer-Air Compressor - DRYARCP | DONOTHIN | Do Nothing | Do Nothing - DONOTHIN | Action | RS
DRYARCP | Dryer-Air Compressor | Dryer-Air Compressor - DRYARCP | LUBRCTE | Lubricate | Lubricate - LUBRCTE | Action | RS
DRYARCP | Dryer-Air Compressor | Dryer-Air Compressor - DRYARCP | OTHER | Other (specify) | Other (specify) - OTHER | Action | RS
DRYARCP | Dryer-Air Compressor | Dryer-Air Compressor - DRYARCP | RECALBRT | Recalibrate | Recalibrate - RECALBRT | Action | RS
DRYARCP | Dryer-Air Compressor | Dryer-Air Compressor - DRYARCP | REMVOBT | Remove Obstruction | Remove Obstruction - REMVOBT | Action | RS
DRYARCP | Dryer-Air Compressor | Dryer-Air Compressor - DRYARCP | REPAIR | Repair | Repair - REPAIR | Action | RS
DRYARCP | Dryer-Air Compressor | Dryer-Air Compressor - DRYARCP | REPCMPT | Repair Component | Repair Component - REPCMPT | Action | RS
DRYARCP | Dryer-Air Compressor | Dryer-Air Compressor - DRYARCP | REPLACE | Replace | Replace - REPLACE | Action | RS
DRYARCP | Dryer-Air Compressor | Dryer-Air Compressor - DRYARCP | REPLASS | Replace Asset | Replace Asset - REPLASS | Action | RS
DRYARCP | Dryer-Air Compressor | Dryer-Air Compressor - DRYARCP | REPLCMPT | Replace Component | Replace Component - REPLCMPT | Action | RS
DRYARCP | Dryer-Air Compressor | Dryer-Air Compressor - DRYARCP | REPRASS | Repair Asset | Repair Asset - REPRASS | Action | RS
DRYARCP | Dryer-Air Compressor | Dryer-Air Compressor - DRYARCP | UPGRADES | Upgrade | Upgrade - UPGRADES | Action | RS
DSLDISP | Diesel Dispenser | Diesel Dispenser - DSLDISP | ABNTEMP | Abnormal Temprature | Abnormal Temprature - ABNTEMP | Problem | RS
DSLDISP | Diesel Dispenser | Diesel Dispenser - DSLDISP | CORROS | Corrosion | Corrosion - CORROS | Problem | RS
DSLDISP | Diesel Dispenser | Diesel Dispenser - DSLDISP | ELECTRIP | Electrical Trip Out | Electrical Trip Out - ELECTRIP | Problem | RS
DSLDISP | Diesel Dispenser | Diesel Dispenser - DSLDISP | EXNOISE | Excessive Noise | Excessive Noise - EXNOISE | Problem | RS
DSLDISP | Diesel Dispenser | Diesel Dispenser - DSLDISP | EXVIBRTN | Excessive Vibration | Excessive Vibration - EXVIBRTN | Problem | RS
DSLDISP | Diesel Dispenser | Diesel Dispenser - DSLDISP | JAMMEDEQ | Jammed Equipment | Jammed Equipment - JAMMEDEQ | Problem | RS
DSLDISP | Diesel Dispenser | Diesel Dispenser - DSLDISP | LEAKING | Leaking | Leaking - LEAKING | Problem | RS
DSLDISP | Diesel Dispenser | Diesel Dispenser - DSLDISP | LOWPERF | Low Performance | Low Performance - LOWPERF | Problem | RS
DSLDISP | Diesel Dispenser | Diesel Dispenser - DSLDISP | NONOPER | Non-Operational | Non-Operational - NONOPER | Problem | RS
DSLDISP | Diesel Dispenser | Diesel Dispenser - DSLDISP | NONOPR1 | Non-Operational | Non-Operational - NONOPR1 | Problem | RS
DSLDISP | Diesel Dispenser | Diesel Dispenser - DSLDISP | PHYDMGE | Physical Damage | Physical Damage - PHYDMGE | Problem | RS
DSLDISP | Diesel Dispenser | Diesel Dispenser - DSLDISP | UNSMELL | Unusual Smell | Unusual Smell - UNSMELL | Problem | RS
DSLDISP | Diesel Dispenser | Diesel Dispenser - DSLDISP | UNSMOKE | Unusual Smoke | Unusual Smoke - UNSMOKE | Problem | RS
DSLDISP | Diesel Dispenser | Diesel Dispenser - DSLDISP | DMGPIN | Damaged Hinge Pin | Damaged Hinge Pin - DMGPIN | Failure | RS
DSLDISP | Diesel Dispenser | Diesel Dispenser - DSLDISP | DSDHDET | Diesel dispenser hose deteriorated | Diesel dispenser hose deteriorated - DSDHDET | Failure | RS
DSLDISP | Diesel Dispenser | Diesel Dispenser - DSLDISP | DSDMFAIL | Diesel dispenser motor clutch failed | Diesel dispenser motor clutch failed - DSDMFAIL | Failure | RS
DSLDISP | Diesel Dispenser | Diesel Dispenser - DSLDISP | DSDNCLSE | Diesel dispenser nozzle connection loose | Diesel dispenser nozzle connection loose - DSDNCLSE | Failure | RS
DSLDISP | Diesel Dispenser | Diesel Dispenser - DSLDISP | RWMTFAIL | Rewind motor failed | Rewind motor failed - RWMTFAIL | Failure | RS
DSLDISP | Diesel Dispenser | Diesel Dispenser - DSLDISP | ACCIDENT | Accident | Accident - ACCIDENT | Cause | RS
DSLDISP | Diesel Dispenser | Diesel Dispenser - DSLDISP | ACCWEAR | Accelerated Wear | Accelerated Wear - ACCWEAR | Cause | RS
DSLDISP | Diesel Dispenser | Diesel Dispenser - DSLDISP | ACTGOD | Weather condition/Forces of nature or Act of God | Weather condition/Forces of nature or Act of God - ACTGOD | Cause | RS
DSLDISP | Diesel Dispenser | Diesel Dispenser - DSLDISP | CONTAM | Contamination | Contamination - CONTAM | Cause | RS
DSLDISP | Diesel Dispenser | Diesel Dispenser - DSLDISP | DEFASSET | Defective Asset | Defective Asset - DEFASSET | Cause | RS
DSLDISP | Diesel Dispenser | Diesel Dispenser - DSLDISP | EXLOAD | Excessive Load | Excessive Load - EXLOAD | Cause | RS
DSLDISP | Diesel Dispenser | Diesel Dispenser - DSLDISP | IMPRMNT | Improper Maintenance | Improper Maintenance - IMPRMNT | Cause | RS
DSLDISP | Diesel Dispenser | Diesel Dispenser - DSLDISP | IMPROP6 | Improper Operation | Improper Operation - IMPROP6 | Cause | RS
DSLDISP | Diesel Dispenser | Diesel Dispenser - DSLDISP | INSLUBR | Insufficient Lubrication | Insufficient Lubrication - INSLUBR | Cause | RS
DSLDISP | Diesel Dispenser | Diesel Dispenser - DSLDISP | LACKTRN | Lack of/ Inadequate Training | Lack of/ Inadequate Training - LACKTRN | Cause | RS
DSLDISP | Diesel Dispenser | Diesel Dispenser - DSLDISP | MISSCMP | Loose/ Missing Component | Loose/ Missing Component - MISSCMP | Cause | RS
DSLDISP | Diesel Dispenser | Diesel Dispenser - DSLDISP | NRMWEAR | Normal Wear | Normal Wear - NRMWEAR | Cause | RS
DSLDISP | Diesel Dispenser | Diesel Dispenser - DSLDISP | OTHER | Other (specify) | Other (specify) - OTHER | Cause | RS
DSLDISP | Diesel Dispenser | Diesel Dispenser - DSLDISP | PRINSTAL | Poor Installation | Poor Installation - PRINSTAL | Cause | RS
DSLDISP | Diesel Dispenser | Diesel Dispenser - DSLDISP | PROCISSU | Procedure Issue | Procedure Issue - PROCISSU | Cause | RS
DSLDISP | Diesel Dispenser | Diesel Dispenser - DSLDISP | UTLFAIL | Utility Failure | Utility Failure - UTLFAIL | Cause | RS
DSLDISP | Diesel Dispenser | Diesel Dispenser - DSLDISP | VNDLSM | Vandalism | Vandalism - VNDLSM | Cause | RS
DSLDISP | Diesel Dispenser | Diesel Dispenser - DSLDISP | WORNCMPT | Defective/ Worn Component | Defective/ Worn Component - WORNCMPT | Cause | RS
DSLDISP | Diesel Dispenser | Diesel Dispenser - DSLDISP | ADJUSTD | Adjusted | Adjusted - ADJUSTD | Action | RS
DSLDISP | Diesel Dispenser | Diesel Dispenser - DSLDISP | DECOMM | Decommission | Decommission - DECOMM | Action | RS
DSLDISP | Diesel Dispenser | Diesel Dispenser - DSLDISP | DECONTME | Decontaminate | Decontaminate - DECONTME | Action | RS
DSLDISP | Diesel Dispenser | Diesel Dispenser - DSLDISP | DONOTHIN | Do Nothing | Do Nothing - DONOTHIN | Action | RS
DSLDISP | Diesel Dispenser | Diesel Dispenser - DSLDISP | LUBRCTE | Lubricate | Lubricate - LUBRCTE | Action | RS
DSLDISP | Diesel Dispenser | Diesel Dispenser - DSLDISP | OTHER | Other (specify) | Other (specify) - OTHER | Action | RS
DSLDISP | Diesel Dispenser | Diesel Dispenser - DSLDISP | RECALBRT | Recalibrate | Recalibrate - RECALBRT | Action | RS
DSLDISP | Diesel Dispenser | Diesel Dispenser - DSLDISP | REMVOBT | Remove Obstruction | Remove Obstruction - REMVOBT | Action | RS
DSLDISP | Diesel Dispenser | Diesel Dispenser - DSLDISP | REPCMPT | Repair Component | Repair Component - REPCMPT | Action | RS
DSLDISP | Diesel Dispenser | Diesel Dispenser - DSLDISP | REPLACE1 | Replace | Replace - REPLACE1 | Action | RS
DSLDISP | Diesel Dispenser | Diesel Dispenser - DSLDISP | REPLASS | Replace Asset | Replace Asset - REPLASS | Action | RS
DSLDISP | Diesel Dispenser | Diesel Dispenser - DSLDISP | REPLCMPT | Replace Component | Replace Component - REPLCMPT | Action | RS
DSLDISP | Diesel Dispenser | Diesel Dispenser - DSLDISP | REPRASS | Repair Asset | Repair Asset - REPRASS | Action | RS
DSLDISP | Diesel Dispenser | Diesel Dispenser - DSLDISP | UPGRADES | Upgrade | Upgrade - UPGRADES | Action | RS
DSLST | Diesel Storage Tank | Diesel Storage Tank - DSLST | ABNTEMP | Abnormal Temprature | Abnormal Temprature - ABNTEMP | Problem | RS
DSLST | Diesel Storage Tank | Diesel Storage Tank - DSLST | CORROS | Corrosion | Corrosion - CORROS | Problem | RS
DSLST | Diesel Storage Tank | Diesel Storage Tank - DSLST | ELECTRIP | Electrical Trip Out | Electrical Trip Out - ELECTRIP | Problem | RS
DSLST | Diesel Storage Tank | Diesel Storage Tank - DSLST | EXNOISE | Excessive Noise | Excessive Noise - EXNOISE | Problem | RS
DSLST | Diesel Storage Tank | Diesel Storage Tank - DSLST | EXVIBRTN | Excessive Vibration | Excessive Vibration - EXVIBRTN | Problem | RS
DSLST | Diesel Storage Tank | Diesel Storage Tank - DSLST | JAMMEDEQ | Jammed Equipment | Jammed Equipment - JAMMEDEQ | Problem | RS
DSLST | Diesel Storage Tank | Diesel Storage Tank - DSLST | LEAKING | Leaking | Leaking - LEAKING | Problem | RS
DSLST | Diesel Storage Tank | Diesel Storage Tank - DSLST | LOWPERF | Low Performance | Low Performance - LOWPERF | Problem | RS
DSLST | Diesel Storage Tank | Diesel Storage Tank - DSLST | NONOPER | Non-Operational | Non-Operational - NONOPER | Problem | RS
DSLST | Diesel Storage Tank | Diesel Storage Tank - DSLST | PHYDMGE | Physical Damage | Physical Damage - PHYDMGE | Problem | RS
DSLST | Diesel Storage Tank | Diesel Storage Tank - DSLST | UNSMELL | Unusual Smell | Unusual Smell - UNSMELL | Problem | RS
DSLST | Diesel Storage Tank | Diesel Storage Tank - DSLST | UNSMOKE | Unusual Smoke | Unusual Smoke - UNSMOKE | Problem | RS
DSLST | Diesel Storage Tank | Diesel Storage Tank - DSLST | DSTKCORR | Below ground double walled diesel tank internally corroded | Below ground double walled diesel tank internally corroded - DSTKCORR | Failure | RS
DSLST | Diesel Storage Tank | Diesel Storage Tank - DSLST | DSTKDET | Above ground diesel storage tank deteriorated | Above ground diesel storage tank deteriorated - DSTKDET | Failure | RS
DSLST | Diesel Storage Tank | Diesel Storage Tank - DSLST | ACCIDENT | Accident | Accident - ACCIDENT | Cause | RS
DSLST | Diesel Storage Tank | Diesel Storage Tank - DSLST | ACCWEAR | Accelerated Wear | Accelerated Wear - ACCWEAR | Cause | RS
DSLST | Diesel Storage Tank | Diesel Storage Tank - DSLST | ACTGOD | Weather condition/Forces of nature or Act of God | Weather condition/Forces of nature or Act of God - ACTGOD | Cause | RS
DSLST | Diesel Storage Tank | Diesel Storage Tank - DSLST | CONTAM | Contamination | Contamination - CONTAM | Cause | RS
DSLST | Diesel Storage Tank | Diesel Storage Tank - DSLST | DEFASSET | Defective Asset | Defective Asset - DEFASSET | Cause | RS
DSLST | Diesel Storage Tank | Diesel Storage Tank - DSLST | EXLOAD | Excessive Load | Excessive Load - EXLOAD | Cause | RS
DSLST | Diesel Storage Tank | Diesel Storage Tank - DSLST | IMPRMNT | Improper Maintenance | Improper Maintenance - IMPRMNT | Cause | RS
DSLST | Diesel Storage Tank | Diesel Storage Tank - DSLST | INSLUBR | Insufficient Lubrication | Insufficient Lubrication - INSLUBR | Cause | RS
DSLST | Diesel Storage Tank | Diesel Storage Tank - DSLST | LACKTRN | Lack of/ Inadequate Training | Lack of/ Inadequate Training - LACKTRN | Cause | RS
DSLST | Diesel Storage Tank | Diesel Storage Tank - DSLST | MISSCMP | Loose/ Missing Component | Loose/ Missing Component - MISSCMP | Cause | RS
DSLST | Diesel Storage Tank | Diesel Storage Tank - DSLST | NRMWEAR | Normal Wear | Normal Wear - NRMWEAR | Cause | RS
DSLST | Diesel Storage Tank | Diesel Storage Tank - DSLST | OTHER | Other (specify) | Other (specify) - OTHER | Cause | RS
DSLST | Diesel Storage Tank | Diesel Storage Tank - DSLST | PRINSTAL | Poor Installation | Poor Installation - PRINSTAL | Cause | RS
DSLST | Diesel Storage Tank | Diesel Storage Tank - DSLST | PROCISSU | Procedure Issue | Procedure Issue - PROCISSU | Cause | RS
DSLST | Diesel Storage Tank | Diesel Storage Tank - DSLST | UTLFAIL | Utility Failure | Utility Failure - UTLFAIL | Cause | RS
DSLST | Diesel Storage Tank | Diesel Storage Tank - DSLST | VNDLSM | Vandalism | Vandalism - VNDLSM | Cause | RS
DSLST | Diesel Storage Tank | Diesel Storage Tank - DSLST | WORNCMPT | Defective/ Worn Component | Defective/ Worn Component - WORNCMPT | Cause | RS
DSLST | Diesel Storage Tank | Diesel Storage Tank - DSLST | ADJUSTD | Adjusted | Adjusted - ADJUSTD | Action | RS
DSLST | Diesel Storage Tank | Diesel Storage Tank - DSLST | DECOMM | Decommission | Decommission - DECOMM | Action | RS
DSLST | Diesel Storage Tank | Diesel Storage Tank - DSLST | DECONTME | Decontaminate | Decontaminate - DECONTME | Action | RS
DSLST | Diesel Storage Tank | Diesel Storage Tank - DSLST | DONOTHIN | Do Nothing | Do Nothing - DONOTHIN | Action | RS
DSLST | Diesel Storage Tank | Diesel Storage Tank - DSLST | LUBRCTE | Lubricate | Lubricate - LUBRCTE | Action | RS
DSLST | Diesel Storage Tank | Diesel Storage Tank - DSLST | OTHER | Other (specify) | Other (specify) - OTHER | Action | RS
DSLST | Diesel Storage Tank | Diesel Storage Tank - DSLST | RECALBRT | Recalibrate | Recalibrate - RECALBRT | Action | RS
DSLST | Diesel Storage Tank | Diesel Storage Tank - DSLST | REMVOBT | Remove Obstruction | Remove Obstruction - REMVOBT | Action | RS
DSLST | Diesel Storage Tank | Diesel Storage Tank - DSLST | REPCMPT | Repair Component | Repair Component - REPCMPT | Action | RS
DSLST | Diesel Storage Tank | Diesel Storage Tank - DSLST | REPLASS | Replace Asset | Replace Asset - REPLASS | Action | RS
DSLST | Diesel Storage Tank | Diesel Storage Tank - DSLST | REPLCMPT | Replace Component | Replace Component - REPLCMPT | Action | RS
DSLST | Diesel Storage Tank | Diesel Storage Tank - DSLST | REPRASS | Repair Asset | Repair Asset - REPRASS | Action | RS
DSLST | Diesel Storage Tank | Diesel Storage Tank - DSLST | UPGRADES | Upgrade | Upgrade - UPGRADES | Action | RS
DSTCOLLC | Dust Collector | Dust Collector - DSTCOLLC | ABNTEMP | Abnormal Temprature | Abnormal Temprature - ABNTEMP | Problem | RS
DSTCOLLC | Dust Collector | Dust Collector - DSTCOLLC | CORROS | Corrosion | Corrosion - CORROS | Problem | RS
DSTCOLLC | Dust Collector | Dust Collector - DSTCOLLC | ELECTRIP | Electrical Trip Out | Electrical Trip Out - ELECTRIP | Problem | RS
DSTCOLLC | Dust Collector | Dust Collector - DSTCOLLC | EXNOISE | Excessive Noise | Excessive Noise - EXNOISE | Problem | RS
DSTCOLLC | Dust Collector | Dust Collector - DSTCOLLC | EXVIBRTN | Excessive Vibration | Excessive Vibration - EXVIBRTN | Problem | RS
DSTCOLLC | Dust Collector | Dust Collector - DSTCOLLC | JAMMEDEQ | Jammed Equipment | Jammed Equipment - JAMMEDEQ | Problem | RS
DSTCOLLC | Dust Collector | Dust Collector - DSTCOLLC | LEAKING | Leaking | Leaking - LEAKING | Problem | RS
DSTCOLLC | Dust Collector | Dust Collector - DSTCOLLC | LOWPERF | Low Performance | Low Performance - LOWPERF | Problem | RS
DSTCOLLC | Dust Collector | Dust Collector - DSTCOLLC | NONOPER | Non-Operational | Non-Operational - NONOPER | Problem | RS
DSTCOLLC | Dust Collector | Dust Collector - DSTCOLLC | PHYDMGE | Physical Damage | Physical Damage - PHYDMGE | Problem | RS
DSTCOLLC | Dust Collector | Dust Collector - DSTCOLLC | UNSMELL | Unusual Smell | Unusual Smell - UNSMELL | Problem | RS
DSTCOLLC | Dust Collector | Dust Collector - DSTCOLLC | UNSMOKE | Unusual Smoke | Unusual Smoke - UNSMOKE | Problem | RS
DSTCOLLC | Dust Collector | Dust Collector - DSTCOLLC | DCDBFAIL | Dust Collector Blower Failed | Dust Collector Blower Failed - DCDBFAIL | Failure | RS
DSTCOLLC | Dust Collector | Dust Collector - DSTCOLLC | DCDDAM | Dust Collector Deteriorated and/or Damaged | Dust Collector Deteriorated and/or Damaged - DCDDAM | Failure | RS
DSTCOLLC | Dust Collector | Dust Collector - DSTCOLLC | DCDFCONT | Dust Collector Filter Contaminated | Dust Collector Filter Contaminated - DCDFCONT | Failure | RS
DSTCOLLC | Dust Collector | Dust Collector - DSTCOLLC | DCPJFAIL | Dust collector pulse jets failed | Dust collector pulse jets failed - DCPJFAIL | Failure | RS
DSTCOLLC | Dust Collector | Dust Collector - DSTCOLLC | ACCIDENT | Accident | Accident - ACCIDENT | Cause | RS
DSTCOLLC | Dust Collector | Dust Collector - DSTCOLLC | ACCWEAR | Accelerated Wear | Accelerated Wear - ACCWEAR | Cause | RS
DSTCOLLC | Dust Collector | Dust Collector - DSTCOLLC | ACTGOD | Weather condition/Forces of nature or Act of God | Weather condition/Forces of nature or Act of God - ACTGOD | Cause | RS
DSTCOLLC | Dust Collector | Dust Collector - DSTCOLLC | CONTAM | Contamination | Contamination - CONTAM | Cause | RS
DSTCOLLC | Dust Collector | Dust Collector - DSTCOLLC | DEFASSET | Defective Asset | Defective Asset - DEFASSET | Cause | RS
DSTCOLLC | Dust Collector | Dust Collector - DSTCOLLC | EXLOAD | Excessive Load | Excessive Load - EXLOAD | Cause | RS
DSTCOLLC | Dust Collector | Dust Collector - DSTCOLLC | IMPRMNT | Improper Maintenance | Improper Maintenance - IMPRMNT | Cause | RS
DSTCOLLC | Dust Collector | Dust Collector - DSTCOLLC | INSLUBR | Insufficient Lubrication | Insufficient Lubrication - INSLUBR | Cause | RS
DSTCOLLC | Dust Collector | Dust Collector - DSTCOLLC | LACKTRN | Lack of/ Inadequate Training | Lack of/ Inadequate Training - LACKTRN | Cause | RS
DSTCOLLC | Dust Collector | Dust Collector - DSTCOLLC | MISSCMP | Loose/ Missing Component | Loose/ Missing Component - MISSCMP | Cause | RS
DSTCOLLC | Dust Collector | Dust Collector - DSTCOLLC | NRMWEAR | Normal Wear | Normal Wear - NRMWEAR | Cause | RS
DSTCOLLC | Dust Collector | Dust Collector - DSTCOLLC | OTHER | Other (specify) | Other (specify) - OTHER | Cause | RS
DSTCOLLC | Dust Collector | Dust Collector - DSTCOLLC | PRINSTAL | Poor Installation | Poor Installation - PRINSTAL | Cause | RS
DSTCOLLC | Dust Collector | Dust Collector - DSTCOLLC | PROCISSU | Procedure Issue | Procedure Issue - PROCISSU | Cause | RS
DSTCOLLC | Dust Collector | Dust Collector - DSTCOLLC | UTLFAIL | Utility Failure | Utility Failure - UTLFAIL | Cause | RS
DSTCOLLC | Dust Collector | Dust Collector - DSTCOLLC | VNDLSM | Vandalism | Vandalism - VNDLSM | Cause | RS
DSTCOLLC | Dust Collector | Dust Collector - DSTCOLLC | WORNCMPT | Defective/ Worn Component | Defective/ Worn Component - WORNCMPT | Cause | RS
DSTCOLLC | Dust Collector | Dust Collector - DSTCOLLC | ADJUSTD | Adjusted | Adjusted - ADJUSTD | Action | RS
DSTCOLLC | Dust Collector | Dust Collector - DSTCOLLC | DECOMM | Decommission | Decommission - DECOMM | Action | RS
DSTCOLLC | Dust Collector | Dust Collector - DSTCOLLC | DECONTME | Decontaminate | Decontaminate - DECONTME | Action | RS
DSTCOLLC | Dust Collector | Dust Collector - DSTCOLLC | DONOTHIN | Do Nothing | Do Nothing - DONOTHIN | Action | RS
DSTCOLLC | Dust Collector | Dust Collector - DSTCOLLC | LUBRCTE | Lubricate | Lubricate - LUBRCTE | Action | RS
DSTCOLLC | Dust Collector | Dust Collector - DSTCOLLC | OTHER | Other (specify) | Other (specify) - OTHER | Action | RS
DSTCOLLC | Dust Collector | Dust Collector - DSTCOLLC | RECALBRT | Recalibrate | Recalibrate - RECALBRT | Action | RS
DSTCOLLC | Dust Collector | Dust Collector - DSTCOLLC | REMVOBT | Remove Obstruction | Remove Obstruction - REMVOBT | Action | RS
DSTCOLLC | Dust Collector | Dust Collector - DSTCOLLC | REPCMPT | Repair Component | Repair Component - REPCMPT | Action | RS
DSTCOLLC | Dust Collector | Dust Collector - DSTCOLLC | REPLASS | Replace Asset | Replace Asset - REPLASS | Action | RS
DSTCOLLC | Dust Collector | Dust Collector - DSTCOLLC | REPLCMPT | Replace Component | Replace Component - REPLCMPT | Action | RS
DSTCOLLC | Dust Collector | Dust Collector - DSTCOLLC | REPRASS | Repair Asset | Repair Asset - REPRASS | Action | RS
DSTCOLLC | Dust Collector | Dust Collector - DSTCOLLC | UPGRADES | Upgrade | Upgrade - UPGRADES | Action | RS
DUCTHEAT | Duct Heater | Duct Heater - DUCTHEAT | ABNTEMP | Abnormal Temprature | Abnormal Temprature - ABNTEMP | Problem | RS
DUCTHEAT | Duct Heater | Duct Heater - DUCTHEAT | CORROS | Corrosion | Corrosion - CORROS | Problem | RS
DUCTHEAT | Duct Heater | Duct Heater - DUCTHEAT | ELECTRIP | Electrical Trip Out | Electrical Trip Out - ELECTRIP | Problem | RS
DUCTHEAT | Duct Heater | Duct Heater - DUCTHEAT | EXNOISE | Excessive Noise | Excessive Noise - EXNOISE | Problem | RS
DUCTHEAT | Duct Heater | Duct Heater - DUCTHEAT | EXVIBRTN | Excessive Vibration | Excessive Vibration - EXVIBRTN | Problem | RS
DUCTHEAT | Duct Heater | Duct Heater - DUCTHEAT | JAMMEDEQ | Jammed Equipment | Jammed Equipment - JAMMEDEQ | Problem | RS
DUCTHEAT | Duct Heater | Duct Heater - DUCTHEAT | LEAKING | Leaking | Leaking - LEAKING | Problem | RS
DUCTHEAT | Duct Heater | Duct Heater - DUCTHEAT | LOWPERF | Low Performance | Low Performance - LOWPERF | Problem | RS
DUCTHEAT | Duct Heater | Duct Heater - DUCTHEAT | NONOPER | Non-Operational | Non-Operational - NONOPER | Problem | RS
DUCTHEAT | Duct Heater | Duct Heater - DUCTHEAT | PHYDMGE | Physical Damage | Physical Damage - PHYDMGE | Problem | RS
DUCTHEAT | Duct Heater | Duct Heater - DUCTHEAT | UNSMELL | Unusual Smell | Unusual Smell - UNSMELL | Problem | RS
DUCTHEAT | Duct Heater | Duct Heater - DUCTHEAT | UNSMOKE | Unusual Smoke | Unusual Smoke - UNSMOKE | Problem | RS
DUCTHEAT | Duct Heater | Duct Heater - DUCTHEAT | DHASFAIL | Duct heater airflow sensor failed | Duct heater airflow sensor failed - DHASFAIL | Failure | RS
DUCTHEAT | Duct Heater | Duct Heater - DUCTHEAT | DHFAIL | Duct heater failed | Duct heater failed - DHFAIL | Failure | RS
DUCTHEAT | Duct Heater | Duct Heater - DUCTHEAT | SSRFAIL | Duct heater solid state relay (SSR) failed | Duct heater solid state relay (SSR) failed - SSRFAIL | Failure | RS
DUCTHEAT | Duct Heater | Duct Heater - DUCTHEAT | ACCIDENT | Accident | Accident - ACCIDENT | Cause | RS
DUCTHEAT | Duct Heater | Duct Heater - DUCTHEAT | ACCWEAR | Accelerated Wear | Accelerated Wear - ACCWEAR | Cause | RS
DUCTHEAT | Duct Heater | Duct Heater - DUCTHEAT | ACTGOD | Weather condition/Forces of nature or Act of God | Weather condition/Forces of nature or Act of God - ACTGOD | Cause | RS
DUCTHEAT | Duct Heater | Duct Heater - DUCTHEAT | CONTAM | Contamination | Contamination - CONTAM | Cause | RS
DUCTHEAT | Duct Heater | Duct Heater - DUCTHEAT | DEFASSET | Defective Asset | Defective Asset - DEFASSET | Cause | RS
DUCTHEAT | Duct Heater | Duct Heater - DUCTHEAT | EXLOAD | Excessive Load | Excessive Load - EXLOAD | Cause | RS
DUCTHEAT | Duct Heater | Duct Heater - DUCTHEAT | IMPRMNT | Improper Maintenance | Improper Maintenance - IMPRMNT | Cause | RS
DUCTHEAT | Duct Heater | Duct Heater - DUCTHEAT | INSLUBR | Insufficient Lubrication | Insufficient Lubrication - INSLUBR | Cause | RS
DUCTHEAT | Duct Heater | Duct Heater - DUCTHEAT | LACKTRN | Lack of/ Inadequate Training | Lack of/ Inadequate Training - LACKTRN | Cause | RS
DUCTHEAT | Duct Heater | Duct Heater - DUCTHEAT | MISSCMP | Loose/ Missing Component | Loose/ Missing Component - MISSCMP | Cause | RS
DUCTHEAT | Duct Heater | Duct Heater - DUCTHEAT | NRMWEAR | Normal Wear | Normal Wear - NRMWEAR | Cause | RS
DUCTHEAT | Duct Heater | Duct Heater - DUCTHEAT | OTHER | Other (specify) | Other (specify) - OTHER | Cause | RS
DUCTHEAT | Duct Heater | Duct Heater - DUCTHEAT | PRINSTAL | Poor Installation | Poor Installation - PRINSTAL | Cause | RS
DUCTHEAT | Duct Heater | Duct Heater - DUCTHEAT | PROCISSU | Procedure Issue | Procedure Issue - PROCISSU | Cause | RS
DUCTHEAT | Duct Heater | Duct Heater - DUCTHEAT | UTLFAIL | Utility Failure | Utility Failure - UTLFAIL | Cause | RS
DUCTHEAT | Duct Heater | Duct Heater - DUCTHEAT | VNDLSM | Vandalism | Vandalism - VNDLSM | Cause | RS
DUCTHEAT | Duct Heater | Duct Heater - DUCTHEAT | WORNCMPT | Defective/ Worn Component | Defective/ Worn Component - WORNCMPT | Cause | RS
DUCTHEAT | Duct Heater | Duct Heater - DUCTHEAT | ADJUSTD | Adjusted | Adjusted - ADJUSTD | Action | RS
DUCTHEAT | Duct Heater | Duct Heater - DUCTHEAT | DECOMM | Decommission | Decommission - DECOMM | Action | RS
DUCTHEAT | Duct Heater | Duct Heater - DUCTHEAT | DECONTME | Decontaminate | Decontaminate - DECONTME | Action | RS
DUCTHEAT | Duct Heater | Duct Heater - DUCTHEAT | DONOTHIN | Do Nothing | Do Nothing - DONOTHIN | Action | RS
DUCTHEAT | Duct Heater | Duct Heater - DUCTHEAT | LUBRCTE | Lubricate | Lubricate - LUBRCTE | Action | RS
DUCTHEAT | Duct Heater | Duct Heater - DUCTHEAT | OTHER | Other (specify) | Other (specify) - OTHER | Action | RS
DUCTHEAT | Duct Heater | Duct Heater - DUCTHEAT | RECALBRT | Recalibrate | Recalibrate - RECALBRT | Action | RS
DUCTHEAT | Duct Heater | Duct Heater - DUCTHEAT | REMVOBT | Remove Obstruction | Remove Obstruction - REMVOBT | Action | RS
DUCTHEAT | Duct Heater | Duct Heater - DUCTHEAT | REPCMPT | Repair Component | Repair Component - REPCMPT | Action | RS
DUCTHEAT | Duct Heater | Duct Heater - DUCTHEAT | REPLASS | Replace Asset | Replace Asset - REPLASS | Action | RS
DUCTHEAT | Duct Heater | Duct Heater - DUCTHEAT | REPLCMPT | Replace Component | Replace Component - REPLCMPT | Action | RS
DUCTHEAT | Duct Heater | Duct Heater - DUCTHEAT | REPRASS | Repair Asset | Repair Asset - REPRASS | Action | RS
DUCTHEAT | Duct Heater | Duct Heater - DUCTHEAT | UPGRADES | Upgrade | Upgrade - UPGRADES | Action | RS
ELECHTS | Electric Heat Trace System | Electric Heat Trace System - ELECHTS | ABNTEMP | Abnormal Temprature | Abnormal Temprature - ABNTEMP | Problem | RS
ELECHTS | Electric Heat Trace System | Electric Heat Trace System - ELECHTS | CORROS | Corrosion | Corrosion - CORROS | Problem | RS
ELECHTS | Electric Heat Trace System | Electric Heat Trace System - ELECHTS | ELECTRIP | Electrical Trip Out | Electrical Trip Out - ELECTRIP | Problem | RS
ELECHTS | Electric Heat Trace System | Electric Heat Trace System - ELECHTS | EXNOISE | Excessive Noise | Excessive Noise - EXNOISE | Problem | RS
ELECHTS | Electric Heat Trace System | Electric Heat Trace System - ELECHTS | EXSSCYC1 | Excessive Cycling | Excessive Cycling - EXSSCYC1 | Problem | RS
ELECHTS | Electric Heat Trace System | Electric Heat Trace System - ELECHTS | EXVIBRTN | Excessive Vibration | Excessive Vibration - EXVIBRTN | Problem | RS
ELECHTS | Electric Heat Trace System | Electric Heat Trace System - ELECHTS | HSYSTMP1 | High System Temperature | High System Temperature - HSYSTMP1 | Problem | RS
ELECHTS | Electric Heat Trace System | Electric Heat Trace System - ELECHTS | JAMMEDEQ | Jammed Equipment | Jammed Equipment - JAMMEDEQ | Problem | RS
ELECHTS | Electric Heat Trace System | Electric Heat Trace System - ELECHTS | LEAKING | Leaking | Leaking - LEAKING | Problem | RS
ELECHTS | Electric Heat Trace System | Electric Heat Trace System - ELECHTS | LOWPERF | Low Performance | Low Performance - LOWPERF | Problem | RS
ELECHTS | Electric Heat Trace System | Electric Heat Trace System - ELECHTS | LWSYS1 | Low System Temperature | Low System Temperature - LWSYS1 | Problem | RS
ELECHTS | Electric Heat Trace System | Electric Heat Trace System - ELECHTS | LWTMPSC1 | Low Temperature In Sections | Low Temperature In Sections - LWTMPSC1 | Problem | RS
ELECHTS | Electric Heat Trace System | Electric Heat Trace System - ELECHTS | NOHEAT1 | No Heat | No Heat - NOHEAT1 | Problem | RS
ELECHTS | Electric Heat Trace System | Electric Heat Trace System - ELECHTS | NONOPER | Non-Operational | Non-Operational - NONOPER | Problem | RS
ELECHTS | Electric Heat Trace System | Electric Heat Trace System - ELECHTS | OTOPEC14 | Other (Specify) | Other (Specify) - OTOPEC14 | Problem | RS
ELECHTS | Electric Heat Trace System | Electric Heat Trace System - ELECHTS | PHYDMGE | Physical Damage | Physical Damage - PHYDMGE | Problem | RS
ELECHTS | Electric Heat Trace System | Electric Heat Trace System - ELECHTS | UNSMELL | Unusual Smell | Unusual Smell - UNSMELL | Problem | RS
ELECHTS | Electric Heat Trace System | Electric Heat Trace System - ELECHTS | UNSMOKE | Unusual Smoke | Unusual Smoke - UNSMOKE | Problem | RS
ELECHTS | Electric Heat Trace System | Electric Heat Trace System - ELECHTS | CFATOP1 | Controller Failed To Open | Controller Failed To Open - CFATOP1 | Failure | RS
ELECHTS | Electric Heat Trace System | Electric Heat Trace System - ELECHTS | COFWCC1 | Controller Failed With Contacts Closed | Controller Failed With Contacts Closed - COFWCC1 | Failure | RS
ELECHTS | Electric Heat Trace System | Electric Heat Trace System - ELECHTS | DEFECI1 | Defected Circuit | Defected Circuit - DEFECI1 | Failure | RS
ELECHTS | Electric Heat Trace System | Electric Heat Trace System - ELECHTS | DEFECO8 | Defected Controller | Defected Controller - DEFECO8 | Failure | RS
ELECHTS | Electric Heat Trace System | Electric Heat Trace System - ELECHTS | DEFEHES1 | Defected Heat Sinks | Defected Heat Sinks - DEFEHES1 | Failure | RS
ELECHTS | Electric Heat Trace System | Electric Heat Trace System - ELECHTS | DEFEIN1 | Defected Insulation | Defected Insulation - DEFEIN1 | Failure | RS
ELECHTS | Electric Heat Trace System | Electric Heat Trace System - ELECHTS | EHTSDET | Electric Heat Tracing Deteriorated | Electric Heat Tracing Deteriorated - EHTSDET | Failure | RS
ELECHTS | Electric Heat Trace System | Electric Heat Trace System - ELECHTS | EHTSFAIL | Electric Heat Trace System Failed | Electric Heat Trace System Failed - EHTSFAIL | Failure | RS
ELECHTS | Electric Heat Trace System | Electric Heat Trace System - ELECHTS | NOPOWER2 | No Power | No Power - NOPOWER2 | Failure | RS
ELECHTS | Electric Heat Trace System | Electric Heat Trace System - ELECHTS | OPENEL1 | Open Element | Open Element - OPENEL1 | Failure | RS
ELECHTS | Electric Heat Trace System | Electric Heat Trace System - ELECHTS | OTHERS19 | Other (Specify) | Other (Specify) - OTHERS19 | Failure | RS
ELECHTS | Electric Heat Trace System | Electric Heat Trace System - ELECHTS | VOLTIR1 | Voltage Irregularities | Voltage Irregularities - VOLTIR1 | Failure | RS
ELECHTS | Electric Heat Trace System | Electric Heat Trace System - ELECHTS | WRONSEL1 | Wrong Sensor Location | Wrong Sensor Location - WRONSEL1 | Failure | RS
ELECHTS | Electric Heat Trace System | Electric Heat Trace System - ELECHTS | WRSEPO1 | Wrong Set Point | Wrong Set Point - WRSEPO1 | Failure | RS
ELECHTS | Electric Heat Trace System | Electric Heat Trace System - ELECHTS | WRSEPO2 | Wrong Set Point | Wrong Set Point - WRSEPO2 | Failure | RS
ELECHTS | Electric Heat Trace System | Electric Heat Trace System - ELECHTS | ACCIDENT | Accident | Accident - ACCIDENT | Cause | RS
ELECHTS | Electric Heat Trace System | Electric Heat Trace System - ELECHTS | ACCWEAR | Accelerated Wear | Accelerated Wear - ACCWEAR | Cause | RS
ELECHTS | Electric Heat Trace System | Electric Heat Trace System - ELECHTS | ACTGOD | Weather condition/Forces of nature or Act of God | Weather condition/Forces of nature or Act of God - ACTGOD | Cause | RS
ELECHTS | Electric Heat Trace System | Electric Heat Trace System - ELECHTS | AGING160 | Aging | Aging - AGING160 | Cause | RS
ELECHTS | Electric Heat Trace System | Electric Heat Trace System - ELECHTS | AGING25 | Aging | Aging - AGING25 | Cause | RS
ELECHTS | Electric Heat Trace System | Electric Heat Trace System - ELECHTS | CONSTL1 | Controller Setpoint Too Low | Controller Setpoint Too Low - CONSTL1 | Cause | RS
ELECHTS | Electric Heat Trace System | Electric Heat Trace System - ELECHTS | CONSTL2 | Controller Setpoint Too Low | Controller Setpoint Too Low - CONSTL2 | Cause | RS
ELECHTS | Electric Heat Trace System | Electric Heat Trace System - ELECHTS | CONTAM | Contamination | Contamination - CONTAM | Cause | RS
ELECHTS | Electric Heat Trace System | Electric Heat Trace System - ELECHTS | CONVTHI1 | Connected Voltage Too High | Connected Voltage Too High - CONVTHI1 | Cause | RS
ELECHTS | Electric Heat Trace System | Electric Heat Trace System - ELECHTS | COSPNA1 | Controller Set Point Needs Adjustment | Controller Set Point Needs Adjustment - COSPNA1 | Cause | RS
ELECHTS | Electric Heat Trace System | Electric Heat Trace System - ELECHTS | DEFASSET | Defective Asset | Defective Asset - DEFASSET | Cause | RS
ELECHTS | Electric Heat Trace System | Electric Heat Trace System - ELECHTS | DEFESE1 | Defected Sensor | Defected Sensor - DEFESE1 | Cause | RS
ELECHTS | Electric Heat Trace System | Electric Heat Trace System - ELECHTS | DEFESE2 | Defected Sensor | Defected Sensor - DEFESE2 | Cause | RS
ELECHTS | Electric Heat Trace System | Electric Heat Trace System - ELECHTS | ELECFA73 | Electrical Fault | Electrical Fault - ELECFA73 | Cause | RS
ELECHTS | Electric Heat Trace System | Electric Heat Trace System - ELECHTS | ELECFA87 | Electrical Fault | Electrical Fault - ELECFA87 | Cause | RS
ELECHTS | Electric Heat Trace System | Electric Heat Trace System - ELECHTS | EXLOAD | Excessive Load | Excessive Load - EXLOAD | Cause | RS
ELECHTS | Electric Heat Trace System | Electric Heat Trace System - ELECHTS | HEATSI1 | Heat Sinks | Heat Sinks - HEATSI1 | Cause | RS
ELECHTS | Electric Heat Trace System | Electric Heat Trace System - ELECHTS | IMPRMNT | Improper Maintenance | Improper Maintenance - IMPRMNT | Cause | RS
ELECHTS | Electric Heat Trace System | Electric Heat Trace System - ELECHTS | INSLUBR | Insufficient Lubrication | Insufficient Lubrication - INSLUBR | Cause | RS
ELECHTS | Electric Heat Trace System | Electric Heat Trace System - ELECHTS | LACKTRN | Lack of/ Inadequate Training | Lack of/ Inadequate Training - LACKTRN | Cause | RS
ELECHTS | Electric Heat Trace System | Electric Heat Trace System - ELECHTS | LOOSC3 | Loose Connection | Loose Connection - LOOSC3 | Cause | RS
ELECHTS | Electric Heat Trace System | Electric Heat Trace System - ELECHTS | LOSPOW1 | Loss Of Power | Loss Of Power - LOSPOW1 | Cause | RS
ELECHTS | Electric Heat Trace System | Electric Heat Trace System - ELECHTS | MISSCMP | Loose/ Missing Component | Loose/ Missing Component - MISSCMP | Cause | RS
ELECHTS | Electric Heat Trace System | Electric Heat Trace System - ELECHTS | NRMWEAR | Normal Wear | Normal Wear - NRMWEAR | Cause | RS
ELECHTS | Electric Heat Trace System | Electric Heat Trace System - ELECHTS | OTHER | Other (specify) | Other (specify) - OTHER | Cause | RS
ELECHTS | Electric Heat Trace System | Electric Heat Trace System - ELECHTS | OTHER4 | Other (Specify) | Other (Specify) - OTHER4 | Cause | RS
ELECHTS | Electric Heat Trace System | Electric Heat Trace System - ELECHTS | PAHEACA1 | Parallel Heating Cable | Parallel Heating Cable - PAHEACA1 | Cause | RS
ELECHTS | Electric Heat Trace System | Electric Heat Trace System - ELECHTS | PRINSTAL | Poor Installation | Poor Installation - PRINSTAL | Cause | RS
ELECHTS | Electric Heat Trace System | Electric Heat Trace System - ELECHTS | PROCISSU | Procedure Issue | Procedure Issue - PROCISSU | Cause | RS
ELECHTS | Electric Heat Trace System | Electric Heat Trace System - ELECHTS | TSLTCHC1 | Located too close to Heat. Cable/Other Heat Source/Accompanied By Low Syst Temp | Located too close to Heat. Cable/Other Heat Source/Accompanied By Low Syst Temp - TSLTCHC1 | Cause | RS
ELECHTS | Electric Heat Trace System | Electric Heat Trace System - ELECHTS | UTLFAIL | Utility Failure | Utility Failure - UTLFAIL | Cause | RS
ELECHTS | Electric Heat Trace System | Electric Heat Trace System - ELECHTS | VNDLSM | Vandalism | Vandalism - VNDLSM | Cause | RS
ELECHTS | Electric Heat Trace System | Electric Heat Trace System - ELECHTS | WDMI1 | Wet, Damaged Or Missing Insulation | Wet, Damaged Or Missing Insulation - WDMI1 | Cause | RS
ELECHTS | Electric Heat Trace System | Electric Heat Trace System - ELECHTS | WORNCMPT | Defective/ Worn Component | Defective/ Worn Component - WORNCMPT | Cause | RS
ELECHTS | Electric Heat Trace System | Electric Heat Trace System - ELECHTS | ADJSET | Adjust Setpoint | Adjust Setpoint - ADJSET | Action | RS
ELECHTS | Electric Heat Trace System | Electric Heat Trace System - ELECHTS | ADJSETP | Adjust Setpoint | Adjust Setpoint - ADJSETP | Action | RS
ELECHTS | Electric Heat Trace System | Electric Heat Trace System - ELECHTS | ADJUSTD | Adjusted | Adjusted - ADJUSTD | Action | RS
ELECHTS | Electric Heat Trace System | Electric Heat Trace System - ELECHTS | CHKMM | Check Manufacturer Manual | Check Manufacturer Manual - CHKMM | Action | RS
ELECHTS | Electric Heat Trace System | Electric Heat Trace System - ELECHTS | DECOMM | Decommission | Decommission - DECOMM | Action | RS
ELECHTS | Electric Heat Trace System | Electric Heat Trace System - ELECHTS | DECONTME | Decontaminate | Decontaminate - DECONTME | Action | RS
ELECHTS | Electric Heat Trace System | Electric Heat Trace System - ELECHTS | DONOTHIN | Do Nothing | Do Nothing - DONOTHIN | Action | RS
ELECHTS | Electric Heat Trace System | Electric Heat Trace System - ELECHTS | IHSIAT | Insulate Heat Sinks Or Increase Amount Of Tracing On Heat Sinks | Insulate Heat Sinks Or Increase Amount Of Tracing On Heat Sinks - IHSIAT | Action | RS
ELECHTS | Electric Heat Trace System | Electric Heat Trace System - ELECHTS | LOWVOLT | Lower Voltage | Lower Voltage - LOWVOLT | Action | RS
ELECHTS | Electric Heat Trace System | Electric Heat Trace System - ELECHTS | LUBRCTE | Lubricate | Lubricate - LUBRCTE | Action | RS
ELECHTS | Electric Heat Trace System | Electric Heat Trace System - ELECHTS | OTHER | Other (specify) | Other (specify) - OTHER | Action | RS
ELECHTS | Electric Heat Trace System | Electric Heat Trace System - ELECHTS | RECALBRT | Recalibrate | Recalibrate - RECALBRT | Action | RS
ELECHTS | Electric Heat Trace System | Electric Heat Trace System - ELECHTS | RELSENS | Relocate Sensor | Relocate Sensor - RELSENS | Action | RS
ELECHTS | Electric Heat Trace System | Electric Heat Trace System - ELECHTS | REMVOBT | Remove Obstruction | Remove Obstruction - REMVOBT | Action | RS
ELECHTS | Electric Heat Trace System | Electric Heat Trace System - ELECHTS | REPAIR | Repair | Repair - REPAIR | Action | RS
ELECHTS | Electric Heat Trace System | Electric Heat Trace System - ELECHTS | REPCIR | Replace Circuit | Replace Circuit - REPCIR | Action | RS
ELECHTS | Electric Heat Trace System | Electric Heat Trace System - ELECHTS | REPCMPT | Repair Component | Repair Component - REPCMPT | Action | RS
ELECHTS | Electric Heat Trace System | Electric Heat Trace System - ELECHTS | REPCONT | Replace Controller | Replace Controller - REPCONT | Action | RS
ELECHTS | Electric Heat Trace System | Electric Heat Trace System - ELECHTS | REPINJA | Replace Insulation And Jacket | Replace Insulation And Jacket - REPINJA | Action | RS
ELECHTS | Electric Heat Trace System | Electric Heat Trace System - ELECHTS | REPLACE | Replace | Replace - REPLACE | Action | RS
ELECHTS | Electric Heat Trace System | Electric Heat Trace System - ELECHTS | REPLASS | Replace Asset | Replace Asset - REPLASS | Action | RS
ELECHTS | Electric Heat Trace System | Electric Heat Trace System - ELECHTS | REPLCMPT | Replace Component | Replace Component - REPLCMPT | Action | RS
ELECHTS | Electric Heat Trace System | Electric Heat Trace System - ELECHTS | REPRASS | Repair Asset | Repair Asset - REPRASS | Action | RS
ELECHTS | Electric Heat Trace System | Electric Heat Trace System - ELECHTS | REPSCO | Replace Sensor Or Controller | Replace Sensor Or Controller - REPSCO | Action | RS
ELECHTS | Electric Heat Trace System | Electric Heat Trace System - ELECHTS | REPSENS | Replace Sensor | Replace Sensor - REPSENS | Action | RS
ELECHTS | Electric Heat Trace System | Electric Heat Trace System - ELECHTS | REPTR | Restore Power To Tracing Circuit | Restore Power To Tracing Circuit - REPTR | Action | RS
ELECHTS | Electric Heat Trace System | Electric Heat Trace System - ELECHTS | UPGRADES | Upgrade | Upgrade - UPGRADES | Action | RS
ELVTR | Elevator | Elevator - ELVTR | ABNTEMP | Abnormal Temprature | Abnormal Temprature - ABNTEMP | Problem | RS
ELVTR | Elevator | Elevator - ELVTR | CORROS | Corrosion | Corrosion - CORROS | Problem | RS
ELVTR | Elevator | Elevator - ELVTR | ELECTRIP | Electrical Trip Out | Electrical Trip Out - ELECTRIP | Problem | RS
ELVTR | Elevator | Elevator - ELVTR | EMERCOMM | Emergency Communication | Emergency Communication - EMERCOMM | Problem | RS
ELVTR | Elevator | Elevator - ELVTR | EXNOISE | Excessive Noise | Excessive Noise - EXNOISE | Problem | RS
ELVTR | Elevator | Elevator - ELVTR | EXVIBRTN | Excessive Vibration | Excessive Vibration - EXVIBRTN | Problem | RS
ELVTR | Elevator | Elevator - ELVTR | JAMMEDEQ | Jammed Equipment | Jammed Equipment - JAMMEDEQ | Problem | RS
ELVTR | Elevator | Elevator - ELVTR | LEAKING | Leaking | Leaking - LEAKING | Problem | RS
ELVTR | Elevator | Elevator - ELVTR | LOWPERF | Low Performance | Low Performance - LOWPERF | Problem | RS
ELVTR | Elevator | Elevator - ELVTR | NONFUNC5 | Non Functional | Non Functional - NONFUNC5 | Problem | RS
ELVTR | Elevator | Elevator - ELVTR | NONOPER | Non-Operational | Non-Operational - NONOPER | Problem | RS
ELVTR | Elevator | Elevator - ELVTR | PHYDMGE | Physical Damage | Physical Damage - PHYDMGE | Problem | RS
ELVTR | Elevator | Elevator - ELVTR | UNSMELL | Unusual Smell | Unusual Smell - UNSMELL | Problem | RS
ELVTR | Elevator | Elevator - ELVTR | UNSMOKE | Unusual Smoke | Unusual Smoke - UNSMOKE | Problem | RS
ELVTR | Elevator | Elevator - ELVTR | BKCNFAIL | Brake Connector Failed | Brake Connector Failed - BKCNFAIL | Failure | RS
ELVTR | Elevator | Elevator - ELVTR | BRKSPTOR | Brake spring torsion | Brake spring torsion - BRKSPTOR | Failure | RS
ELVTR | Elevator | Elevator - ELVTR | BRSCFAIL | Brake Switch Contact failed | Brake Switch Contact failed - BRSCFAIL | Failure | RS
ELVTR | Elevator | Elevator - ELVTR | CONTRLFL | Controller Failure | Controller Failure - CONTRLFL | Failure | RS
ELVTR | Elevator | Elevator - ELVTR | CRCFSFAI | Customer Request to Check For Safe Operation | Customer Request to Check For Safe Operation - CRCFSFAI | Failure | RS
ELVTR | Elevator | Elevator - ELVTR | CRDRPFAI | car door photocell failed | car door photocell failed - CRDRPFAI | Failure | RS
ELVTR | Elevator | Elevator - ELVTR | CREMEXFA | car emergency exit failed | car emergency exit failed - CREMEXFA | Failure | RS
ELVTR | Elevator | Elevator - ELVTR | CRLGFAIL | Car Roller Guide Failed | Car Roller Guide Failed - CRLGFAIL | Failure | RS
ELVTR | Elevator | Elevator - ELVTR | CRPUBUDA | Car push buttons damaged | Car push buttons damaged - CRPUBUDA | Failure | RS
ELVTR | Elevator | Elevator - ELVTR | CRULFAIL | Customer Request Unit Locked Out | Customer Request Unit Locked Out - CRULFAIL | Failure | RS
ELVTR | Elevator | Elevator - ELVTR | CTBFLR | Car top battery failure | Car top battery failure - CTBFLR | Failure | RS
ELVTR | Elevator | Elevator - ELVTR | CYLPSW | Cylindrical piston seal worn | Cylindrical piston seal worn - CYLPSW | Failure | RS
ELVTR | Elevator | Elevator - ELVTR | CYLPWP | Cylindrical piston worn/ pitted | Cylindrical piston worn/ pitted - CYLPWP | Failure | RS
ELVTR | Elevator | Elevator - ELVTR | DCTARFL | Directional arrow failure | Directional arrow failure - DCTARFL | Failure | RS
ELVTR | Elevator | Elevator - ELVTR | DCTF | Door clutch failure | Door clutch failure - DCTF | Failure | RS
ELVTR | Elevator | Elevator - ELVTR | DDEFAIL | door detector edge failed | door detector edge failed - DDEFAIL | Failure | RS
ELVTR | Elevator | Elevator - ELVTR | DEFEFU3 | Defected Fuse | Defected Fuse - DEFEFU3 | Failure | RS
ELVTR | Elevator | Elevator - ELVTR | DEFEPOS2 | Defected Power Source | Defected Power Source - DEFEPOS2 | Failure | RS
ELVTR | Elevator | Elevator - ELVTR | DEFMCON | Defective main contactor | Defective main contactor - DEFMCON | Failure | RS
ELVTR | Elevator | Elevator - ELVTR | DFRELAY | Defective relay | Defective relay - DFRELAY | Failure | RS
ELVTR | Elevator | Elevator - ELVTR | DIDOORSL | Dirt in door sills | Dirt in door sills - DIDOORSL | Failure | RS
ELVTR | Elevator | Elevator - ELVTR | DORF | Door operator failure | Door operator failure - DORF | Failure | RS
ELVTR | Elevator | Elevator - ELVTR | DRCLFAIL | Door Closing Failure | Door Closing Failure - DRCLFAIL | Failure | RS
ELVTR | Elevator | Elevator - ELVTR | DRCONM | Door controller malfunction | Door controller malfunction - DRCONM | Failure | RS
ELVTR | Elevator | Elevator - ELVTR | DRHANGJM | Doors hangers jammed | Doors hangers jammed - DRHANGJM | Failure | RS
ELVTR | Elevator | Elevator - ELVTR | DRLCCFAI | door lock contact failed | door lock contact failed - DRLCCFAI | Failure | RS
ELVTR | Elevator | Elevator - ELVTR | DRLCFAIL | Door Lock Failed | Door Lock Failed - DRLCFAIL | Failure | RS
ELVTR | Elevator | Elevator - ELVTR | DRLSWFAI | Door Limit Switch Failed | Door Limit Switch Failed - DRLSWFAI | Failure | RS
ELVTR | Elevator | Elevator - ELVTR | DROBDSF | Door obstruction detection sensor failed | Door obstruction detection sensor failed - DROBDSF | Failure | RS
ELVTR | Elevator | Elevator - ELVTR | DRTRAJAM | Door Tracks jammed | Door Tracks jammed - DRTRAJAM | Failure | RS
ELVTR | Elevator | Elevator - ELVTR | DRVEFAIL | Drive Failed | Drive Failed - DRVEFAIL | Failure | RS
ELVTR | Elevator | Elevator - ELVTR | ELCDET | Elevator Components Deteriorated and/or Damaged | Elevator Components Deteriorated and/or Damaged - ELCDET | Failure | RS
ELVTR | Elevator | Elevator - ELVTR | ELDRDFAI | Elevator Doors damaged | Elevator Doors damaged - ELDRDFAI | Failure | RS
ELVTR | Elevator | Elevator - ELVTR | ELELFAIL | Elevator Emergency Lighting Failed | Elevator Emergency Lighting Failed - ELELFAIL | Failure | RS
ELVTR | Elevator | Elevator - ELVTR | ELEMOWRN | Electric motor worn | Electric motor worn - ELEMOWRN | Failure | RS
ELVTR | Elevator | Elevator - ELVTR | ELPCCON | Elevator Pit and Car Top & Crosshead Contaminated | Elevator Pit and Car Top & Crosshead Contaminated - ELPCCON | Failure | RS
ELVTR | Elevator | Elevator - ELVTR | ELPFAIL | Elevator Emergency Power Failed | Elevator Emergency Power Failed - ELPFAIL | Failure | RS
ELVTR | Elevator | Elevator - ELVTR | ELSSFAIL | Elevator Safety Switches Failed | Elevator Safety Switches Failed - ELSSFAIL | Failure | RS
ELVTR | Elevator | Elevator - ELVTR | ELUMFAIL | Elevator Uncontrolled Motion Protection System Failed | Elevator Uncontrolled Motion Protection System Failed - ELUMFAIL | Failure | RS
ELVTR | Elevator | Elevator - ELVTR | ELVSPFAI | Elevator Spirator Failed | Elevator Spirator Failed - ELVSPFAI | Failure | RS
ELVTR | Elevator | Elevator - ELVTR | EMCBW | Emergency call button not working | Emergency call button not working - EMCBW | Failure | RS
ELVTR | Elevator | Elevator - ELVTR | FFEMCF | Fire Fighters Emergency Controll Failed | Fire Fighters Emergency Controll Failed - FFEMCF | Failure | RS
ELVTR | Elevator | Elevator - ELVTR | FFEOCFL | Fire Fighter's Emergency Operator controls Failed | Fire Fighter's Emergency Operator controls Failed - FFEOCFL | Failure | RS
ELVTR | Elevator | Elevator - ELVTR | FFEOFAIL | Fire Fighter's Emergency Operator System Failed | Fire Fighter's Emergency Operator System Failed - FFEOFAIL | Failure | RS
ELVTR | Elevator | Elevator - ELVTR | FLSWFAIL | Final Limit Switch failed | Final Limit Switch failed - FLSWFAIL | Failure | RS
ELVTR | Elevator | Elevator - ELVTR | FUSEFAIL | Fuse Failure | Fuse Failure - FUSEFAIL | Failure | RS
ELVTR | Elevator | Elevator - ELVTR | HWACSWDG | HW Access switch damaged | HW Access switch damaged - HWACSWDG | Failure | RS
ELVTR | Elevator | Elevator - ELVTR | HYDORVW | Hydraulic oil relief valve worn | Hydraulic oil relief valve worn - HYDORVW | Failure | RS
ELVTR | Elevator | Elevator - ELVTR | HYDPSW | Hydraulic pump seal worn | Hydraulic pump seal worn - HYDPSW | Failure | RS
ELVTR | Elevator | Elevator - ELVTR | ISKTOFF | Independent service key turn off | Independent service key turn off - ISKTOFF | Failure | RS
ELVTR | Elevator | Elevator - ELVTR | LEVLINFL | Leveling Switch Failure | Leveling Switch Failure - LEVLINFL | Failure | RS
ELVTR | Elevator | Elevator - ELVTR | LOSRVC | Left on service | Left on service - LOSRVC | Failure | RS
ELVTR | Elevator | Elevator - ELVTR | MCRSWFAI | Microswitch Failed | Microswitch Failed - MCRSWFAI | Failure | RS
ELVTR | Elevator | Elevator - ELVTR | MEMBFAIL | Machine Emergency Breaks Failed | Machine Emergency Breaks Failed - MEMBFAIL | Failure | RS
ELVTR | Elevator | Elevator - ELVTR | NFF | No Fault Found | No Fault Found - NFF | Failure | RS
ELVTR | Elevator | Elevator - ELVTR | OILFFL | Oil Failure | Oil Failure - OILFFL | Failure | RS
ELVTR | Elevator | Elevator - ELVTR | OSCFAIL | Oscillator failed | Oscillator failed - OSCFAIL | Failure | RS
ELVTR | Elevator | Elevator - ELVTR | OTHERS9 | Other (Specify) | Other (Specify) - OTHERS9 | Failure | RS
ELVTR | Elevator | Elevator - ELVTR | PHSYFAIL | phone system failure | phone system failure - PHSYFAIL | Failure | RS
ELVTR | Elevator | Elevator - ELVTR | PIDOFAIL | Power Interruption During Operation | Power Interruption During Operation - PIDOFAIL | Failure | RS
ELVTR | Elevator | Elevator - ELVTR | PKUPRFAI | Pick Up Roller Failure | Pick Up Roller Failure - PKUPRFAI | Failure | RS
ELVTR | Elevator | Elevator - ELVTR | PULLSHEM | Pulleys/ sheaves misaligned | Pulleys/ sheaves misaligned - PULLSHEM | Failure | RS
ELVTR | Elevator | Elevator - ELVTR | PULLSHEW | Pulleys/ sheaves worn | Pulleys/ sheaves worn - PULLSHEW | Failure | RS
ELVTR | Elevator | Elevator - ELVTR | RELYFL | Relay Failure | Relay Failure - RELYFL | Failure | RS
ELVTR | Elevator | Elevator - ELVTR | RGOGSW | Roller guides or Guides shoes worn | Roller guides or Guides shoes worn - RGOGSW | Failure | RS
ELVTR | Elevator | Elevator - ELVTR | SAFCIRD | Safety circuit defective | Safety circuit defective - SAFCIRD | Failure | RS
ELVTR | Elevator | Elevator - ELVTR | SAFSFAIL | Safety Switches Failed | Safety Switches Failed - SAFSFAIL | Failure | RS
ELVTR | Elevator | Elevator - ELVTR | SFHOFAIL | Safety Hoistway failed | Safety Hoistway failed - SFHOFAIL | Failure | RS
ELVTR | Elevator | Elevator - ELVTR | TCAHR | Traction cables/ hoist rupture | Traction cables/ hoist rupture - TCAHR | Failure | RS
ELVTR | Elevator | Elevator - ELVTR | TPHDFAIL | Tape Head failed | Tape Head failed - TPHDFAIL | Failure | RS
ELVTR | Elevator | Elevator - ELVTR | VLVFAIL | Valve failed | Valve failed - VLVFAIL | Failure | RS
ELVTR | Elevator | Elevator - ELVTR | ACCDENT | Accident | Accident - ACCDENT | Cause | RS
ELVTR | Elevator | Elevator - ELVTR | ACCWEAR | Accelerated Wear | Accelerated Wear - ACCWEAR | Cause | RS
ELVTR | Elevator | Elevator - ELVTR | ACTGOD | Weather condition/Forces of nature or Act of God | Weather condition/Forces of nature or Act of God - ACTGOD | Cause | RS
ELVTR | Elevator | Elevator - ELVTR | ACWTH | Accelerated weather | Accelerated weather - ACWTH | Cause | RS
ELVTR | Elevator | Elevator - ELVTR | ADAFRPL | Adjustment after replacement | Adjustment after replacement - ADAFRPL | Cause | RS
ELVTR | Elevator | Elevator - ELVTR | AGING141 | Aging | Aging - AGING141 | Cause | RS
ELVTR | Elevator | Elevator - ELVTR | ATVFRDCU | Activation of Fire Device | Activation of Fire Device - ATVFRDCU | Cause | RS
ELVTR | Elevator | Elevator - ELVTR | BLGPWFA | Building Power Failure | Building Power Failure - BLGPWFA | Cause | RS
ELVTR | Elevator | Elevator - ELVTR | BRKGLSS | Broken glass | Broken glass - BRKGLSS | Cause | RS
ELVTR | Elevator | Elevator - ELVTR | CONTAM | Contamination | Contamination - CONTAM | Cause | RS
ELVTR | Elevator | Elevator - ELVTR | CONWEAR | Contact wear | Contact wear - CONWEAR | Cause | RS
ELVTR | Elevator | Elevator - ELVTR | CRCFSCSE | Customer Request to Check For Safe Operation | Customer Request to Check For Safe Operation - CRCFSCSE | Cause | RS
ELVTR | Elevator | Elevator - ELVTR | CRULCUSE | Customer Request Unit Locked Out | Customer Request Unit Locked Out - CRULCUSE | Cause | RS
ELVTR | Elevator | Elevator - ELVTR | DEFASSET | Defective Asset | Defective Asset - DEFASSET | Cause | RS
ELVTR | Elevator | Elevator - ELVTR | ELECF | Electrical fault | Electrical fault - ELECF | Cause | RS
ELVTR | Elevator | Elevator - ELVTR | ELECFA26 | Electrical Fault | Electrical Fault - ELECFA26 | Cause | RS
ELVTR | Elevator | Elevator - ELVTR | ELECFA42 | Electrical Fault | Electrical Fault - ELECFA42 | Cause | RS
ELVTR | Elevator | Elevator - ELVTR | ENVCLCSE | Environmental Cleanliness | Environmental Cleanliness - ENVCLCSE | Cause | RS
ELVTR | Elevator | Elevator - ELVTR | ENVCRCSE | Environmental Corrosion | Environmental Corrosion - ENVCRCSE | Cause | RS
ELVTR | Elevator | Elevator - ELVTR | EXLOAD | Excessive Load | Excessive Load - EXLOAD | Cause | RS
ELVTR | Elevator | Elevator - ELVTR | FDTOFDIS | Fire Department Turned off Disconnect | Fire Department Turned off Disconnect - FDTOFDIS | Cause | RS
ELVTR | Elevator | Elevator - ELVTR | IMPRM10 | Improper Maintenance | Improper Maintenance - IMPRM10 | Cause | RS
ELVTR | Elevator | Elevator - ELVTR | IMPSUCUS | Improper Passenger Usage | Improper Passenger Usage - IMPSUCUS | Cause | RS
ELVTR | Elevator | Elevator - ELVTR | INSFL1 | Insufficient Lubrication | Insufficient Lubrication - INSFL1 | Cause | RS
ELVTR | Elevator | Elevator - ELVTR | LACKTRN | Lack of/ Inadequate Training | Lack of/ Inadequate Training - LACKTRN | Cause | RS
ELVTR | Elevator | Elevator - ELVTR | LFPKNCSE | Lack of passenger knowledge | Lack of passenger knowledge - LFPKNCSE | Cause | RS
ELVTR | Elevator | Elevator - ELVTR | MISSCMP | Loose/ Missing Component | Loose/ Missing Component - MISSCMP | Cause | RS
ELVTR | Elevator | Elevator - ELVTR | NFF | No Fault Found | No Fault Found - NFF | Cause | RS
ELVTR | Elevator | Elevator - ELVTR | NRMWEAR | Normal Wear | Normal Wear - NRMWEAR | Cause | RS
ELVTR | Elevator | Elevator - ELVTR | OTHER16 | Other (Specify) | Other (Specify) - OTHER16 | Cause | RS
ELVTR | Elevator | Elevator - ELVTR | OVRCAPCA | Over capacity | Over capacity - OVRCAPCA | Cause | RS
ELVTR | Elevator | Elevator - ELVTR | PHSYCAUS | phone system failure | phone system failure - PHSYCAUS | Cause | RS
ELVTR | Elevator | Elevator - ELVTR | PRINSTAL | Poor Installation | Poor Installation - PRINSTAL | Cause | RS
ELVTR | Elevator | Elevator - ELVTR | PROCISSU | Procedure Issue | Procedure Issue - PROCISSU | Cause | RS
ELVTR | Elevator | Elevator - ELVTR | RESET | Reset | Reset - RESET | Cause | RS
ELVTR | Elevator | Elevator - ELVTR | UNKNOWN1 | unknown cause | unknown cause - UNKNOWN1 | Cause | RS
ELVTR | Elevator | Elevator - ELVTR | UTLFAIL | Utility Failure | Utility Failure - UTLFAIL | Cause | RS
ELVTR | Elevator | Elevator - ELVTR | VANDAL | Vandalism | Vandalism - VANDAL | Cause | RS
ELVTR | Elevator | Elevator - ELVTR | WORNCMPT | Defective/ Worn Component | Defective/ Worn Component - WORNCMPT | Cause | RS
ELVTR | Elevator | Elevator - ELVTR | ADJUSTD | Adjusted | Adjusted - ADJUSTD | Action | RS
ELVTR | Elevator | Elevator - ELVTR | CALCONT | Call Contractor | Call Contractor - CALCONT | Action | RS
ELVTR | Elevator | Elevator - ELVTR | DECOMM | Decommission | Decommission - DECOMM | Action | RS
ELVTR | Elevator | Elevator - ELVTR | DECONTME | Decontaminate | Decontaminate - DECONTME | Action | RS
ELVTR | Elevator | Elevator - ELVTR | DONOTHIN | Do Nothing | Do Nothing - DONOTHIN | Action | RS
ELVTR | Elevator | Elevator - ELVTR | LUBRCTE | Lubricate | Lubricate - LUBRCTE | Action | RS
ELVTR | Elevator | Elevator - ELVTR | OTHER | Other (specify) | Other (specify) - OTHER | Action | RS
ELVTR | Elevator | Elevator - ELVTR | REAREP | Repair/replace | Repair/replace - REAREP | Action | RS
ELVTR | Elevator | Elevator - ELVTR | RECALBRT | Recalibrate | Recalibrate - RECALBRT | Action | RS
ELVTR | Elevator | Elevator - ELVTR | REMVOBT | Remove Obstruction | Remove Obstruction - REMVOBT | Action | RS
ELVTR | Elevator | Elevator - ELVTR | REPAIR | Repair | Repair - REPAIR | Action | RS
ELVTR | Elevator | Elevator - ELVTR | REPCMPT | Repair Component | Repair Component - REPCMPT | Action | RS
ELVTR | Elevator | Elevator - ELVTR | REPLACE | Replace | Replace - REPLACE | Action | RS
ELVTR | Elevator | Elevator - ELVTR | REPLASS | Replace Asset | Replace Asset - REPLASS | Action | RS
ELVTR | Elevator | Elevator - ELVTR | REPLCMPT | Replace Component | Replace Component - REPLCMPT | Action | RS
ELVTR | Elevator | Elevator - ELVTR | REPRASS | Repair Asset | Repair Asset - REPRASS | Action | RS
ELVTR | Elevator | Elevator - ELVTR | UPGRADES | Upgrade | Upgrade - UPGRADES | Action | RS
EMRGDFBR | Emergency Defibrillator | Emergency Defibrillator - EMRGDFBR | ABNTEMP | Abnormal Temprature | Abnormal Temprature - ABNTEMP | Problem | RS
EMRGDFBR | Emergency Defibrillator | Emergency Defibrillator - EMRGDFBR | CORROS | Corrosion | Corrosion - CORROS | Problem | RS
EMRGDFBR | Emergency Defibrillator | Emergency Defibrillator - EMRGDFBR | ELECTRIP | Electrical Trip Out | Electrical Trip Out - ELECTRIP | Problem | RS
EMRGDFBR | Emergency Defibrillator | Emergency Defibrillator - EMRGDFBR | EXNOISE | Excessive Noise | Excessive Noise - EXNOISE | Problem | RS
EMRGDFBR | Emergency Defibrillator | Emergency Defibrillator - EMRGDFBR | EXVIBRTN | Excessive Vibration | Excessive Vibration - EXVIBRTN | Problem | RS
EMRGDFBR | Emergency Defibrillator | Emergency Defibrillator - EMRGDFBR | JAMMEDEQ | Jammed Equipment | Jammed Equipment - JAMMEDEQ | Problem | RS
EMRGDFBR | Emergency Defibrillator | Emergency Defibrillator - EMRGDFBR | LEAKING | Leaking | Leaking - LEAKING | Problem | RS
EMRGDFBR | Emergency Defibrillator | Emergency Defibrillator - EMRGDFBR | LOWPERF | Low Performance | Low Performance - LOWPERF | Problem | RS
EMRGDFBR | Emergency Defibrillator | Emergency Defibrillator - EMRGDFBR | NONOPER | Non-Operational | Non-Operational - NONOPER | Problem | RS
EMRGDFBR | Emergency Defibrillator | Emergency Defibrillator - EMRGDFBR | PHYDMGE | Physical Damage | Physical Damage - PHYDMGE | Problem | RS
EMRGDFBR | Emergency Defibrillator | Emergency Defibrillator - EMRGDFBR | UNSMELL | Unusual Smell | Unusual Smell - UNSMELL | Problem | RS
EMRGDFBR | Emergency Defibrillator | Emergency Defibrillator - EMRGDFBR | UNSMOKE | Unusual Smoke | Unusual Smoke - UNSMOKE | Problem | RS
EMRGDFBR | Emergency Defibrillator | Emergency Defibrillator - EMRGDFBR | AEDBDEG | Philips Automatic Emergency Defibrillator (AED) battery degraded | Philips Automatic Emergency Defibrillator (AED) battery degraded - AEDBDEG | Failure | RS
EMRGDFBR | Emergency Defibrillator | Emergency Defibrillator - EMRGDFBR | AEDDET | Philips Automatic Emergency Defibrillator (AED) deteriorated | Philips Automatic Emergency Defibrillator (AED) deteriorated - AEDDET | Failure | RS
EMRGDFBR | Emergency Defibrillator | Emergency Defibrillator - EMRGDFBR | AEDDFAIL | Philips Automatic Emergency Defibrillator (AED) door alarm system failed | Philips Automatic Emergency Defibrillator (AED) door alarm system failed - AEDDFAIL | Failure | RS
EMRGDFBR | Emergency Defibrillator | Emergency Defibrillator - EMRGDFBR | AEDFAIL | Philips Automatic Emergency Defibrillator (AED) failed | Philips Automatic Emergency Defibrillator (AED) failed - AEDFAIL | Failure | RS
EMRGDFBR | Emergency Defibrillator | Emergency Defibrillator - EMRGDFBR | ACCIDENT | Accident | Accident - ACCIDENT | Cause | RS
EMRGDFBR | Emergency Defibrillator | Emergency Defibrillator - EMRGDFBR | ACCWEAR | Accelerated Wear | Accelerated Wear - ACCWEAR | Cause | RS
EMRGDFBR | Emergency Defibrillator | Emergency Defibrillator - EMRGDFBR | ACTGOD | Weather condition/Forces of nature or Act of God | Weather condition/Forces of nature or Act of God - ACTGOD | Cause | RS
EMRGDFBR | Emergency Defibrillator | Emergency Defibrillator - EMRGDFBR | CONTAM | Contamination | Contamination - CONTAM | Cause | RS
EMRGDFBR | Emergency Defibrillator | Emergency Defibrillator - EMRGDFBR | DEFASSET | Defective Asset | Defective Asset - DEFASSET | Cause | RS
EMRGDFBR | Emergency Defibrillator | Emergency Defibrillator - EMRGDFBR | EXLOAD | Excessive Load | Excessive Load - EXLOAD | Cause | RS
EMRGDFBR | Emergency Defibrillator | Emergency Defibrillator - EMRGDFBR | IMPRMNT | Improper Maintenance | Improper Maintenance - IMPRMNT | Cause | RS
EMRGDFBR | Emergency Defibrillator | Emergency Defibrillator - EMRGDFBR | INSLUBR | Insufficient Lubrication | Insufficient Lubrication - INSLUBR | Cause | RS
EMRGDFBR | Emergency Defibrillator | Emergency Defibrillator - EMRGDFBR | LACKTRN | Lack of/ Inadequate Training | Lack of/ Inadequate Training - LACKTRN | Cause | RS
EMRGDFBR | Emergency Defibrillator | Emergency Defibrillator - EMRGDFBR | MISSCMP | Loose/ Missing Component | Loose/ Missing Component - MISSCMP | Cause | RS
EMRGDFBR | Emergency Defibrillator | Emergency Defibrillator - EMRGDFBR | NRMWEAR | Normal Wear | Normal Wear - NRMWEAR | Cause | RS
EMRGDFBR | Emergency Defibrillator | Emergency Defibrillator - EMRGDFBR | OTHER | Other (specify) | Other (specify) - OTHER | Cause | RS
EMRGDFBR | Emergency Defibrillator | Emergency Defibrillator - EMRGDFBR | PRINSTAL | Poor Installation | Poor Installation - PRINSTAL | Cause | RS
EMRGDFBR | Emergency Defibrillator | Emergency Defibrillator - EMRGDFBR | PROCISSU | Procedure Issue | Procedure Issue - PROCISSU | Cause | RS
EMRGDFBR | Emergency Defibrillator | Emergency Defibrillator - EMRGDFBR | UTLFAIL | Utility Failure | Utility Failure - UTLFAIL | Cause | RS
EMRGDFBR | Emergency Defibrillator | Emergency Defibrillator - EMRGDFBR | VNDLSM | Vandalism | Vandalism - VNDLSM | Cause | RS
EMRGDFBR | Emergency Defibrillator | Emergency Defibrillator - EMRGDFBR | WORNCMPT | Defective/ Worn Component | Defective/ Worn Component - WORNCMPT | Cause | RS
EMRGDFBR | Emergency Defibrillator | Emergency Defibrillator - EMRGDFBR | ADJUSTD | Adjusted | Adjusted - ADJUSTD | Action | RS
EMRGDFBR | Emergency Defibrillator | Emergency Defibrillator - EMRGDFBR | DECOMM | Decommission | Decommission - DECOMM | Action | RS
EMRGDFBR | Emergency Defibrillator | Emergency Defibrillator - EMRGDFBR | DECONTME | Decontaminate | Decontaminate - DECONTME | Action | RS
EMRGDFBR | Emergency Defibrillator | Emergency Defibrillator - EMRGDFBR | DONOTHIN | Do Nothing | Do Nothing - DONOTHIN | Action | RS
EMRGDFBR | Emergency Defibrillator | Emergency Defibrillator - EMRGDFBR | LUBRCTE | Lubricate | Lubricate - LUBRCTE | Action | RS
EMRGDFBR | Emergency Defibrillator | Emergency Defibrillator - EMRGDFBR | OTHER | Other (specify) | Other (specify) - OTHER | Action | RS
EMRGDFBR | Emergency Defibrillator | Emergency Defibrillator - EMRGDFBR | RECALBRT | Recalibrate | Recalibrate - RECALBRT | Action | RS
EMRGDFBR | Emergency Defibrillator | Emergency Defibrillator - EMRGDFBR | REMVOBT | Remove Obstruction | Remove Obstruction - REMVOBT | Action | RS
EMRGDFBR | Emergency Defibrillator | Emergency Defibrillator - EMRGDFBR | REPCMPT | Repair Component | Repair Component - REPCMPT | Action | RS
EMRGDFBR | Emergency Defibrillator | Emergency Defibrillator - EMRGDFBR | REPLASS | Replace Asset | Replace Asset - REPLASS | Action | RS
EMRGDFBR | Emergency Defibrillator | Emergency Defibrillator - EMRGDFBR | REPLCMPT | Replace Component | Replace Component - REPLCMPT | Action | RS
EMRGDFBR | Emergency Defibrillator | Emergency Defibrillator - EMRGDFBR | REPRASS | Repair Asset | Repair Asset - REPRASS | Action | RS
EMRGDFBR | Emergency Defibrillator | Emergency Defibrillator - EMRGDFBR | UPGRADES | Upgrade | Upgrade - UPGRADES | Action | RS
EMRGGEN | Emergency Generator | Emergency Generator - EMRGGEN | ABNTEMP | Abnormal Temprature | Abnormal Temprature - ABNTEMP | Problem | RS
EMRGGEN | Emergency Generator | Emergency Generator - EMRGGEN | COLLE1 | Coolant Leak | Coolant Leak - COLLE1 | Problem | RS
EMRGGEN | Emergency Generator | Emergency Generator - EMRGGEN | CORROS | Corrosion | Corrosion - CORROS | Problem | RS
EMRGGEN | Emergency Generator | Emergency Generator - EMRGGEN | ELECTRIP | Electrical Trip Out | Electrical Trip Out - ELECTRIP | Problem | RS
EMRGGEN | Emergency Generator | Emergency Generator - EMRGGEN | EXNOISE | Excessive Noise | Excessive Noise - EXNOISE | Problem | RS
EMRGGEN | Emergency Generator | Emergency Generator - EMRGGEN | EXVIBRTN | Excessive Vibration | Excessive Vibration - EXVIBRTN | Problem | RS
EMRGGEN | Emergency Generator | Emergency Generator - EMRGGEN | FLDSART1 | Failed To Start | Failed To Start - FLDSART1 | Problem | RS
EMRGGEN | Emergency Generator | Emergency Generator - EMRGGEN | FULFU2 | Fuel Leak | Fuel Leak - FULFU2 | Problem | RS
EMRGGEN | Emergency Generator | Emergency Generator - EMRGGEN | JAMMEDEQ | Jammed Equipment | Jammed Equipment - JAMMEDEQ | Problem | RS
EMRGGEN | Emergency Generator | Emergency Generator - EMRGGEN | LEAKING | Leaking | Leaking - LEAKING | Problem | RS
EMRGGEN | Emergency Generator | Emergency Generator - EMRGGEN | LOWPERF | Low Performance | Low Performance - LOWPERF | Problem | RS
EMRGGEN | Emergency Generator | Emergency Generator - EMRGGEN | NONOPER | Non-Operational | Non-Operational - NONOPER | Problem | RS
EMRGGEN | Emergency Generator | Emergency Generator - EMRGGEN | OILLEAK1 | Oil Leak | Oil Leak - OILLEAK1 | Problem | RS
EMRGGEN | Emergency Generator | Emergency Generator - EMRGGEN | OTOPEC13 | Other (Specify) | Other (Specify) - OTOPEC13 | Problem | RS
EMRGGEN | Emergency Generator | Emergency Generator - EMRGGEN | PHYDMGE | Physical Damage | Physical Damage - PHYDMGE | Problem | RS
EMRGGEN | Emergency Generator | Emergency Generator - EMRGGEN | UNSMELL | Unusual Smell | Unusual Smell - UNSMELL | Problem | RS
EMRGGEN | Emergency Generator | Emergency Generator - EMRGGEN | UNSMOKE | Unusual Smoke | Unusual Smoke - UNSMOKE | Problem | RS
EMRGGEN | Emergency Generator | Emergency Generator - EMRGGEN | CLDPAFI1 | Clogged Diesel Particulate Filter | Clogged Diesel Particulate Filter - CLDPAFI1 | Failure | RS
EMRGGEN | Emergency Generator | Emergency Generator - EMRGGEN | CNIAUT1 | Controls Not In Auto | Controls Not In Auto - CNIAUT1 | Failure | RS
EMRGGEN | Emergency Generator | Emergency Generator - EMRGGEN | DAMBHH1 | Damaged Block Heater Hoses | Damaged Block Heater Hoses - DAMBHH1 | Failure | RS
EMRGGEN | Emergency Generator | Emergency Generator - EMRGGEN | DEFEBA1 | Defected Battery | Defected Battery - DEFEBA1 | Failure | RS
EMRGGEN | Emergency Generator | Emergency Generator - EMRGGEN | EMGBFAIL | Emergency Generator Battery Failed | Emergency Generator Battery Failed - EMGBFAIL | Failure | RS
EMRGGEN | Emergency Generator | Emergency Generator - EMRGGEN | EMGCDET | Emergency Generator Coolant Deteriorated | Emergency Generator Coolant Deteriorated - EMGCDET | Failure | RS
EMRGGEN | Emergency Generator | Emergency Generator - EMRGGEN | EMGDET | Emergency Generator Deteriorated | Emergency Generator Deteriorated - EMGDET | Failure | RS
EMRGGEN | Emergency Generator | Emergency Generator - EMRGGEN | EMGEODET | Emergency Generator Engine Oil Deteriorated | Emergency Generator Engine Oil Deteriorated - EMGEODET | Failure | RS
EMRGGEN | Emergency Generator | Emergency Generator - EMRGGEN | EMGFAIL | Emergency Generator Failed | Emergency Generator Failed - EMGFAIL | Failure | RS
EMRGGEN | Emergency Generator | Emergency Generator - EMRGGEN | EMGFCONT | Emergency Generator Filters Contaminated | Emergency Generator Filters Contaminated - EMGFCONT | Failure | RS
EMRGGEN | Emergency Generator | Emergency Generator - EMRGGEN | EMGSCFAL | Emergency Generator Emergency Shutdown Circuit Failed | Emergency Generator Emergency Shutdown Circuit Failed - EMGSCFAL | Failure | RS
EMRGGEN | Emergency Generator | Emergency Generator - EMRGGEN | FAULBLH1 | Faulty Block Heather | Faulty Block Heather - FAULBLH1 | Failure | RS
EMRGGEN | Emergency Generator | Emergency Generator - EMRGGEN | FUTDLS1 | Fuel Tank Defected Level Sensor | Fuel Tank Defected Level Sensor - FUTDLS1 | Failure | RS
EMRGGEN | Emergency Generator | Emergency Generator - EMRGGEN | GEARDES1 | Gearbox Defected Seal | Gearbox Defected Seal - GEARDES1 | Failure | RS
EMRGGEN | Emergency Generator | Emergency Generator - EMRGGEN | OTHERS18 | Other (Specify) | Other (Specify) - OTHERS18 | Failure | RS
EMRGGEN | Emergency Generator | Emergency Generator - EMRGGEN | ACCIDENT | Accident | Accident - ACCIDENT | Cause | RS
EMRGGEN | Emergency Generator | Emergency Generator - EMRGGEN | ACCWEAR | Accelerated Wear | Accelerated Wear - ACCWEAR | Cause | RS
EMRGGEN | Emergency Generator | Emergency Generator - EMRGGEN | ACTGOD | Weather condition/Forces of nature or Act of God | Weather condition/Forces of nature or Act of God - ACTGOD | Cause | RS
EMRGGEN | Emergency Generator | Emergency Generator - EMRGGEN | AGING148 | Aging | Aging - AGING148 | Cause | RS
EMRGGEN | Emergency Generator | Emergency Generator - EMRGGEN | AGING39 | Aging | Aging - AGING39 | Cause | RS
EMRGGEN | Emergency Generator | Emergency Generator - EMRGGEN | AGING48 | Aging | Aging - AGING48 | Cause | RS
EMRGGEN | Emergency Generator | Emergency Generator - EMRGGEN | AGING53 | Aging | Aging - AGING53 | Cause | RS
EMRGGEN | Emergency Generator | Emergency Generator - EMRGGEN | AGING85 | Aging | Aging - AGING85 | Cause | RS
EMRGGEN | Emergency Generator | Emergency Generator - EMRGGEN | CONTAM | Contamination | Contamination - CONTAM | Cause | RS
EMRGGEN | Emergency Generator | Emergency Generator - EMRGGEN | CORRS23 | Corrosion | Corrosion - CORRS23 | Cause | RS
EMRGGEN | Emergency Generator | Emergency Generator - EMRGGEN | DEFASSET | Defective Asset | Defective Asset - DEFASSET | Cause | RS
EMRGGEN | Emergency Generator | Emergency Generator - EMRGGEN | DEPLCH1 | Depleted Charge/Voltage | Depleted Charge/Voltage - DEPLCH1 | Cause | RS
EMRGGEN | Emergency Generator | Emergency Generator - EMRGGEN | EXLOAD | Excessive Load | Excessive Load - EXLOAD | Cause | RS
EMRGGEN | Emergency Generator | Emergency Generator - EMRGGEN | HUMAER1 | Human Error | Human Error - HUMAER1 | Cause | RS
EMRGGEN | Emergency Generator | Emergency Generator - EMRGGEN | IMPRM21 | Improper Maintenance | Improper Maintenance - IMPRM21 | Cause | RS
EMRGGEN | Emergency Generator | Emergency Generator - EMRGGEN | IMPRM62 | Improper Maintenance | Improper Maintenance - IMPRM62 | Cause | RS
EMRGGEN | Emergency Generator | Emergency Generator - EMRGGEN | IMPRMNT | Improper Maintenance | Improper Maintenance - IMPRMNT | Cause | RS
EMRGGEN | Emergency Generator | Emergency Generator - EMRGGEN | INSLUBR | Insufficient Lubrication | Insufficient Lubrication - INSLUBR | Cause | RS
EMRGGEN | Emergency Generator | Emergency Generator - EMRGGEN | LACKTRN | Lack of/ Inadequate Training | Lack of/ Inadequate Training - LACKTRN | Cause | RS
EMRGGEN | Emergency Generator | Emergency Generator - EMRGGEN | LOOSC2 | Loose Connection | Loose Connection - LOOSC2 | Cause | RS
EMRGGEN | Emergency Generator | Emergency Generator - EMRGGEN | LOOSC27 | Loose Connection | Loose Connection - LOOSC27 | Cause | RS
EMRGGEN | Emergency Generator | Emergency Generator - EMRGGEN | MISSCMP | Loose/ Missing Component | Loose/ Missing Component - MISSCMP | Cause | RS
EMRGGEN | Emergency Generator | Emergency Generator - EMRGGEN | NORMW20 | Normal Wear | Normal Wear - NORMW20 | Cause | RS
EMRGGEN | Emergency Generator | Emergency Generator - EMRGGEN | NRMWEAR | Normal Wear | Normal Wear - NRMWEAR | Cause | RS
EMRGGEN | Emergency Generator | Emergency Generator - EMRGGEN | OTHER | Other (specify) | Other (specify) - OTHER | Cause | RS
EMRGGEN | Emergency Generator | Emergency Generator - EMRGGEN | OTHER12 | Other (Specify) | Other (Specify) - OTHER12 | Cause | RS
EMRGGEN | Emergency Generator | Emergency Generator - EMRGGEN | PRINSTAL | Poor Installation | Poor Installation - PRINSTAL | Cause | RS
EMRGGEN | Emergency Generator | Emergency Generator - EMRGGEN | PROCISSU | Procedure Issue | Procedure Issue - PROCISSU | Cause | RS
EMRGGEN | Emergency Generator | Emergency Generator - EMRGGEN | UTLFAIL | Utility Failure | Utility Failure - UTLFAIL | Cause | RS
EMRGGEN | Emergency Generator | Emergency Generator - EMRGGEN | VNDLSM | Vandalism | Vandalism - VNDLSM | Cause | RS
EMRGGEN | Emergency Generator | Emergency Generator - EMRGGEN | WORNCMPT | Defective/ Worn Component | Defective/ Worn Component - WORNCMPT | Cause | RS
EMRGGEN | Emergency Generator | Emergency Generator - EMRGGEN | ADJUSTD | Adjusted | Adjusted - ADJUSTD | Action | RS
EMRGGEN | Emergency Generator | Emergency Generator - EMRGGEN | CALCONT | Call Contractor | Call Contractor - CALCONT | Action | RS
EMRGGEN | Emergency Generator | Emergency Generator - EMRGGEN | CHTCSET | Check The Controls Settings | Check The Controls Settings - CHTCSET | Action | RS
EMRGGEN | Emergency Generator | Emergency Generator - EMRGGEN | DECOMM | Decommission | Decommission - DECOMM | Action | RS
EMRGGEN | Emergency Generator | Emergency Generator - EMRGGEN | DECONTME | Decontaminate | Decontaminate - DECONTME | Action | RS
EMRGGEN | Emergency Generator | Emergency Generator - EMRGGEN | DONOTHIN | Do Nothing | Do Nothing - DONOTHIN | Action | RS
EMRGGEN | Emergency Generator | Emergency Generator - EMRGGEN | LUBRCTE | Lubricate | Lubricate - LUBRCTE | Action | RS
EMRGGEN | Emergency Generator | Emergency Generator - EMRGGEN | OTHER | Other (specify) | Other (specify) - OTHER | Action | RS
EMRGGEN | Emergency Generator | Emergency Generator - EMRGGEN | RECALBRT | Recalibrate | Recalibrate - RECALBRT | Action | RS
EMRGGEN | Emergency Generator | Emergency Generator - EMRGGEN | RECHTBA | Recharge The Battery | Recharge The Battery - RECHTBA | Action | RS
EMRGGEN | Emergency Generator | Emergency Generator - EMRGGEN | REMVOBT | Remove Obstruction | Remove Obstruction - REMVOBT | Action | RS
EMRGGEN | Emergency Generator | Emergency Generator - EMRGGEN | REPAIR | Repair | Repair - REPAIR | Action | RS
EMRGGEN | Emergency Generator | Emergency Generator - EMRGGEN | REPBLHH | Replace Block Heater Hoses | Replace Block Heater Hoses - REPBLHH | Action | RS
EMRGGEN | Emergency Generator | Emergency Generator - EMRGGEN | REPCMPT | Repair Component | Repair Component - REPCMPT | Action | RS
EMRGGEN | Emergency Generator | Emergency Generator - EMRGGEN | REPLACE | Replace | Replace - REPLACE | Action | RS
EMRGGEN | Emergency Generator | Emergency Generator - EMRGGEN | REPLASS | Replace Asset | Replace Asset - REPLASS | Action | RS
EMRGGEN | Emergency Generator | Emergency Generator - EMRGGEN | REPLCMPT | Replace Component | Replace Component - REPLCMPT | Action | RS
EMRGGEN | Emergency Generator | Emergency Generator - EMRGGEN | REPRASS | Repair Asset | Repair Asset - REPRASS | Action | RS
EMRGGEN | Emergency Generator | Emergency Generator - EMRGGEN | UPGRADES | Upgrade | Upgrade - UPGRADES | Action | RS
EMRGPF | Emergency Plumbing Fixture | Emergency Plumbing Fixture - EMRGPF | ABNTEMP | Abnormal Temprature | Abnormal Temprature - ABNTEMP | Problem | RS
EMRGPF | Emergency Plumbing Fixture | Emergency Plumbing Fixture - EMRGPF | CORROS | Corrosion | Corrosion - CORROS | Problem | RS
EMRGPF | Emergency Plumbing Fixture | Emergency Plumbing Fixture - EMRGPF | ELECTRIP | Electrical Trip Out | Electrical Trip Out - ELECTRIP | Problem | RS
EMRGPF | Emergency Plumbing Fixture | Emergency Plumbing Fixture - EMRGPF | EXNOISE | Excessive Noise | Excessive Noise - EXNOISE | Problem | RS
EMRGPF | Emergency Plumbing Fixture | Emergency Plumbing Fixture - EMRGPF | EXVIBRTN | Excessive Vibration | Excessive Vibration - EXVIBRTN | Problem | RS
EMRGPF | Emergency Plumbing Fixture | Emergency Plumbing Fixture - EMRGPF | JAMMEDEQ | Jammed Equipment | Jammed Equipment - JAMMEDEQ | Problem | RS
EMRGPF | Emergency Plumbing Fixture | Emergency Plumbing Fixture - EMRGPF | LEAKING | Leaking | Leaking - LEAKING | Problem | RS
EMRGPF | Emergency Plumbing Fixture | Emergency Plumbing Fixture - EMRGPF | LOWPERF | Low Performance | Low Performance - LOWPERF | Problem | RS
EMRGPF | Emergency Plumbing Fixture | Emergency Plumbing Fixture - EMRGPF | NONOPER | Non-Operational | Non-Operational - NONOPER | Problem | RS
EMRGPF | Emergency Plumbing Fixture | Emergency Plumbing Fixture - EMRGPF | PHYDMGE | Physical Damage | Physical Damage - PHYDMGE | Problem | RS
EMRGPF | Emergency Plumbing Fixture | Emergency Plumbing Fixture - EMRGPF | UNSMELL | Unusual Smell | Unusual Smell - UNSMELL | Problem | RS
EMRGPF | Emergency Plumbing Fixture | Emergency Plumbing Fixture - EMRGPF | UNSMOKE | Unusual Smoke | Unusual Smoke - UNSMOKE | Problem | RS
EMRGPF | Emergency Plumbing Fixture | Emergency Plumbing Fixture - EMRGPF | EPFDET | Emergency plumbing fixture deteriorated | Emergency plumbing fixture deteriorated - EPFDET | Failure | RS
EMRGPF | Emergency Plumbing Fixture | Emergency Plumbing Fixture - EMRGPF | EPFFAIL | Emergency plumbing fixture failed | Emergency plumbing fixture failed - EPFFAIL | Failure | RS
EMRGPF | Emergency Plumbing Fixture | Emergency Plumbing Fixture - EMRGPF | ACCIDENT | Accident | Accident - ACCIDENT | Cause | RS
EMRGPF | Emergency Plumbing Fixture | Emergency Plumbing Fixture - EMRGPF | ACCWEAR | Accelerated Wear | Accelerated Wear - ACCWEAR | Cause | RS
EMRGPF | Emergency Plumbing Fixture | Emergency Plumbing Fixture - EMRGPF | ACTGOD | Weather condition/Forces of nature or Act of God | Weather condition/Forces of nature or Act of God - ACTGOD | Cause | RS
EMRGPF | Emergency Plumbing Fixture | Emergency Plumbing Fixture - EMRGPF | CONTAM | Contamination | Contamination - CONTAM | Cause | RS
EMRGPF | Emergency Plumbing Fixture | Emergency Plumbing Fixture - EMRGPF | DEFASSET | Defective Asset | Defective Asset - DEFASSET | Cause | RS
EMRGPF | Emergency Plumbing Fixture | Emergency Plumbing Fixture - EMRGPF | EXLOAD | Excessive Load | Excessive Load - EXLOAD | Cause | RS
EMRGPF | Emergency Plumbing Fixture | Emergency Plumbing Fixture - EMRGPF | IMPRMNT | Improper Maintenance | Improper Maintenance - IMPRMNT | Cause | RS
EMRGPF | Emergency Plumbing Fixture | Emergency Plumbing Fixture - EMRGPF | INSLUBR | Insufficient Lubrication | Insufficient Lubrication - INSLUBR | Cause | RS
EMRGPF | Emergency Plumbing Fixture | Emergency Plumbing Fixture - EMRGPF | LACKTRN | Lack of/ Inadequate Training | Lack of/ Inadequate Training - LACKTRN | Cause | RS
EMRGPF | Emergency Plumbing Fixture | Emergency Plumbing Fixture - EMRGPF | MISSCMP | Loose/ Missing Component | Loose/ Missing Component - MISSCMP | Cause | RS
EMRGPF | Emergency Plumbing Fixture | Emergency Plumbing Fixture - EMRGPF | NRMWEAR | Normal Wear | Normal Wear - NRMWEAR | Cause | RS
EMRGPF | Emergency Plumbing Fixture | Emergency Plumbing Fixture - EMRGPF | OTHER | Other (specify) | Other (specify) - OTHER | Cause | RS
EMRGPF | Emergency Plumbing Fixture | Emergency Plumbing Fixture - EMRGPF | PRINSTAL | Poor Installation | Poor Installation - PRINSTAL | Cause | RS
EMRGPF | Emergency Plumbing Fixture | Emergency Plumbing Fixture - EMRGPF | PROCISSU | Procedure Issue | Procedure Issue - PROCISSU | Cause | RS
EMRGPF | Emergency Plumbing Fixture | Emergency Plumbing Fixture - EMRGPF | UTLFAIL | Utility Failure | Utility Failure - UTLFAIL | Cause | RS
EMRGPF | Emergency Plumbing Fixture | Emergency Plumbing Fixture - EMRGPF | VNDLSM | Vandalism | Vandalism - VNDLSM | Cause | RS
EMRGPF | Emergency Plumbing Fixture | Emergency Plumbing Fixture - EMRGPF | WORNCMPT | Defective/ Worn Component | Defective/ Worn Component - WORNCMPT | Cause | RS
EMRGPF | Emergency Plumbing Fixture | Emergency Plumbing Fixture - EMRGPF | ADJUSTD | Adjusted | Adjusted - ADJUSTD | Action | RS
EMRGPF | Emergency Plumbing Fixture | Emergency Plumbing Fixture - EMRGPF | DECOMM | Decommission | Decommission - DECOMM | Action | RS
EMRGPF | Emergency Plumbing Fixture | Emergency Plumbing Fixture - EMRGPF | DECONTME | Decontaminate | Decontaminate - DECONTME | Action | RS
EMRGPF | Emergency Plumbing Fixture | Emergency Plumbing Fixture - EMRGPF | DONOTHIN | Do Nothing | Do Nothing - DONOTHIN | Action | RS
EMRGPF | Emergency Plumbing Fixture | Emergency Plumbing Fixture - EMRGPF | LUBRCTE | Lubricate | Lubricate - LUBRCTE | Action | RS
EMRGPF | Emergency Plumbing Fixture | Emergency Plumbing Fixture - EMRGPF | OTHER | Other (specify) | Other (specify) - OTHER | Action | RS
EMRGPF | Emergency Plumbing Fixture | Emergency Plumbing Fixture - EMRGPF | RECALBRT | Recalibrate | Recalibrate - RECALBRT | Action | RS
EMRGPF | Emergency Plumbing Fixture | Emergency Plumbing Fixture - EMRGPF | REMVOBT | Remove Obstruction | Remove Obstruction - REMVOBT | Action | RS
EMRGPF | Emergency Plumbing Fixture | Emergency Plumbing Fixture - EMRGPF | REPCMPT | Repair Component | Repair Component - REPCMPT | Action | RS
EMRGPF | Emergency Plumbing Fixture | Emergency Plumbing Fixture - EMRGPF | REPLASS | Replace Asset | Replace Asset - REPLASS | Action | RS
EMRGPF | Emergency Plumbing Fixture | Emergency Plumbing Fixture - EMRGPF | REPLCMPT | Replace Component | Replace Component - REPLCMPT | Action | RS
EMRGPF | Emergency Plumbing Fixture | Emergency Plumbing Fixture - EMRGPF | REPRASS | Repair Asset | Repair Asset - REPRASS | Action | RS
EMRGPF | Emergency Plumbing Fixture | Emergency Plumbing Fixture - EMRGPF | UPGRADES | Upgrade | Upgrade - UPGRADES | Action | RS
EMRGSB | Emergency Stop Button | Emergency Stop Button - EMRGSB | ABNTEMP | Abnormal Temprature | Abnormal Temprature - ABNTEMP | Problem | RS
EMRGSB | Emergency Stop Button | Emergency Stop Button - EMRGSB | CORROS | Corrosion | Corrosion - CORROS | Problem | RS
EMRGSB | Emergency Stop Button | Emergency Stop Button - EMRGSB | ELECTRIP | Electrical Trip Out | Electrical Trip Out - ELECTRIP | Problem | RS
EMRGSB | Emergency Stop Button | Emergency Stop Button - EMRGSB | EXNOISE | Excessive Noise | Excessive Noise - EXNOISE | Problem | RS
EMRGSB | Emergency Stop Button | Emergency Stop Button - EMRGSB | EXVIBRTN | Excessive Vibration | Excessive Vibration - EXVIBRTN | Problem | RS
EMRGSB | Emergency Stop Button | Emergency Stop Button - EMRGSB | JAMMEDEQ | Jammed Equipment | Jammed Equipment - JAMMEDEQ | Problem | RS
EMRGSB | Emergency Stop Button | Emergency Stop Button - EMRGSB | LEAKING | Leaking | Leaking - LEAKING | Problem | RS
EMRGSB | Emergency Stop Button | Emergency Stop Button - EMRGSB | LOWPERF | Low Performance | Low Performance - LOWPERF | Problem | RS
EMRGSB | Emergency Stop Button | Emergency Stop Button - EMRGSB | NONFUNC7 | Non Functional | Non Functional - NONFUNC7 | Problem | RS
EMRGSB | Emergency Stop Button | Emergency Stop Button - EMRGSB | NONOPER | Non-Operational | Non-Operational - NONOPER | Problem | RS
EMRGSB | Emergency Stop Button | Emergency Stop Button - EMRGSB | PHYDMGE | Physical Damage | Physical Damage - PHYDMGE | Problem | RS
EMRGSB | Emergency Stop Button | Emergency Stop Button - EMRGSB | UNSMELL | Unusual Smell | Unusual Smell - UNSMELL | Problem | RS
EMRGSB | Emergency Stop Button | Emergency Stop Button - EMRGSB | UNSMOKE | Unusual Smoke | Unusual Smoke - UNSMOKE | Problem | RS
EMRGSB | Emergency Stop Button | Emergency Stop Button - EMRGSB | DEFEBT1 | Defected Button | Defected Button - DEFEBT1 | Failure | RS
EMRGSB | Emergency Stop Button | Emergency Stop Button - EMRGSB | EGSTFAIL | Emergency stop failed | Emergency stop failed - EGSTFAIL | Failure | RS
EMRGSB | Emergency Stop Button | Emergency Stop Button - EMRGSB | ACCIDENT | Accident | Accident - ACCIDENT | Cause | RS
EMRGSB | Emergency Stop Button | Emergency Stop Button - EMRGSB | ACCWEAR | Accelerated Wear | Accelerated Wear - ACCWEAR | Cause | RS
EMRGSB | Emergency Stop Button | Emergency Stop Button - EMRGSB | ACTGOD | Weather condition/Forces of nature or Act of God | Weather condition/Forces of nature or Act of God - ACTGOD | Cause | RS
EMRGSB | Emergency Stop Button | Emergency Stop Button - EMRGSB | AGING172 | Aging | Aging - AGING172 | Cause | RS
EMRGSB | Emergency Stop Button | Emergency Stop Button - EMRGSB | CONTAM | Contamination | Contamination - CONTAM | Cause | RS
EMRGSB | Emergency Stop Button | Emergency Stop Button - EMRGSB | DAMAGE4 | Physical Damage | Physical Damage - DAMAGE4 | Cause | RS
EMRGSB | Emergency Stop Button | Emergency Stop Button - EMRGSB | DEFASSET | Defective Asset | Defective Asset - DEFASSET | Cause | RS
EMRGSB | Emergency Stop Button | Emergency Stop Button - EMRGSB | EXLOAD | Excessive Load | Excessive Load - EXLOAD | Cause | RS
EMRGSB | Emergency Stop Button | Emergency Stop Button - EMRGSB | IMPRM10 | Improper Maintenance | Improper Maintenance - IMPRM10 | Cause | RS
EMRGSB | Emergency Stop Button | Emergency Stop Button - EMRGSB | IMPRMNT | Improper Maintenance | Improper Maintenance - IMPRMNT | Cause | RS
EMRGSB | Emergency Stop Button | Emergency Stop Button - EMRGSB | INSLUBR | Insufficient Lubrication | Insufficient Lubrication - INSLUBR | Cause | RS
EMRGSB | Emergency Stop Button | Emergency Stop Button - EMRGSB | LACKTRN | Lack of/ Inadequate Training | Lack of/ Inadequate Training - LACKTRN | Cause | RS
EMRGSB | Emergency Stop Button | Emergency Stop Button - EMRGSB | LOOSC32 | Loose Connection | Loose Connection - LOOSC32 | Cause | RS
EMRGSB | Emergency Stop Button | Emergency Stop Button - EMRGSB | MISSCMP | Loose/ Missing Component | Loose/ Missing Component - MISSCMP | Cause | RS
EMRGSB | Emergency Stop Button | Emergency Stop Button - EMRGSB | NRMWEAR | Normal Wear | Normal Wear - NRMWEAR | Cause | RS
EMRGSB | Emergency Stop Button | Emergency Stop Button - EMRGSB | OTHER | Other (specify) | Other (specify) - OTHER | Cause | RS
EMRGSB | Emergency Stop Button | Emergency Stop Button - EMRGSB | OTHER3 | Other (Specify) | Other (Specify) - OTHER3 | Cause | RS
EMRGSB | Emergency Stop Button | Emergency Stop Button - EMRGSB | PRINSTAL | Poor Installation | Poor Installation - PRINSTAL | Cause | RS
EMRGSB | Emergency Stop Button | Emergency Stop Button - EMRGSB | PROCISSU | Procedure Issue | Procedure Issue - PROCISSU | Cause | RS
EMRGSB | Emergency Stop Button | Emergency Stop Button - EMRGSB | UTLFAIL | Utility Failure | Utility Failure - UTLFAIL | Cause | RS
EMRGSB | Emergency Stop Button | Emergency Stop Button - EMRGSB | VNDLSM | Vandalism | Vandalism - VNDLSM | Cause | RS
EMRGSB | Emergency Stop Button | Emergency Stop Button - EMRGSB | WORNCMPT | Defective/ Worn Component | Defective/ Worn Component - WORNCMPT | Cause | RS
EMRGSB | Emergency Stop Button | Emergency Stop Button - EMRGSB | ADJUSTD | Adjusted | Adjusted - ADJUSTD | Action | RS
EMRGSB | Emergency Stop Button | Emergency Stop Button - EMRGSB | DECOMM | Decommission | Decommission - DECOMM | Action | RS
EMRGSB | Emergency Stop Button | Emergency Stop Button - EMRGSB | DECONTME | Decontaminate | Decontaminate - DECONTME | Action | RS
EMRGSB | Emergency Stop Button | Emergency Stop Button - EMRGSB | DONOTHIN | Do Nothing | Do Nothing - DONOTHIN | Action | RS
EMRGSB | Emergency Stop Button | Emergency Stop Button - EMRGSB | LUBRCTE | Lubricate | Lubricate - LUBRCTE | Action | RS
EMRGSB | Emergency Stop Button | Emergency Stop Button - EMRGSB | OTHER | Other (specify) | Other (specify) - OTHER | Action | RS
EMRGSB | Emergency Stop Button | Emergency Stop Button - EMRGSB | RECALBRT | Recalibrate | Recalibrate - RECALBRT | Action | RS
EMRGSB | Emergency Stop Button | Emergency Stop Button - EMRGSB | REMVOBT | Remove Obstruction | Remove Obstruction - REMVOBT | Action | RS
EMRGSB | Emergency Stop Button | Emergency Stop Button - EMRGSB | REPAIR | Repair | Repair - REPAIR | Action | RS
EMRGSB | Emergency Stop Button | Emergency Stop Button - EMRGSB | REPCMPT | Repair Component | Repair Component - REPCMPT | Action | RS
EMRGSB | Emergency Stop Button | Emergency Stop Button - EMRGSB | REPLACE | Replace | Replace - REPLACE | Action | RS
EMRGSB | Emergency Stop Button | Emergency Stop Button - EMRGSB | REPLASS | Replace Asset | Replace Asset - REPLASS | Action | RS
EMRGSB | Emergency Stop Button | Emergency Stop Button - EMRGSB | REPLCMPT | Replace Component | Replace Component - REPLCMPT | Action | RS
EMRGSB | Emergency Stop Button | Emergency Stop Button - EMRGSB | REPRASS | Repair Asset | Repair Asset - REPRASS | Action | RS
EMRGSB | Emergency Stop Button | Emergency Stop Button - EMRGSB | UPGRADES | Upgrade | Upgrade - UPGRADES | Action | RS
ESCLTR | Escalator | Escalator - ESCLTR | ABNTEMP | Abnormal Temprature | Abnormal Temprature - ABNTEMP | Problem | RS
ESCLTR | Escalator | Escalator - ESCLTR | CORROS | Corrosion | Corrosion - CORROS | Problem | RS
ESCLTR | Escalator | Escalator - ESCLTR | ELECTRIP | Electrical Trip Out | Electrical Trip Out - ELECTRIP | Problem | RS
ESCLTR | Escalator | Escalator - ESCLTR | EXNOISE | Excessive Noise | Excessive Noise - EXNOISE | Problem | RS
ESCLTR | Escalator | Escalator - ESCLTR | EXVIBRTN | Excessive Vibration | Excessive Vibration - EXVIBRTN | Problem | RS
ESCLTR | Escalator | Escalator - ESCLTR | JAMMEDEQ | Jammed Equipment | Jammed Equipment - JAMMEDEQ | Problem | RS
ESCLTR | Escalator | Escalator - ESCLTR | LEAKING | Leaking | Leaking - LEAKING | Problem | RS
ESCLTR | Escalator | Escalator - ESCLTR | LOWPERF | Low Performance | Low Performance - LOWPERF | Problem | RS
ESCLTR | Escalator | Escalator - ESCLTR | NONOPER | Non-Operational | Non-Operational - NONOPER | Problem | RS
ESCLTR | Escalator | Escalator - ESCLTR | PHYDMGE | Physical Damage | Physical Damage - PHYDMGE | Problem | RS
ESCLTR | Escalator | Escalator - ESCLTR | UNSMELL | Unusual Smell | Unusual Smell - UNSMELL | Problem | RS
ESCLTR | Escalator | Escalator - ESCLTR | UNSMOKE | Unusual Smoke | Unusual Smoke - UNSMOKE | Problem | RS
ESCLTR | Escalator | Escalator - ESCLTR | ELSRFAIL | Escalator Anti-Reversal Device Failed | Escalator Anti-Reversal Device Failed - ELSRFAIL | Failure | RS
ESCLTR | Escalator | Escalator - ESCLTR | ESLCDET | Escalator Components Deteriorated and/or Damaged | Escalator Components Deteriorated and/or Damaged - ESLCDET | Failure | RS
ESCLTR | Escalator | Escalator - ESCLTR | ESLSFAIL | Escalator Emergency Stop Buttons Failed | Escalator Emergency Stop Buttons Failed - ESLSFAIL | Failure | RS
ESCLTR | Escalator | Escalator - ESCLTR | ACCIDENT | Accident | Accident - ACCIDENT | Cause | RS
ESCLTR | Escalator | Escalator - ESCLTR | ACCWEAR | Accelerated Wear | Accelerated Wear - ACCWEAR | Cause | RS
ESCLTR | Escalator | Escalator - ESCLTR | ACTGOD | Weather condition/Forces of nature or Act of God | Weather condition/Forces of nature or Act of God - ACTGOD | Cause | RS
ESCLTR | Escalator | Escalator - ESCLTR | CONTAM | Contamination | Contamination - CONTAM | Cause | RS
ESCLTR | Escalator | Escalator - ESCLTR | DEFASSET | Defective Asset | Defective Asset - DEFASSET | Cause | RS
ESCLTR | Escalator | Escalator - ESCLTR | EXLOAD | Excessive Load | Excessive Load - EXLOAD | Cause | RS
ESCLTR | Escalator | Escalator - ESCLTR | IMPRMNT | Improper Maintenance | Improper Maintenance - IMPRMNT | Cause | RS
ESCLTR | Escalator | Escalator - ESCLTR | INSLUBR | Insufficient Lubrication | Insufficient Lubrication - INSLUBR | Cause | RS
ESCLTR | Escalator | Escalator - ESCLTR | LACKTRN | Lack of/ Inadequate Training | Lack of/ Inadequate Training - LACKTRN | Cause | RS
ESCLTR | Escalator | Escalator - ESCLTR | MISSCMP | Loose/ Missing Component | Loose/ Missing Component - MISSCMP | Cause | RS
ESCLTR | Escalator | Escalator - ESCLTR | NRMWEAR | Normal Wear | Normal Wear - NRMWEAR | Cause | RS
ESCLTR | Escalator | Escalator - ESCLTR | OTHER | Other (specify) | Other (specify) - OTHER | Cause | RS
ESCLTR | Escalator | Escalator - ESCLTR | PRINSTAL | Poor Installation | Poor Installation - PRINSTAL | Cause | RS
ESCLTR | Escalator | Escalator - ESCLTR | PROCISSU | Procedure Issue | Procedure Issue - PROCISSU | Cause | RS
ESCLTR | Escalator | Escalator - ESCLTR | UTLFAIL | Utility Failure | Utility Failure - UTLFAIL | Cause | RS
ESCLTR | Escalator | Escalator - ESCLTR | VNDLSM | Vandalism | Vandalism - VNDLSM | Cause | RS
ESCLTR | Escalator | Escalator - ESCLTR | WORNCMPT | Defective/ Worn Component | Defective/ Worn Component - WORNCMPT | Cause | RS
ESCLTR | Escalator | Escalator - ESCLTR | ADJUSTD | Adjusted | Adjusted - ADJUSTD | Action | RS
ESCLTR | Escalator | Escalator - ESCLTR | DECOMM | Decommission | Decommission - DECOMM | Action | RS
ESCLTR | Escalator | Escalator - ESCLTR | DECONTME | Decontaminate | Decontaminate - DECONTME | Action | RS
ESCLTR | Escalator | Escalator - ESCLTR | DONOTHIN | Do Nothing | Do Nothing - DONOTHIN | Action | RS
ESCLTR | Escalator | Escalator - ESCLTR | LUBRCTE | Lubricate | Lubricate - LUBRCTE | Action | RS
ESCLTR | Escalator | Escalator - ESCLTR | OTHER | Other (specify) | Other (specify) - OTHER | Action | RS
ESCLTR | Escalator | Escalator - ESCLTR | RECALBRT | Recalibrate | Recalibrate - RECALBRT | Action | RS
ESCLTR | Escalator | Escalator - ESCLTR | REMVOBT | Remove Obstruction | Remove Obstruction - REMVOBT | Action | RS
ESCLTR | Escalator | Escalator - ESCLTR | REPCMPT | Repair Component | Repair Component - REPCMPT | Action | RS
ESCLTR | Escalator | Escalator - ESCLTR | REPLASS | Replace Asset | Replace Asset - REPLASS | Action | RS
ESCLTR | Escalator | Escalator - ESCLTR | REPLCMPT | Replace Component | Replace Component - REPLCMPT | Action | RS
ESCLTR | Escalator | Escalator - ESCLTR | REPRASS | Repair Asset | Repair Asset - REPRASS | Action | RS
ESCLTR | Escalator | Escalator - ESCLTR | UPGRADES | Upgrade | Upgrade - UPGRADES | Action | RS
EXPTANK | Expansion Tank | Expansion Tank - EXPTANK | ABNTEMP | Abnormal Temprature | Abnormal Temprature - ABNTEMP | Problem | RS
EXPTANK | Expansion Tank | Expansion Tank - EXPTANK | CORROS | Corrosion | Corrosion - CORROS | Problem | RS
EXPTANK | Expansion Tank | Expansion Tank - EXPTANK | ELECTRIP | Electrical Trip Out | Electrical Trip Out - ELECTRIP | Problem | RS
EXPTANK | Expansion Tank | Expansion Tank - EXPTANK | EXNOISE | Excessive Noise | Excessive Noise - EXNOISE | Problem | RS
EXPTANK | Expansion Tank | Expansion Tank - EXPTANK | EXVIBRTN | Excessive Vibration | Excessive Vibration - EXVIBRTN | Problem | RS
EXPTANK | Expansion Tank | Expansion Tank - EXPTANK | JAMMEDEQ | Jammed Equipment | Jammed Equipment - JAMMEDEQ | Problem | RS
EXPTANK | Expansion Tank | Expansion Tank - EXPTANK | LEAKING | Leaking | Leaking - LEAKING | Problem | RS
EXPTANK | Expansion Tank | Expansion Tank - EXPTANK | LOWPERF | Low Performance | Low Performance - LOWPERF | Problem | RS
EXPTANK | Expansion Tank | Expansion Tank - EXPTANK | NONOPER | Non-Operational | Non-Operational - NONOPER | Problem | RS
EXPTANK | Expansion Tank | Expansion Tank - EXPTANK | PHYDMGE | Physical Damage | Physical Damage - PHYDMGE | Problem | RS
EXPTANK | Expansion Tank | Expansion Tank - EXPTANK | UNSMELL | Unusual Smell | Unusual Smell - UNSMELL | Problem | RS
EXPTANK | Expansion Tank | Expansion Tank - EXPTANK | UNSMOKE | Unusual Smoke | Unusual Smoke - UNSMOKE | Problem | RS
EXPTANK | Expansion Tank | Expansion Tank - EXPTANK | EXTKDET | Expansion tank deteriorated | Expansion tank deteriorated - EXTKDET | Failure | RS
EXPTANK | Expansion Tank | Expansion Tank - EXPTANK | ACCIDENT | Accident | Accident - ACCIDENT | Cause | RS
EXPTANK | Expansion Tank | Expansion Tank - EXPTANK | ACCWEAR | Accelerated Wear | Accelerated Wear - ACCWEAR | Cause | RS
EXPTANK | Expansion Tank | Expansion Tank - EXPTANK | ACTGOD | Weather condition/Forces of nature or Act of God | Weather condition/Forces of nature or Act of God - ACTGOD | Cause | RS
EXPTANK | Expansion Tank | Expansion Tank - EXPTANK | CONTAM | Contamination | Contamination - CONTAM | Cause | RS
EXPTANK | Expansion Tank | Expansion Tank - EXPTANK | DEFASSET | Defective Asset | Defective Asset - DEFASSET | Cause | RS
EXPTANK | Expansion Tank | Expansion Tank - EXPTANK | EXLOAD | Excessive Load | Excessive Load - EXLOAD | Cause | RS
EXPTANK | Expansion Tank | Expansion Tank - EXPTANK | IMPRMNT | Improper Maintenance | Improper Maintenance - IMPRMNT | Cause | RS
EXPTANK | Expansion Tank | Expansion Tank - EXPTANK | INSLUBR | Insufficient Lubrication | Insufficient Lubrication - INSLUBR | Cause | RS
EXPTANK | Expansion Tank | Expansion Tank - EXPTANK | LACKTRN | Lack of/ Inadequate Training | Lack of/ Inadequate Training - LACKTRN | Cause | RS
EXPTANK | Expansion Tank | Expansion Tank - EXPTANK | MISSCMP | Loose/ Missing Component | Loose/ Missing Component - MISSCMP | Cause | RS
EXPTANK | Expansion Tank | Expansion Tank - EXPTANK | NRMWEAR | Normal Wear | Normal Wear - NRMWEAR | Cause | RS
EXPTANK | Expansion Tank | Expansion Tank - EXPTANK | OTHER | Other (specify) | Other (specify) - OTHER | Cause | RS
EXPTANK | Expansion Tank | Expansion Tank - EXPTANK | PRINSTAL | Poor Installation | Poor Installation - PRINSTAL | Cause | RS
EXPTANK | Expansion Tank | Expansion Tank - EXPTANK | PROCISSU | Procedure Issue | Procedure Issue - PROCISSU | Cause | RS
EXPTANK | Expansion Tank | Expansion Tank - EXPTANK | UTLFAIL | Utility Failure | Utility Failure - UTLFAIL | Cause | RS
EXPTANK | Expansion Tank | Expansion Tank - EXPTANK | VNDLSM | Vandalism | Vandalism - VNDLSM | Cause | RS
EXPTANK | Expansion Tank | Expansion Tank - EXPTANK | WORNCMPT | Defective/ Worn Component | Defective/ Worn Component - WORNCMPT | Cause | RS
EXPTANK | Expansion Tank | Expansion Tank - EXPTANK | ADJUSTD | Adjusted | Adjusted - ADJUSTD | Action | RS
EXPTANK | Expansion Tank | Expansion Tank - EXPTANK | DECOMM | Decommission | Decommission - DECOMM | Action | RS
EXPTANK | Expansion Tank | Expansion Tank - EXPTANK | DECONTME | Decontaminate | Decontaminate - DECONTME | Action | RS
EXPTANK | Expansion Tank | Expansion Tank - EXPTANK | DONOTHIN | Do Nothing | Do Nothing - DONOTHIN | Action | RS
EXPTANK | Expansion Tank | Expansion Tank - EXPTANK | LUBRCTE | Lubricate | Lubricate - LUBRCTE | Action | RS
EXPTANK | Expansion Tank | Expansion Tank - EXPTANK | OTHER | Other (specify) | Other (specify) - OTHER | Action | RS
EXPTANK | Expansion Tank | Expansion Tank - EXPTANK | RECALBRT | Recalibrate | Recalibrate - RECALBRT | Action | RS
EXPTANK | Expansion Tank | Expansion Tank - EXPTANK | REMVOBT | Remove Obstruction | Remove Obstruction - REMVOBT | Action | RS
EXPTANK | Expansion Tank | Expansion Tank - EXPTANK | REPCMPT | Repair Component | Repair Component - REPCMPT | Action | RS
EXPTANK | Expansion Tank | Expansion Tank - EXPTANK | REPLASS | Replace Asset | Replace Asset - REPLASS | Action | RS
EXPTANK | Expansion Tank | Expansion Tank - EXPTANK | REPLCMPT | Replace Component | Replace Component - REPLCMPT | Action | RS
EXPTANK | Expansion Tank | Expansion Tank - EXPTANK | REPRASS | Repair Asset | Repair Asset - REPRASS | Action | RS
EXPTANK | Expansion Tank | Expansion Tank - EXPTANK | UPGRADES | Upgrade | Upgrade - UPGRADES | Action | RS
EXTRWLL | Exterior Wall | Exterior Wall - EXTRWLL | ABNTEMP | Abnormal Temprature | Abnormal Temprature - ABNTEMP | Problem | RS
EXTRWLL | Exterior Wall | Exterior Wall - EXTRWLL | CORROS | Corrosion | Corrosion - CORROS | Problem | RS
EXTRWLL | Exterior Wall | Exterior Wall - EXTRWLL | ELECTRIP | Electrical Trip Out | Electrical Trip Out - ELECTRIP | Problem | RS
EXTRWLL | Exterior Wall | Exterior Wall - EXTRWLL | EXNOISE | Excessive Noise | Excessive Noise - EXNOISE | Problem | RS
EXTRWLL | Exterior Wall | Exterior Wall - EXTRWLL | EXVIBRTN | Excessive Vibration | Excessive Vibration - EXVIBRTN | Problem | RS
EXTRWLL | Exterior Wall | Exterior Wall - EXTRWLL | JAMMEDEQ | Jammed Equipment | Jammed Equipment - JAMMEDEQ | Problem | RS
EXTRWLL | Exterior Wall | Exterior Wall - EXTRWLL | LEAKING | Leaking | Leaking - LEAKING | Problem | RS
EXTRWLL | Exterior Wall | Exterior Wall - EXTRWLL | LOWPERF | Low Performance | Low Performance - LOWPERF | Problem | RS
EXTRWLL | Exterior Wall | Exterior Wall - EXTRWLL | NONOPER | Non-Operational | Non-Operational - NONOPER | Problem | RS
EXTRWLL | Exterior Wall | Exterior Wall - EXTRWLL | PHYDMGE | Physical Damage | Physical Damage - PHYDMGE | Problem | RS
EXTRWLL | Exterior Wall | Exterior Wall - EXTRWLL | UNSMELL | Unusual Smell | Unusual Smell - UNSMELL | Problem | RS
EXTRWLL | Exterior Wall | Exterior Wall - EXTRWLL | UNSMOKE | Unusual Smoke | Unusual Smoke - UNSMOKE | Problem | RS
EXTRWLL | Exterior Wall | Exterior Wall - EXTRWLL | EXWLDET | Exterior wall structure or surface deteriorated | Exterior wall structure or surface deteriorated - EXWLDET | Failure | RS
EXTRWLL | Exterior Wall | Exterior Wall - EXTRWLL | ACCIDENT | Accident | Accident - ACCIDENT | Cause | RS
EXTRWLL | Exterior Wall | Exterior Wall - EXTRWLL | ACCWEAR | Accelerated Wear | Accelerated Wear - ACCWEAR | Cause | RS
EXTRWLL | Exterior Wall | Exterior Wall - EXTRWLL | ACTGOD | Weather condition/Forces of nature or Act of God | Weather condition/Forces of nature or Act of God - ACTGOD | Cause | RS
EXTRWLL | Exterior Wall | Exterior Wall - EXTRWLL | CONTAM | Contamination | Contamination - CONTAM | Cause | RS
EXTRWLL | Exterior Wall | Exterior Wall - EXTRWLL | DEFASSET | Defective Asset | Defective Asset - DEFASSET | Cause | RS
EXTRWLL | Exterior Wall | Exterior Wall - EXTRWLL | EXLOAD | Excessive Load | Excessive Load - EXLOAD | Cause | RS
EXTRWLL | Exterior Wall | Exterior Wall - EXTRWLL | IMPRMNT | Improper Maintenance | Improper Maintenance - IMPRMNT | Cause | RS
EXTRWLL | Exterior Wall | Exterior Wall - EXTRWLL | INSLUBR | Insufficient Lubrication | Insufficient Lubrication - INSLUBR | Cause | RS
EXTRWLL | Exterior Wall | Exterior Wall - EXTRWLL | LACKTRN | Lack of/ Inadequate Training | Lack of/ Inadequate Training - LACKTRN | Cause | RS
EXTRWLL | Exterior Wall | Exterior Wall - EXTRWLL | MISSCMP | Loose/ Missing Component | Loose/ Missing Component - MISSCMP | Cause | RS
EXTRWLL | Exterior Wall | Exterior Wall - EXTRWLL | NRMWEAR | Normal Wear | Normal Wear - NRMWEAR | Cause | RS
EXTRWLL | Exterior Wall | Exterior Wall - EXTRWLL | OTHER | Other (specify) | Other (specify) - OTHER | Cause | RS
EXTRWLL | Exterior Wall | Exterior Wall - EXTRWLL | PRINSTAL | Poor Installation | Poor Installation - PRINSTAL | Cause | RS
EXTRWLL | Exterior Wall | Exterior Wall - EXTRWLL | PROCISSU | Procedure Issue | Procedure Issue - PROCISSU | Cause | RS
EXTRWLL | Exterior Wall | Exterior Wall - EXTRWLL | UTLFAIL | Utility Failure | Utility Failure - UTLFAIL | Cause | RS
EXTRWLL | Exterior Wall | Exterior Wall - EXTRWLL | VNDLSM | Vandalism | Vandalism - VNDLSM | Cause | RS
EXTRWLL | Exterior Wall | Exterior Wall - EXTRWLL | WORNCMPT | Defective/ Worn Component | Defective/ Worn Component - WORNCMPT | Cause | RS
EXTRWLL | Exterior Wall | Exterior Wall - EXTRWLL | ADJUSTD | Adjusted | Adjusted - ADJUSTD | Action | RS
EXTRWLL | Exterior Wall | Exterior Wall - EXTRWLL | DECOMM | Decommission | Decommission - DECOMM | Action | RS
EXTRWLL | Exterior Wall | Exterior Wall - EXTRWLL | DECONTME | Decontaminate | Decontaminate - DECONTME | Action | RS
EXTRWLL | Exterior Wall | Exterior Wall - EXTRWLL | DONOTHIN | Do Nothing | Do Nothing - DONOTHIN | Action | RS
EXTRWLL | Exterior Wall | Exterior Wall - EXTRWLL | LUBRCTE | Lubricate | Lubricate - LUBRCTE | Action | RS
EXTRWLL | Exterior Wall | Exterior Wall - EXTRWLL | OTHER | Other (specify) | Other (specify) - OTHER | Action | RS
EXTRWLL | Exterior Wall | Exterior Wall - EXTRWLL | RECALBRT | Recalibrate | Recalibrate - RECALBRT | Action | RS
EXTRWLL | Exterior Wall | Exterior Wall - EXTRWLL | REMVOBT | Remove Obstruction | Remove Obstruction - REMVOBT | Action | RS
EXTRWLL | Exterior Wall | Exterior Wall - EXTRWLL | REPCMPT | Repair Component | Repair Component - REPCMPT | Action | RS
EXTRWLL | Exterior Wall | Exterior Wall - EXTRWLL | REPLASS | Replace Asset | Replace Asset - REPLASS | Action | RS
EXTRWLL | Exterior Wall | Exterior Wall - EXTRWLL | REPLCMPT | Replace Component | Replace Component - REPLCMPT | Action | RS
EXTRWLL | Exterior Wall | Exterior Wall - EXTRWLL | REPRASS | Repair Asset | Repair Asset - REPRASS | Action | RS
EXTRWLL | Exterior Wall | Exterior Wall - EXTRWLL | UPGRADES | Upgrade | Upgrade - UPGRADES | Action | RS
FAN | Fan | Fan - FAN | ABNTEMP | Abnormal Temprature | Abnormal Temprature - ABNTEMP | Problem | RS
FAN | Fan | Fan - FAN | CORROS | Corrosion | Corrosion - CORROS | Problem | RS
FAN | Fan | Fan - FAN | ELECTRIP | Electrical Trip Out | Electrical Trip Out - ELECTRIP | Problem | RS
FAN | Fan | Fan - FAN | EXNOISE | Excessive Noise | Excessive Noise - EXNOISE | Problem | RS
FAN | Fan | Fan - FAN | EXVIBRTN | Excessive Vibration | Excessive Vibration - EXVIBRTN | Problem | RS
FAN | Fan | Fan - FAN | JAMMEDEQ | Jammed Equipment | Jammed Equipment - JAMMEDEQ | Problem | RS
FAN | Fan | Fan - FAN | LEAKING | Leaking | Leaking - LEAKING | Problem | RS
FAN | Fan | Fan - FAN | LOWPERF | Low Performance | Low Performance - LOWPERF | Problem | RS
FAN | Fan | Fan - FAN | NONFUNC6 | Non Functional | Non Functional - NONFUNC6 | Problem | RS
FAN | Fan | Fan - FAN | NONOPER | Non-Operational | Non-Operational - NONOPER | Problem | RS
FAN | Fan | Fan - FAN | PHYDMGE | Physical Damage | Physical Damage - PHYDMGE | Problem | RS
FAN | Fan | Fan - FAN | UNSMELL | Unusual Smell | Unusual Smell - UNSMELL | Problem | RS
FAN | Fan | Fan - FAN | UNSMOKE | Unusual Smoke | Unusual Smoke - UNSMOKE | Problem | RS
FAN | Fan | Fan - FAN | DEFECIB1 | Defected Circuit Breaker | Defected Circuit Breaker - DEFECIB1 | Failure | RS
FAN | Fan | Fan - FAN | DEFEFAF1 | Defected Fan Fuse | Defected Fan Fuse - DEFEFAF1 | Failure | RS
FAN | Fan | Fan - FAN | DEFEOU1 | Defected Outlet | Defected Outlet - DEFEOU1 | Failure | RS
FAN | Fan | Fan - FAN | DEFEPOC1 | Defected Power Cord | Defected Power Cord - DEFEPOC1 | Failure | RS
FAN | Fan | Fan - FAN | DISCPOC1 | Disconnected Power Cord | Disconnected Power Cord - DISCPOC1 | Failure | RS
FAN | Fan | Fan - FAN | FANBDEG | Driver belt degraded or misaligned | Driver belt degraded or misaligned - FANBDEG | Failure | RS
FAN | Fan | Fan - FAN | FANBDEP | Fan bearing grease depleted | Fan bearing grease depleted - FANBDEP | Failure | RS
FAN | Fan | Fan - FAN | FANCDET | Fan components deteriorated | Fan components deteriorated - FANCDET | Failure | RS
FAN | Fan | Fan - FAN | FANMFAIL | Fan motor failed | Fan motor failed - FANMFAIL | Failure | RS
FAN | Fan | Fan - FAN | OTHERS10 | Other (Specify) | Other (Specify) - OTHERS10 | Failure | RS
FAN | Fan | Fan - FAN | ACCIDENT | Accident | Accident - ACCIDENT | Cause | RS
FAN | Fan | Fan - FAN | ACCWEAR | Accelerated Wear | Accelerated Wear - ACCWEAR | Cause | RS
FAN | Fan | Fan - FAN | ACTGOD | Weather condition/Forces of nature or Act of God | Weather condition/Forces of nature or Act of God - ACTGOD | Cause | RS
FAN | Fan | Fan - FAN | AGING1 | Aging | Aging - AGING1 | Cause | RS
FAN | Fan | Fan - FAN | AGING96 | Aging | Aging - AGING96 | Cause | RS
FAN | Fan | Fan - FAN | CONTAM | Contamination | Contamination - CONTAM | Cause | RS
FAN | Fan | Fan - FAN | DAMAGE5 | Physical Damage | Physical Damage - DAMAGE5 | Cause | RS
FAN | Fan | Fan - FAN | DEFASSET | Defective Asset | Defective Asset - DEFASSET | Cause | RS
FAN | Fan | Fan - FAN | ELECFA16 | Electrical Fault | Electrical Fault - ELECFA16 | Cause | RS
FAN | Fan | Fan - FAN | ELECFA37 | Electrical Fault | Electrical Fault - ELECFA37 | Cause | RS
FAN | Fan | Fan - FAN | ELECFA50 | Electrical Fault | Electrical Fault - ELECFA50 | Cause | RS
FAN | Fan | Fan - FAN | EXLOAD | Excessive Load | Excessive Load - EXLOAD | Cause | RS
FAN | Fan | Fan - FAN | IMPRMNT | Improper Maintenance | Improper Maintenance - IMPRMNT | Cause | RS
FAN | Fan | Fan - FAN | INSLUBR | Insufficient Lubrication | Insufficient Lubrication - INSLUBR | Cause | RS
FAN | Fan | Fan - FAN | LACKTRN | Lack of/ Inadequate Training | Lack of/ Inadequate Training - LACKTRN | Cause | RS
FAN | Fan | Fan - FAN | LOOSC10 | Loose Connection | Loose Connection - LOOSC10 | Cause | RS
FAN | Fan | Fan - FAN | MISSCMP | Loose/ Missing Component | Loose/ Missing Component - MISSCMP | Cause | RS
FAN | Fan | Fan - FAN | NRMWEAR | Normal Wear | Normal Wear - NRMWEAR | Cause | RS
FAN | Fan | Fan - FAN | OTHER | Other (specify) | Other (specify) - OTHER | Cause | RS
FAN | Fan | Fan - FAN | OTHER19 | Other (Specify) | Other (Specify) - OTHER19 | Cause | RS
FAN | Fan | Fan - FAN | PRINSTAL | Poor Installation | Poor Installation - PRINSTAL | Cause | RS
FAN | Fan | Fan - FAN | PROCISSU | Procedure Issue | Procedure Issue - PROCISSU | Cause | RS
FAN | Fan | Fan - FAN | UTLFAIL | Utility Failure | Utility Failure - UTLFAIL | Cause | RS
FAN | Fan | Fan - FAN | VNDLSM | Vandalism | Vandalism - VNDLSM | Cause | RS
FAN | Fan | Fan - FAN | WORNCMPT | Defective/ Worn Component | Defective/ Worn Component - WORNCMPT | Cause | RS
FAN | Fan | Fan - FAN | ADJUSTD | Adjusted | Adjusted - ADJUSTD | Action | RS
FAN | Fan | Fan - FAN | CHKMM | Check Manufacturer Manual | Check Manufacturer Manual - CHKMM | Action | RS
FAN | Fan | Fan - FAN | DECOMM | Decommission | Decommission - DECOMM | Action | RS
FAN | Fan | Fan - FAN | DECONTME | Decontaminate | Decontaminate - DECONTME | Action | RS
FAN | Fan | Fan - FAN | DONOTHIN | Do Nothing | Do Nothing - DONOTHIN | Action | RS
FAN | Fan | Fan - FAN | LUBRCTE | Lubricate | Lubricate - LUBRCTE | Action | RS
FAN | Fan | Fan - FAN | OTHER | Other (specify) | Other (specify) - OTHER | Action | RS
FAN | Fan | Fan - FAN | RECALBRT | Recalibrate | Recalibrate - RECALBRT | Action | RS
FAN | Fan | Fan - FAN | REMVOBT | Remove Obstruction | Remove Obstruction - REMVOBT | Action | RS
FAN | Fan | Fan - FAN | REPAIR | Repair | Repair - REPAIR | Action | RS
FAN | Fan | Fan - FAN | REPCMPT | Repair Component | Repair Component - REPCMPT | Action | RS
FAN | Fan | Fan - FAN | REPLACE | Replace | Replace - REPLACE | Action | RS
FAN | Fan | Fan - FAN | REPLASS | Replace Asset | Replace Asset - REPLASS | Action | RS
FAN | Fan | Fan - FAN | REPLCMPT | Replace Component | Replace Component - REPLCMPT | Action | RS
FAN | Fan | Fan - FAN | REPRASS | Repair Asset | Repair Asset - REPRASS | Action | RS
FAN | Fan | Fan - FAN | UPGRADES | Upgrade | Upgrade - UPGRADES | Action | RS
FANCL | Fan Coil | Fan Coil - FANCL | ABNTEMP | Abnormal Temprature | Abnormal Temprature - ABNTEMP | Problem | RS
FANCL | Fan Coil | Fan Coil - FANCL | CORROS | Corrosion | Corrosion - CORROS | Problem | RS
FANCL | Fan Coil | Fan Coil - FANCL | ELECTRIP | Electrical Trip Out | Electrical Trip Out - ELECTRIP | Problem | RS
FANCL | Fan Coil | Fan Coil - FANCL | EXNOISE | Excessive Noise | Excessive Noise - EXNOISE | Problem | RS
FANCL | Fan Coil | Fan Coil - FANCL | EXVIBRTN | Excessive Vibration | Excessive Vibration - EXVIBRTN | Problem | RS
FANCL | Fan Coil | Fan Coil - FANCL | JAMMEDEQ | Jammed Equipment | Jammed Equipment - JAMMEDEQ | Problem | RS
FANCL | Fan Coil | Fan Coil - FANCL | LEAKING | Leaking | Leaking - LEAKING | Problem | RS
FANCL | Fan Coil | Fan Coil - FANCL | LEAKING4 | Leaking | Leaking - LEAKING4 | Problem | RS
FANCL | Fan Coil | Fan Coil - FANCL | LOWPERF | Low Performance | Low Performance - LOWPERF | Problem | RS
FANCL | Fan Coil | Fan Coil - FANCL | NONATI1 | Not Operational | Not Operational - NONATI1 | Problem | RS
FANCL | Fan Coil | Fan Coil - FANCL | NONOPER | Non-Operational | Non-Operational - NONOPER | Problem | RS
FANCL | Fan Coil | Fan Coil - FANCL | PHYDMGE | Physical Damage | Physical Damage - PHYDMGE | Problem | RS
FANCL | Fan Coil | Fan Coil - FANCL | UNSMELL | Unusual Smell | Unusual Smell - UNSMELL | Problem | RS
FANCL | Fan Coil | Fan Coil - FANCL | UNSMOKE | Unusual Smoke | Unusual Smoke - UNSMOKE | Problem | RS
FANCL | Fan Coil | Fan Coil - FANCL | BROKPIP2 | Broken Pipe | Broken Pipe - BROKPIP2 | Failure | RS
FANCL | Fan Coil | Fan Coil - FANCL | DEFECO2 | Defective Coil | Defective Coil - DEFECO2 | Failure | RS
FANCL | Fan Coil | Fan Coil - FANCL | DEFECO3 | Defective Coil | Defective Coil - DEFECO3 | Failure | RS
FANCL | Fan Coil | Fan Coil - FANCL | FANCFAIL | Fan coil motor failed | Fan coil motor failed - FANCFAIL | Failure | RS
FANCL | Fan Coil | Fan Coil - FANCL | FANGDEP | Fan coil motor bearing grease depleted | Fan coil motor bearing grease depleted - FANGDEP | Failure | RS
FANCL | Fan Coil | Fan Coil - FANCL | FANUCONT | Fan coil unit contaminated | Fan coil unit contaminated - FANUCONT | Failure | RS
FANCL | Fan Coil | Fan Coil - FANCL | WORNSE3 | Worn Seal | Worn Seal - WORNSE3 | Failure | RS
FANCL | Fan Coil | Fan Coil - FANCL | ACCIDENT | Accident | Accident - ACCIDENT | Cause | RS
FANCL | Fan Coil | Fan Coil - FANCL | ACCWEAR | Accelerated Wear | Accelerated Wear - ACCWEAR | Cause | RS
FANCL | Fan Coil | Fan Coil - FANCL | ACTGOD | Weather condition/Forces of nature or Act of God | Weather condition/Forces of nature or Act of God - ACTGOD | Cause | RS
FANCL | Fan Coil | Fan Coil - FANCL | AGING144 | Aging | Aging - AGING144 | Cause | RS
FANCL | Fan Coil | Fan Coil - FANCL | CONTAM | Contamination | Contamination - CONTAM | Cause | RS
FANCL | Fan Coil | Fan Coil - FANCL | CORRS24 | Corrosion | Corrosion - CORRS24 | Cause | RS
FANCL | Fan Coil | Fan Coil - FANCL | CORRS8 | Corrosion | Corrosion - CORRS8 | Cause | RS
FANCL | Fan Coil | Fan Coil - FANCL | DEFASSET | Defective Asset | Defective Asset - DEFASSET | Cause | RS
FANCL | Fan Coil | Fan Coil - FANCL | ELECFA57 | Electrical Fault | Electrical Fault - ELECFA57 | Cause | RS
FANCL | Fan Coil | Fan Coil - FANCL | EXLOAD | Excessive Load | Excessive Load - EXLOAD | Cause | RS
FANCL | Fan Coil | Fan Coil - FANCL | IMPRMNT | Improper Maintenance | Improper Maintenance - IMPRMNT | Cause | RS
FANCL | Fan Coil | Fan Coil - FANCL | INSLUBR | Insufficient Lubrication | Insufficient Lubrication - INSLUBR | Cause | RS
FANCL | Fan Coil | Fan Coil - FANCL | LACKTRN | Lack of/ Inadequate Training | Lack of/ Inadequate Training - LACKTRN | Cause | RS
FANCL | Fan Coil | Fan Coil - FANCL | MISSCMP | Loose/ Missing Component | Loose/ Missing Component - MISSCMP | Cause | RS
FANCL | Fan Coil | Fan Coil - FANCL | NRMWEAR | Normal Wear | Normal Wear - NRMWEAR | Cause | RS
FANCL | Fan Coil | Fan Coil - FANCL | OTHER | Other (specify) | Other (specify) - OTHER | Cause | RS
FANCL | Fan Coil | Fan Coil - FANCL | PRINSTAL | Poor Installation | Poor Installation - PRINSTAL | Cause | RS
FANCL | Fan Coil | Fan Coil - FANCL | PROCISSU | Procedure Issue | Procedure Issue - PROCISSU | Cause | RS
FANCL | Fan Coil | Fan Coil - FANCL | UTLFAIL | Utility Failure | Utility Failure - UTLFAIL | Cause | RS
FANCL | Fan Coil | Fan Coil - FANCL | VNDLSM | Vandalism | Vandalism - VNDLSM | Cause | RS
FANCL | Fan Coil | Fan Coil - FANCL | WORNCMPT | Defective/ Worn Component | Defective/ Worn Component - WORNCMPT | Cause | RS
FANCL | Fan Coil | Fan Coil - FANCL | ADJUSTD | Adjusted | Adjusted - ADJUSTD | Action | RS
FANCL | Fan Coil | Fan Coil - FANCL | DECOMM | Decommission | Decommission - DECOMM | Action | RS
FANCL | Fan Coil | Fan Coil - FANCL | DECONTME | Decontaminate | Decontaminate - DECONTME | Action | RS
FANCL | Fan Coil | Fan Coil - FANCL | DONOTHIN | Do Nothing | Do Nothing - DONOTHIN | Action | RS
FANCL | Fan Coil | Fan Coil - FANCL | LUBRCTE | Lubricate | Lubricate - LUBRCTE | Action | RS
FANCL | Fan Coil | Fan Coil - FANCL | OTHER | Other (specify) | Other (specify) - OTHER | Action | RS
FANCL | Fan Coil | Fan Coil - FANCL | RECALBRT | Recalibrate | Recalibrate - RECALBRT | Action | RS
FANCL | Fan Coil | Fan Coil - FANCL | REMVOBT | Remove Obstruction | Remove Obstruction - REMVOBT | Action | RS
FANCL | Fan Coil | Fan Coil - FANCL | REPCMPT | Repair Component | Repair Component - REPCMPT | Action | RS
FANCL | Fan Coil | Fan Coil - FANCL | REPLACE | Replace | Replace - REPLACE | Action | RS
FANCL | Fan Coil | Fan Coil - FANCL | REPLASS | Replace Asset | Replace Asset - REPLASS | Action | RS
FANCL | Fan Coil | Fan Coil - FANCL | REPLCMPT | Replace Component | Replace Component - REPLCMPT | Action | RS
FANCL | Fan Coil | Fan Coil - FANCL | REPRASS | Repair Asset | Repair Asset - REPRASS | Action | RS
FANCL | Fan Coil | Fan Coil - FANCL | UPGRADES | Upgrade | Upgrade - UPGRADES | Action | RS
FLARRVLV | Fuel Air Release Valve | Fuel Air Release Valve - FLARRVLV | ABNTEMP | Abnormal Temprature | Abnormal Temprature - ABNTEMP | Problem | RS
FLARRVLV | Fuel Air Release Valve | Fuel Air Release Valve - FLARRVLV | CORROS | Corrosion | Corrosion - CORROS | Problem | RS
FLARRVLV | Fuel Air Release Valve | Fuel Air Release Valve - FLARRVLV | ELECTRIP | Electrical Trip Out | Electrical Trip Out - ELECTRIP | Problem | RS
FLARRVLV | Fuel Air Release Valve | Fuel Air Release Valve - FLARRVLV | EXNOISE | Excessive Noise | Excessive Noise - EXNOISE | Problem | RS
FLARRVLV | Fuel Air Release Valve | Fuel Air Release Valve - FLARRVLV | EXVIBRTN | Excessive Vibration | Excessive Vibration - EXVIBRTN | Problem | RS
FLARRVLV | Fuel Air Release Valve | Fuel Air Release Valve - FLARRVLV | JAMMEDEQ | Jammed Equipment | Jammed Equipment - JAMMEDEQ | Problem | RS
FLARRVLV | Fuel Air Release Valve | Fuel Air Release Valve - FLARRVLV | LEAKING | Leaking | Leaking - LEAKING | Problem | RS
FLARRVLV | Fuel Air Release Valve | Fuel Air Release Valve - FLARRVLV | LOWPERF | Low Performance | Low Performance - LOWPERF | Problem | RS
FLARRVLV | Fuel Air Release Valve | Fuel Air Release Valve - FLARRVLV | NONOPER | Non-Operational | Non-Operational - NONOPER | Problem | RS
FLARRVLV | Fuel Air Release Valve | Fuel Air Release Valve - FLARRVLV | PHYDMGE | Physical Damage | Physical Damage - PHYDMGE | Problem | RS
FLARRVLV | Fuel Air Release Valve | Fuel Air Release Valve - FLARRVLV | UNSMELL | Unusual Smell | Unusual Smell - UNSMELL | Problem | RS
FLARRVLV | Fuel Air Release Valve | Fuel Air Release Valve - FLARRVLV | UNSMOKE | Unusual Smoke | Unusual Smoke - UNSMOKE | Problem | RS
FLARRVLV | Fuel Air Release Valve | Fuel Air Release Valve - FLARRVLV | FURVFAIL | Fuel air release valve failed | Fuel air release valve failed - FURVFAIL | Failure | RS
FLARRVLV | Fuel Air Release Valve | Fuel Air Release Valve - FLARRVLV | ACCIDENT | Accident | Accident - ACCIDENT | Cause | RS
FLARRVLV | Fuel Air Release Valve | Fuel Air Release Valve - FLARRVLV | ACCWEAR | Accelerated Wear | Accelerated Wear - ACCWEAR | Cause | RS
FLARRVLV | Fuel Air Release Valve | Fuel Air Release Valve - FLARRVLV | ACTGOD | Weather condition/Forces of nature or Act of God | Weather condition/Forces of nature or Act of God - ACTGOD | Cause | RS
FLARRVLV | Fuel Air Release Valve | Fuel Air Release Valve - FLARRVLV | CONTAM | Contamination | Contamination - CONTAM | Cause | RS
FLARRVLV | Fuel Air Release Valve | Fuel Air Release Valve - FLARRVLV | DEFASSET | Defective Asset | Defective Asset - DEFASSET | Cause | RS
FLARRVLV | Fuel Air Release Valve | Fuel Air Release Valve - FLARRVLV | EXLOAD | Excessive Load | Excessive Load - EXLOAD | Cause | RS
FLARRVLV | Fuel Air Release Valve | Fuel Air Release Valve - FLARRVLV | IMPRMNT | Improper Maintenance | Improper Maintenance - IMPRMNT | Cause | RS
FLARRVLV | Fuel Air Release Valve | Fuel Air Release Valve - FLARRVLV | INSLUBR | Insufficient Lubrication | Insufficient Lubrication - INSLUBR | Cause | RS
FLARRVLV | Fuel Air Release Valve | Fuel Air Release Valve - FLARRVLV | LACKTRN | Lack of/ Inadequate Training | Lack of/ Inadequate Training - LACKTRN | Cause | RS
FLARRVLV | Fuel Air Release Valve | Fuel Air Release Valve - FLARRVLV | MISSCMP | Loose/ Missing Component | Loose/ Missing Component - MISSCMP | Cause | RS
FLARRVLV | Fuel Air Release Valve | Fuel Air Release Valve - FLARRVLV | NRMWEAR | Normal Wear | Normal Wear - NRMWEAR | Cause | RS
FLARRVLV | Fuel Air Release Valve | Fuel Air Release Valve - FLARRVLV | OTHER | Other (specify) | Other (specify) - OTHER | Cause | RS
FLARRVLV | Fuel Air Release Valve | Fuel Air Release Valve - FLARRVLV | PRINSTAL | Poor Installation | Poor Installation - PRINSTAL | Cause | RS
FLARRVLV | Fuel Air Release Valve | Fuel Air Release Valve - FLARRVLV | PROCISSU | Procedure Issue | Procedure Issue - PROCISSU | Cause | RS
FLARRVLV | Fuel Air Release Valve | Fuel Air Release Valve - FLARRVLV | UTLFAIL | Utility Failure | Utility Failure - UTLFAIL | Cause | RS
FLARRVLV | Fuel Air Release Valve | Fuel Air Release Valve - FLARRVLV | VNDLSM | Vandalism | Vandalism - VNDLSM | Cause | RS
FLARRVLV | Fuel Air Release Valve | Fuel Air Release Valve - FLARRVLV | WORNCMPT | Defective/ Worn Component | Defective/ Worn Component - WORNCMPT | Cause | RS
FLARRVLV | Fuel Air Release Valve | Fuel Air Release Valve - FLARRVLV | ADJUSTD | Adjusted | Adjusted - ADJUSTD | Action | RS
FLARRVLV | Fuel Air Release Valve | Fuel Air Release Valve - FLARRVLV | DECOMM | Decommission | Decommission - DECOMM | Action | RS
FLARRVLV | Fuel Air Release Valve | Fuel Air Release Valve - FLARRVLV | DECONTME | Decontaminate | Decontaminate - DECONTME | Action | RS
FLARRVLV | Fuel Air Release Valve | Fuel Air Release Valve - FLARRVLV | DONOTHIN | Do Nothing | Do Nothing - DONOTHIN | Action | RS
FLARRVLV | Fuel Air Release Valve | Fuel Air Release Valve - FLARRVLV | LUBRCTE | Lubricate | Lubricate - LUBRCTE | Action | RS
FLARRVLV | Fuel Air Release Valve | Fuel Air Release Valve - FLARRVLV | OTHER | Other (specify) | Other (specify) - OTHER | Action | RS
FLARRVLV | Fuel Air Release Valve | Fuel Air Release Valve - FLARRVLV | RECALBRT | Recalibrate | Recalibrate - RECALBRT | Action | RS
FLARRVLV | Fuel Air Release Valve | Fuel Air Release Valve - FLARRVLV | REMVOBT | Remove Obstruction | Remove Obstruction - REMVOBT | Action | RS
FLARRVLV | Fuel Air Release Valve | Fuel Air Release Valve - FLARRVLV | REPCMPT | Repair Component | Repair Component - REPCMPT | Action | RS
FLARRVLV | Fuel Air Release Valve | Fuel Air Release Valve - FLARRVLV | REPLASS | Replace Asset | Replace Asset - REPLASS | Action | RS
FLARRVLV | Fuel Air Release Valve | Fuel Air Release Valve - FLARRVLV | REPLCMPT | Replace Component | Replace Component - REPLCMPT | Action | RS
FLARRVLV | Fuel Air Release Valve | Fuel Air Release Valve - FLARRVLV | REPRASS | Repair Asset | Repair Asset - REPRASS | Action | RS
FLARRVLV | Fuel Air Release Valve | Fuel Air Release Valve - FLARRVLV | UPGRADES | Upgrade | Upgrade - UPGRADES | Action | RS
FLDSTDEF | Fuel Distribution System - DEF | Fuel Distribution System - DEF - FLDSTDEF | ABNTEMP | Abnormal Temprature | Abnormal Temprature - ABNTEMP | Problem | RS
FLDSTDEF | Fuel Distribution System - DEF | Fuel Distribution System - DEF - FLDSTDEF | ARFULLN1 | Air In Fuel Line | Air In Fuel Line - ARFULLN1 | Problem | RS
FLDSTDEF | Fuel Distribution System - DEF | Fuel Distribution System - DEF - FLDSTDEF | CORROS | Corrosion | Corrosion - CORROS | Problem | RS
FLDSTDEF | Fuel Distribution System - DEF | Fuel Distribution System - DEF - FLDSTDEF | ELECTRIP | Electrical Trip Out | Electrical Trip Out - ELECTRIP | Problem | RS
FLDSTDEF | Fuel Distribution System - DEF | Fuel Distribution System - DEF - FLDSTDEF | EXCSDIF1 | Excessive Differential Pressure | Excessive Differential Pressure - EXCSDIF1 | Problem | RS
FLDSTDEF | Fuel Distribution System - DEF | Fuel Distribution System - DEF - FLDSTDEF | EXNOISE | Excessive Noise | Excessive Noise - EXNOISE | Problem | RS
FLDSTDEF | Fuel Distribution System - DEF | Fuel Distribution System - DEF - FLDSTDEF | EXNOISE2 | Excessive Noise | Excessive Noise - EXNOISE2 | Problem | RS
FLDSTDEF | Fuel Distribution System - DEF | Fuel Distribution System - DEF - FLDSTDEF | EXNSPMP1 | Excessive Noise - Pump | Excessive Noise - Pump - EXNSPMP1 | Problem | RS
FLDSTDEF | Fuel Distribution System - DEF | Fuel Distribution System - DEF - FLDSTDEF | EXVIBRTN | Excessive Vibration | Excessive Vibration - EXVIBRTN | Problem | RS
FLDSTDEF | Fuel Distribution System - DEF | Fuel Distribution System - DEF - FLDSTDEF | FULFU1 | Fuel Leak | Fuel Leak - FULFU1 | Problem | RS
FLDSTDEF | Fuel Distribution System - DEF | Fuel Distribution System - DEF - FLDSTDEF | JAMMEDEQ | Jammed Equipment | Jammed Equipment - JAMMEDEQ | Problem | RS
FLDSTDEF | Fuel Distribution System - DEF | Fuel Distribution System - DEF - FLDSTDEF | LEAKING | Leaking | Leaking - LEAKING | Problem | RS
FLDSTDEF | Fuel Distribution System - DEF | Fuel Distribution System - DEF - FLDSTDEF | LEAKS1 | Leaks | Leaks - LEAKS1 | Problem | RS
FLDSTDEF | Fuel Distribution System - DEF | Fuel Distribution System - DEF - FLDSTDEF | LEKGPMP1 | Leaking - Pump | Leaking - Pump - LEKGPMP1 | Problem | RS
FLDSTDEF | Fuel Distribution System - DEF | Fuel Distribution System - DEF - FLDSTDEF | LOSPRES1 | Loss Of Pressure | Loss Of Pressure - LOSPRES1 | Problem | RS
FLDSTDEF | Fuel Distribution System - DEF | Fuel Distribution System - DEF - FLDSTDEF | LOWPERF | Low Performance | Low Performance - LOWPERF | Problem | RS
FLDSTDEF | Fuel Distribution System - DEF | Fuel Distribution System - DEF - FLDSTDEF | LSSCM1 | Loss Of Communication To Plc | Loss Of Communication To Plc - LSSCM1 | Problem | RS
FLDSTDEF | Fuel Distribution System - DEF | Fuel Distribution System - DEF - FLDSTDEF | NOISE1 | Noise | Noise - NOISE1 | Problem | RS
FLDSTDEF | Fuel Distribution System - DEF | Fuel Distribution System - DEF - FLDSTDEF | NONFUNC1 | Non Functional | Non Functional - NONFUNC1 | Problem | RS
FLDSTDEF | Fuel Distribution System - DEF | Fuel Distribution System - DEF - FLDSTDEF | NONOPER | Non-Operational | Non-Operational - NONOPER | Problem | RS
FLDSTDEF | Fuel Distribution System - DEF | Fuel Distribution System - DEF - FLDSTDEF | NONWKPM1 | Non Working - Pump | Non Working - Pump - NONWKPM1 | Problem | RS
FLDSTDEF | Fuel Distribution System - DEF | Fuel Distribution System - DEF - FLDSTDEF | NOPOWER1 | No Power | No Power - NOPOWER1 | Problem | RS
FLDSTDEF | Fuel Distribution System - DEF | Fuel Distribution System - DEF - FLDSTDEF | PHYDMGE | Physical Damage | Physical Damage - PHYDMGE | Problem | RS
FLDSTDEF | Fuel Distribution System - DEF | Fuel Distribution System - DEF - FLDSTDEF | UNSMELL | Unusual Smell | Unusual Smell - UNSMELL | Problem | RS
FLDSTDEF | Fuel Distribution System - DEF | Fuel Distribution System - DEF - FLDSTDEF | UNSMOKE | Unusual Smoke | Unusual Smoke - UNSMOKE | Problem | RS
FLDSTDEF | Fuel Distribution System - DEF | Fuel Distribution System - DEF - FLDSTDEF | VIBRTNS1 | Vibrations | Vibrations - VIBRTNS1 | Problem | RS
FLDSTDEF | Fuel Distribution System - DEF | Fuel Distribution System - DEF - FLDSTDEF | AELCDET1 | Air Eliminator Components Deteriorated | Air Eliminator Components Deteriorated - AELCDET1 | Failure | RS
FLDSTDEF | Fuel Distribution System - DEF | Fuel Distribution System - DEF - FLDSTDEF | AELCDET2 | Air Eliminator Components Deteriorated | Air Eliminator Components Deteriorated - AELCDET2 | Failure | RS
FLDSTDEF | Fuel Distribution System - DEF | Fuel Distribution System - DEF - FLDSTDEF | AELCDET3 | Air Eliminator Components Deteriorated | Air Eliminator Components Deteriorated - AELCDET3 | Failure | RS
FLDSTDEF | Fuel Distribution System - DEF | Fuel Distribution System - DEF - FLDSTDEF | AIRELBY1 | Air Eliminator Bypassed | Air Eliminator Bypassed - AIRELBY1 | Failure | RS
FLDSTDEF | Fuel Distribution System - DEF | Fuel Distribution System - DEF - FLDSTDEF | BYPACOV1 | Bypassed Control Valve | Bypassed Control Valve - BYPACOV1 | Failure | RS
FLDSTDEF | Fuel Distribution System - DEF | Fuel Distribution System - DEF - FLDSTDEF | BYPAREV1 | Bypassed Relief Valve | Bypassed Relief Valve - BYPAREV1 | Failure | RS
FLDSTDEF | Fuel Distribution System - DEF | Fuel Distribution System - DEF - FLDSTDEF | CASIDAM2 | Casing Damage | Casing Damage - CASIDAM2 | Failure | RS
FLDSTDEF | Fuel Distribution System - DEF | Fuel Distribution System - DEF - FLDSTDEF | CLOGFI3 | Clogged Filter | Clogged Filter - CLOGFI3 | Failure | RS
FLDSTDEF | Fuel Distribution System - DEF | Fuel Distribution System - DEF - FLDSTDEF | DEFCOU1 | Defected Control Power Supply | Defected Control Power Supply - DEFCOU1 | Failure | RS
FLDSTDEF | Fuel Distribution System - DEF | Fuel Distribution System - DEF - FLDSTDEF | DEFECOT1 | Defected Contactors | Defected Contactors - DEFECOT1 | Failure | RS
FLDSTDEF | Fuel Distribution System - DEF | Fuel Distribution System - DEF - FLDSTDEF | DEFECOV1 | Defective Control Valve | Defective Control Valve - DEFECOV1 | Failure | RS
FLDSTDEF | Fuel Distribution System - DEF | Fuel Distribution System - DEF - FLDSTDEF | DEFEFU1 | Defected Fuse | Defected Fuse - DEFEFU1 | Failure | RS
FLDSTDEF | Fuel Distribution System - DEF | Fuel Distribution System - DEF - FLDSTDEF | DEFEMO4 | Defective Motor | Defective Motor - DEFEMO4 | Failure | RS
FLDSTDEF | Fuel Distribution System - DEF | Fuel Distribution System - DEF - FLDSTDEF | DEFEMO5 | Defective Motor | Defective Motor - DEFEMO5 | Failure | RS
FLDSTDEF | Fuel Distribution System - DEF | Fuel Distribution System - DEF - FLDSTDEF | DEFEOVR1 | Defected Overload Relay | Defected Overload Relay - DEFEOVR1 | Failure | RS
FLDSTDEF | Fuel Distribution System - DEF | Fuel Distribution System - DEF - FLDSTDEF | DEFERE1 | Defected Relays | Defected Relays - DEFERE1 | Failure | RS
FLDSTDEF | Fuel Distribution System - DEF | Fuel Distribution System - DEF - FLDSTDEF | DEFEREV1 | Defective Relief Valve | Defective Relief Valve - DEFEREV1 | Failure | RS
FLDSTDEF | Fuel Distribution System - DEF | Fuel Distribution System - DEF - FLDSTDEF | DEFETEB1 | Defected Terminal Block | Defected Terminal Block - DEFETEB1 | Failure | RS
FLDSTDEF | Fuel Distribution System - DEF | Fuel Distribution System - DEF - FLDSTDEF | DEFETR1 | Defected Transformer | Defected Transformer - DEFETR1 | Failure | RS
FLDSTDEF | Fuel Distribution System - DEF | Fuel Distribution System - DEF - FLDSTDEF | DEFPDET | DEF piping deteriorated | DEF piping deteriorated - DEFPDET | Failure | RS
FLDSTDEF | Fuel Distribution System - DEF | Fuel Distribution System - DEF - FLDSTDEF | FAILNEC1 | Failed Network Cards | Failed Network Cards - FAILNEC1 | Failure | RS
FLDSTDEF | Fuel Distribution System - DEF | Fuel Distribution System - DEF - FLDSTDEF | FAILNES1 | Failed Network Switch | Failed Network Switch - FAILNES1 | Failure | RS
FLDSTDEF | Fuel Distribution System - DEF | Fuel Distribution System - DEF - FLDSTDEF | LOOSCO1 | Loose Connections | Loose Connections - LOOSCO1 | Failure | RS
FLDSTDEF | Fuel Distribution System - DEF | Fuel Distribution System - DEF - FLDSTDEF | LOOSPIC1 | Loose Piping Connection | Loose Piping Connection - LOOSPIC1 | Failure | RS
FLDSTDEF | Fuel Distribution System - DEF | Fuel Distribution System - DEF - FLDSTDEF | MISACO2 | Misaligned Coupling | Misaligned Coupling - MISACO2 | Failure | RS
FLDSTDEF | Fuel Distribution System - DEF | Fuel Distribution System - DEF - FLDSTDEF | MISAOFI2 | Misalignment Of Inlet/Outlet | Misalignment Of Inlet/Outlet - MISAOFI2 | Failure | RS
FLDSTDEF | Fuel Distribution System - DEF | Fuel Distribution System - DEF - FLDSTDEF | PAECD1 | Piping Air Eliminator Components Deteriorated | Piping Air Eliminator Components Deteriorated - PAECD1 | Failure | RS
FLDSTDEF | Fuel Distribution System - DEF | Fuel Distribution System - DEF - FLDSTDEF | PAECD2 | Piping Air Eliminator Components Deteriorated | Piping Air Eliminator Components Deteriorated - PAECD2 | Failure | RS
FLDSTDEF | Fuel Distribution System - DEF | Fuel Distribution System - DEF - FLDSTDEF | PIPSCD1 | Piping Surge Cushion Deteriorated | Piping Surge Cushion Deteriorated - PIPSCD1 | Failure | RS
FLDSTDEF | Fuel Distribution System - DEF | Fuel Distribution System - DEF - FLDSTDEF | PIPSCD2 | Piping Surge Cushion Deteriorated | Piping Surge Cushion Deteriorated - PIPSCD2 | Failure | RS
FLDSTDEF | Fuel Distribution System - DEF | Fuel Distribution System - DEF - FLDSTDEF | SEIZCOV1 | Seized Control Valve | Seized Control Valve - SEIZCOV1 | Failure | RS
FLDSTDEF | Fuel Distribution System - DEF | Fuel Distribution System - DEF - FLDSTDEF | TRIPBR1 | Tripped Breaker | Tripped Breaker - TRIPBR1 | Failure | RS
FLDSTDEF | Fuel Distribution System - DEF | Fuel Distribution System - DEF - FLDSTDEF | UNDEFU1 | Undersized Fuse | Undersized Fuse - UNDEFU1 | Failure | RS
FLDSTDEF | Fuel Distribution System - DEF | Fuel Distribution System - DEF - FLDSTDEF | WORNBE2 | Worn Bearing | Worn Bearing - WORNBE2 | Failure | RS
FLDSTDEF | Fuel Distribution System - DEF | Fuel Distribution System - DEF - FLDSTDEF | WORNPIG1 | Worn Piping Gaskets | Worn Piping Gaskets - WORNPIG1 | Failure | RS
FLDSTDEF | Fuel Distribution System - DEF | Fuel Distribution System - DEF - FLDSTDEF | WORNSE11 | Worn Seal | Worn Seal - WORNSE11 | Failure | RS
FLDSTDEF | Fuel Distribution System - DEF | Fuel Distribution System - DEF - FLDSTDEF | ACCIDENT | Accident | Accident - ACCIDENT | Cause | RS
FLDSTDEF | Fuel Distribution System - DEF | Fuel Distribution System - DEF - FLDSTDEF | ACCWEAR | Accelerated Wear | Accelerated Wear - ACCWEAR | Cause | RS
FLDSTDEF | Fuel Distribution System - DEF | Fuel Distribution System - DEF - FLDSTDEF | ACTGOD | Weather condition/Forces of nature or Act of God | Weather condition/Forces of nature or Act of God - ACTGOD | Cause | RS
FLDSTDEF | Fuel Distribution System - DEF | Fuel Distribution System - DEF - FLDSTDEF | AGING100 | Aging | Aging - AGING100 | Cause | RS
FLDSTDEF | Fuel Distribution System - DEF | Fuel Distribution System - DEF - FLDSTDEF | AGING11 | Aging | Aging - AGING11 | Cause | RS
FLDSTDEF | Fuel Distribution System - DEF | Fuel Distribution System - DEF - FLDSTDEF | AGING12 | Aging | Aging - AGING12 | Cause | RS
FLDSTDEF | Fuel Distribution System - DEF | Fuel Distribution System - DEF - FLDSTDEF | AGING126 | Aging | Aging - AGING126 | Cause | RS
FLDSTDEF | Fuel Distribution System - DEF | Fuel Distribution System - DEF - FLDSTDEF | AGING130 | Aging | Aging - AGING130 | Cause | RS
FLDSTDEF | Fuel Distribution System - DEF | Fuel Distribution System - DEF - FLDSTDEF | AGING151 | Aging | Aging - AGING151 | Cause | RS
FLDSTDEF | Fuel Distribution System - DEF | Fuel Distribution System - DEF - FLDSTDEF | AGING167 | Aging | Aging - AGING167 | Cause | RS
FLDSTDEF | Fuel Distribution System - DEF | Fuel Distribution System - DEF - FLDSTDEF | AGING170 | Aging | Aging - AGING170 | Cause | RS
FLDSTDEF | Fuel Distribution System - DEF | Fuel Distribution System - DEF - FLDSTDEF | AGING2 | Aging | Aging - AGING2 | Cause | RS
FLDSTDEF | Fuel Distribution System - DEF | Fuel Distribution System - DEF - FLDSTDEF | AGING22 | Aging | Aging - AGING22 | Cause | RS
FLDSTDEF | Fuel Distribution System - DEF | Fuel Distribution System - DEF - FLDSTDEF | AGING27 | Aging | Aging - AGING27 | Cause | RS
FLDSTDEF | Fuel Distribution System - DEF | Fuel Distribution System - DEF - FLDSTDEF | AGING3 | Aging | Aging - AGING3 | Cause | RS
FLDSTDEF | Fuel Distribution System - DEF | Fuel Distribution System - DEF - FLDSTDEF | AGING32 | Aging | Aging - AGING32 | Cause | RS
FLDSTDEF | Fuel Distribution System - DEF | Fuel Distribution System - DEF - FLDSTDEF | AGING35 | Aging | Aging - AGING35 | Cause | RS
FLDSTDEF | Fuel Distribution System - DEF | Fuel Distribution System - DEF - FLDSTDEF | AGING36 | Aging | Aging - AGING36 | Cause | RS
FLDSTDEF | Fuel Distribution System - DEF | Fuel Distribution System - DEF - FLDSTDEF | AGING38 | Aging | Aging - AGING38 | Cause | RS
FLDSTDEF | Fuel Distribution System - DEF | Fuel Distribution System - DEF - FLDSTDEF | AGING40 | Aging | Aging - AGING40 | Cause | RS
FLDSTDEF | Fuel Distribution System - DEF | Fuel Distribution System - DEF - FLDSTDEF | AGING42 | Aging | Aging - AGING42 | Cause | RS
FLDSTDEF | Fuel Distribution System - DEF | Fuel Distribution System - DEF - FLDSTDEF | AGING44 | Aging | Aging - AGING44 | Cause | RS
FLDSTDEF | Fuel Distribution System - DEF | Fuel Distribution System - DEF - FLDSTDEF | AGING51 | Aging | Aging - AGING51 | Cause | RS
FLDSTDEF | Fuel Distribution System - DEF | Fuel Distribution System - DEF - FLDSTDEF | AGING62 | Aging | Aging - AGING62 | Cause | RS
FLDSTDEF | Fuel Distribution System - DEF | Fuel Distribution System - DEF - FLDSTDEF | AGING66 | Aging | Aging - AGING66 | Cause | RS
FLDSTDEF | Fuel Distribution System - DEF | Fuel Distribution System - DEF - FLDSTDEF | AGING8 | Aging | Aging - AGING8 | Cause | RS
FLDSTDEF | Fuel Distribution System - DEF | Fuel Distribution System - DEF - FLDSTDEF | AGING84 | Aging | Aging - AGING84 | Cause | RS
FLDSTDEF | Fuel Distribution System - DEF | Fuel Distribution System - DEF - FLDSTDEF | AGING92 | Aging | Aging - AGING92 | Cause | RS
FLDSTDEF | Fuel Distribution System - DEF | Fuel Distribution System - DEF - FLDSTDEF | BRDRIG2 | Broken Drive Gear | Broken Drive Gear - BRDRIG2 | Cause | RS
FLDSTDEF | Fuel Distribution System - DEF | Fuel Distribution System - DEF - FLDSTDEF | CONTAM | Contamination | Contamination - CONTAM | Cause | RS
FLDSTDEF | Fuel Distribution System - DEF | Fuel Distribution System - DEF - FLDSTDEF | CONTAM5 | Contamination | Contamination - CONTAM5 | Cause | RS
FLDSTDEF | Fuel Distribution System - DEF | Fuel Distribution System - DEF - FLDSTDEF | CORRS6 | Corrosion | Corrosion - CORRS6 | Cause | RS
FLDSTDEF | Fuel Distribution System - DEF | Fuel Distribution System - DEF - FLDSTDEF | DEFASSET | Defective Asset | Defective Asset - DEFASSET | Cause | RS
FLDSTDEF | Fuel Distribution System - DEF | Fuel Distribution System - DEF - FLDSTDEF | DEFEPA1 | Defective Part | Defective Part - DEFEPA1 | Cause | RS
FLDSTDEF | Fuel Distribution System - DEF | Fuel Distribution System - DEF - FLDSTDEF | DEFEPA2 | Defective Part | Defective Part - DEFEPA2 | Cause | RS
FLDSTDEF | Fuel Distribution System - DEF | Fuel Distribution System - DEF - FLDSTDEF | DEFEPA3 | Defective Part | Defective Part - DEFEPA3 | Cause | RS
FLDSTDEF | Fuel Distribution System - DEF | Fuel Distribution System - DEF - FLDSTDEF | ELECF104 | Electrical Fault | Electrical Fault - ELECF104 | Cause | RS
FLDSTDEF | Fuel Distribution System - DEF | Fuel Distribution System - DEF - FLDSTDEF | ELECFA44 | Electrical Fault | Electrical Fault - ELECFA44 | Cause | RS
FLDSTDEF | Fuel Distribution System - DEF | Fuel Distribution System - DEF - FLDSTDEF | ELECFA47 | Electrical Fault | Electrical Fault - ELECFA47 | Cause | RS
FLDSTDEF | Fuel Distribution System - DEF | Fuel Distribution System - DEF - FLDSTDEF | ELECFA51 | Electrical Fault | Electrical Fault - ELECFA51 | Cause | RS
FLDSTDEF | Fuel Distribution System - DEF | Fuel Distribution System - DEF - FLDSTDEF | ELECFA61 | Electrical Fault | Electrical Fault - ELECFA61 | Cause | RS
FLDSTDEF | Fuel Distribution System - DEF | Fuel Distribution System - DEF - FLDSTDEF | ELECFA72 | Electrical Fault | Electrical Fault - ELECFA72 | Cause | RS
FLDSTDEF | Fuel Distribution System - DEF | Fuel Distribution System - DEF - FLDSTDEF | ELECFA77 | Electrical Fault | Electrical Fault - ELECFA77 | Cause | RS
FLDSTDEF | Fuel Distribution System - DEF | Fuel Distribution System - DEF - FLDSTDEF | ELECFA85 | Electrical Fault | Electrical Fault - ELECFA85 | Cause | RS
FLDSTDEF | Fuel Distribution System - DEF | Fuel Distribution System - DEF - FLDSTDEF | ELECFA89 | Electrical Fault | Electrical Fault - ELECFA89 | Cause | RS
FLDSTDEF | Fuel Distribution System - DEF | Fuel Distribution System - DEF - FLDSTDEF | EXLOAD | Excessive Load | Excessive Load - EXLOAD | Cause | RS
FLDSTDEF | Fuel Distribution System - DEF | Fuel Distribution System - DEF - FLDSTDEF | IMPRM41 | Improper Maintenance | Improper Maintenance - IMPRM41 | Cause | RS
FLDSTDEF | Fuel Distribution System - DEF | Fuel Distribution System - DEF - FLDSTDEF | IMPRMNT | Improper Maintenance | Improper Maintenance - IMPRMNT | Cause | RS
FLDSTDEF | Fuel Distribution System - DEF | Fuel Distribution System - DEF - FLDSTDEF | INCRCU1 | Increased Current | Increased Current - INCRCU1 | Cause | RS
FLDSTDEF | Fuel Distribution System - DEF | Fuel Distribution System - DEF - FLDSTDEF | INSLUBR | Insufficient Lubrication | Insufficient Lubrication - INSLUBR | Cause | RS
FLDSTDEF | Fuel Distribution System - DEF | Fuel Distribution System - DEF - FLDSTDEF | LACINL3 | Large Change In Load | Large Change In Load - LACINL3 | Cause | RS
FLDSTDEF | Fuel Distribution System - DEF | Fuel Distribution System - DEF - FLDSTDEF | LACKTRN | Lack of/ Inadequate Training | Lack of/ Inadequate Training - LACKTRN | Cause | RS
FLDSTDEF | Fuel Distribution System - DEF | Fuel Distribution System - DEF - FLDSTDEF | LOAIRS1 | Loss Of Air Supply | Loss Of Air Supply - LOAIRS1 | Cause | RS
FLDSTDEF | Fuel Distribution System - DEF | Fuel Distribution System - DEF - FLDSTDEF | LOEPOW1 | Loss Of Electrical Power | Loss Of Electrical Power - LOEPOW1 | Cause | RS
FLDSTDEF | Fuel Distribution System - DEF | Fuel Distribution System - DEF - FLDSTDEF | LOOSC18 | Loose Connection | Loose Connection - LOOSC18 | Cause | RS
FLDSTDEF | Fuel Distribution System - DEF | Fuel Distribution System - DEF - FLDSTDEF | LOOSC19 | Loose Connection | Loose Connection - LOOSC19 | Cause | RS
FLDSTDEF | Fuel Distribution System - DEF | Fuel Distribution System - DEF - FLDSTDEF | LOOSC8 | Loose Connection | Loose Connection - LOOSC8 | Cause | RS
FLDSTDEF | Fuel Distribution System - DEF | Fuel Distribution System - DEF - FLDSTDEF | LOOSC9 | Loose Connection | Loose Connection - LOOSC9 | Cause | RS
FLDSTDEF | Fuel Distribution System - DEF | Fuel Distribution System - DEF - FLDSTDEF | LUBRICA2 | Lubrication | Lubrication - LUBRICA2 | Cause | RS
FLDSTDEF | Fuel Distribution System - DEF | Fuel Distribution System - DEF - FLDSTDEF | MISAL11 | Misalignment | Misalignment - MISAL11 | Cause | RS
FLDSTDEF | Fuel Distribution System - DEF | Fuel Distribution System - DEF - FLDSTDEF | MISSCMP | Loose/ Missing Component | Loose/ Missing Component - MISSCMP | Cause | RS
FLDSTDEF | Fuel Distribution System - DEF | Fuel Distribution System - DEF - FLDSTDEF | NORMW32 | Normal Wear | Normal Wear - NORMW32 | Cause | RS
FLDSTDEF | Fuel Distribution System - DEF | Fuel Distribution System - DEF - FLDSTDEF | NORMW4 | Normal Wear | Normal Wear - NORMW4 | Cause | RS
FLDSTDEF | Fuel Distribution System - DEF | Fuel Distribution System - DEF - FLDSTDEF | NRMWEAR | Normal Wear | Normal Wear - NRMWEAR | Cause | RS
FLDSTDEF | Fuel Distribution System - DEF | Fuel Distribution System - DEF - FLDSTDEF | OPERROR2 | Operator Error | Operator Error - OPERROR2 | Cause | RS
FLDSTDEF | Fuel Distribution System - DEF | Fuel Distribution System - DEF - FLDSTDEF | OPERROR3 | Operator Error | Operator Error - OPERROR3 | Cause | RS
FLDSTDEF | Fuel Distribution System - DEF | Fuel Distribution System - DEF - FLDSTDEF | OPERROR5 | Operator Error | Operator Error - OPERROR5 | Cause | RS
FLDSTDEF | Fuel Distribution System - DEF | Fuel Distribution System - DEF - FLDSTDEF | OTHER | Other (specify) | Other (specify) - OTHER | Cause | RS
FLDSTDEF | Fuel Distribution System - DEF | Fuel Distribution System - DEF - FLDSTDEF | OVERCU1 | Over Current | Over Current - OVERCU1 | Cause | RS
FLDSTDEF | Fuel Distribution System - DEF | Fuel Distribution System - DEF - FLDSTDEF | OVERHE3 | Over Heating | Over Heating - OVERHE3 | Cause | RS
FLDSTDEF | Fuel Distribution System - DEF | Fuel Distribution System - DEF - FLDSTDEF | PIIMDS1 | Procedure Issue - Improper Motor Drive Settings | Procedure Issue - Improper Motor Drive Settings - PIIMDS1 | Cause | RS
FLDSTDEF | Fuel Distribution System - DEF | Fuel Distribution System - DEF - FLDSTDEF | PRINSTAL | Poor Installation | Poor Installation - PRINSTAL | Cause | RS
FLDSTDEF | Fuel Distribution System - DEF | Fuel Distribution System - DEF - FLDSTDEF | PROCISSU | Procedure Issue | Procedure Issue - PROCISSU | Cause | RS
FLDSTDEF | Fuel Distribution System - DEF | Fuel Distribution System - DEF - FLDSTDEF | UTLFAIL | Utility Failure | Utility Failure - UTLFAIL | Cause | RS
FLDSTDEF | Fuel Distribution System - DEF | Fuel Distribution System - DEF - FLDSTDEF | VALVOB1 | Valve Obstructed | Valve Obstructed - VALVOB1 | Cause | RS
FLDSTDEF | Fuel Distribution System - DEF | Fuel Distribution System - DEF - FLDSTDEF | VIBRATE2 | Vibrations | Vibrations - VIBRATE2 | Cause | RS
FLDSTDEF | Fuel Distribution System - DEF | Fuel Distribution System - DEF - FLDSTDEF | VIBRATE6 | Vibrations | Vibrations - VIBRATE6 | Cause | RS
FLDSTDEF | Fuel Distribution System - DEF | Fuel Distribution System - DEF - FLDSTDEF | VIBRATE8 | Vibrations | Vibrations - VIBRATE8 | Cause | RS
FLDSTDEF | Fuel Distribution System - DEF | Fuel Distribution System - DEF - FLDSTDEF | VNDLSM | Vandalism | Vandalism - VNDLSM | Cause | RS
FLDSTDEF | Fuel Distribution System - DEF | Fuel Distribution System - DEF - FLDSTDEF | WORNCMPT | Defective/ Worn Component | Defective/ Worn Component - WORNCMPT | Cause | RS
FLDSTDEF | Fuel Distribution System - DEF | Fuel Distribution System - DEF - FLDSTDEF | ADCRANP | Adjust The Current Rating According To The Name Plate. | Adjust The Current Rating According To The Name Plate. - ADCRANP | Action | RS
FLDSTDEF | Fuel Distribution System - DEF | Fuel Distribution System - DEF - FLDSTDEF | ADJUSTD | Adjusted | Adjusted - ADJUSTD | Action | RS
FLDSTDEF | Fuel Distribution System - DEF | Fuel Distribution System - DEF - FLDSTDEF | DECOMM | Decommission | Decommission - DECOMM | Action | RS
FLDSTDEF | Fuel Distribution System - DEF | Fuel Distribution System - DEF - FLDSTDEF | DECONTME | Decontaminate | Decontaminate - DECONTME | Action | RS
FLDSTDEF | Fuel Distribution System - DEF | Fuel Distribution System - DEF - FLDSTDEF | DONOTHIN | Do Nothing | Do Nothing - DONOTHIN | Action | RS
FLDSTDEF | Fuel Distribution System - DEF | Fuel Distribution System - DEF - FLDSTDEF | LUBRCTE | Lubricate | Lubricate - LUBRCTE | Action | RS
FLDSTDEF | Fuel Distribution System - DEF | Fuel Distribution System - DEF - FLDSTDEF | OTHER | Other (specify) | Other (specify) - OTHER | Action | RS
FLDSTDEF | Fuel Distribution System - DEF | Fuel Distribution System - DEF - FLDSTDEF | RECALBRT | Recalibrate | Recalibrate - RECALBRT | Action | RS
FLDSTDEF | Fuel Distribution System - DEF | Fuel Distribution System - DEF - FLDSTDEF | REMVOBT | Remove Obstruction | Remove Obstruction - REMVOBT | Action | RS
FLDSTDEF | Fuel Distribution System - DEF | Fuel Distribution System - DEF - FLDSTDEF | REPAIR | Repair | Repair - REPAIR | Action | RS
FLDSTDEF | Fuel Distribution System - DEF | Fuel Distribution System - DEF - FLDSTDEF | REPCMPT | Repair Component | Repair Component - REPCMPT | Action | RS
FLDSTDEF | Fuel Distribution System - DEF | Fuel Distribution System - DEF - FLDSTDEF | REPLACE | Replace | Replace - REPLACE | Action | RS
FLDSTDEF | Fuel Distribution System - DEF | Fuel Distribution System - DEF - FLDSTDEF | REPLASS | Replace Asset | Replace Asset - REPLASS | Action | RS
FLDSTDEF | Fuel Distribution System - DEF | Fuel Distribution System - DEF - FLDSTDEF | REPLCMPT | Replace Component | Replace Component - REPLCMPT | Action | RS
FLDSTDEF | Fuel Distribution System - DEF | Fuel Distribution System - DEF - FLDSTDEF | REPRASS | Repair Asset | Repair Asset - REPRASS | Action | RS
FLDSTDEF | Fuel Distribution System - DEF | Fuel Distribution System - DEF - FLDSTDEF | UPGRADES | Upgrade | Upgrade - UPGRADES | Action | RS
FLDSTDIE | Fuel Distribution System - Diesel | Fuel Distribution System - Diesel - FLDSTDIE | ABNTEMP | Abnormal Temprature | Abnormal Temprature - ABNTEMP | Problem | RS
FLDSTDIE | Fuel Distribution System - Diesel | Fuel Distribution System - Diesel - FLDSTDIE | ARFULLN1 | Air In Fuel Line | Air In Fuel Line - ARFULLN1 | Problem | RS
FLDSTDIE | Fuel Distribution System - Diesel | Fuel Distribution System - Diesel - FLDSTDIE | CORROS | Corrosion | Corrosion - CORROS | Problem | RS
FLDSTDIE | Fuel Distribution System - Diesel | Fuel Distribution System - Diesel - FLDSTDIE | ELECTRIP | Electrical Trip Out | Electrical Trip Out - ELECTRIP | Problem | RS
FLDSTDIE | Fuel Distribution System - Diesel | Fuel Distribution System - Diesel - FLDSTDIE | EXCSDIF1 | Excessive Differential Pressure | Excessive Differential Pressure - EXCSDIF1 | Problem | RS
FLDSTDIE | Fuel Distribution System - Diesel | Fuel Distribution System - Diesel - FLDSTDIE | EXNOISE | Excessive Noise | Excessive Noise - EXNOISE | Problem | RS
FLDSTDIE | Fuel Distribution System - Diesel | Fuel Distribution System - Diesel - FLDSTDIE | EXNOISE2 | Excessive Noise | Excessive Noise - EXNOISE2 | Problem | RS
FLDSTDIE | Fuel Distribution System - Diesel | Fuel Distribution System - Diesel - FLDSTDIE | EXNSPMP1 | Excessive Noise - Pump | Excessive Noise - Pump - EXNSPMP1 | Problem | RS
FLDSTDIE | Fuel Distribution System - Diesel | Fuel Distribution System - Diesel - FLDSTDIE | EXVIBRTN | Excessive Vibration | Excessive Vibration - EXVIBRTN | Problem | RS
FLDSTDIE | Fuel Distribution System - Diesel | Fuel Distribution System - Diesel - FLDSTDIE | FULFU1 | Fuel Leak | Fuel Leak - FULFU1 | Problem | RS
FLDSTDIE | Fuel Distribution System - Diesel | Fuel Distribution System - Diesel - FLDSTDIE | JAMMEDEQ | Jammed Equipment | Jammed Equipment - JAMMEDEQ | Problem | RS
FLDSTDIE | Fuel Distribution System - Diesel | Fuel Distribution System - Diesel - FLDSTDIE | LEAKING | Leaking | Leaking - LEAKING | Problem | RS
FLDSTDIE | Fuel Distribution System - Diesel | Fuel Distribution System - Diesel - FLDSTDIE | LEAKS1 | Leaks | Leaks - LEAKS1 | Problem | RS
FLDSTDIE | Fuel Distribution System - Diesel | Fuel Distribution System - Diesel - FLDSTDIE | LEKGPMP1 | Leaking - Pump | Leaking - Pump - LEKGPMP1 | Problem | RS
FLDSTDIE | Fuel Distribution System - Diesel | Fuel Distribution System - Diesel - FLDSTDIE | LOSPRES1 | Loss Of Pressure | Loss Of Pressure - LOSPRES1 | Problem | RS
FLDSTDIE | Fuel Distribution System - Diesel | Fuel Distribution System - Diesel - FLDSTDIE | LOWPERF | Low Performance | Low Performance - LOWPERF | Problem | RS
FLDSTDIE | Fuel Distribution System - Diesel | Fuel Distribution System - Diesel - FLDSTDIE | LSSCM1 | Loss Of Communication To Plc | Loss Of Communication To Plc - LSSCM1 | Problem | RS
FLDSTDIE | Fuel Distribution System - Diesel | Fuel Distribution System - Diesel - FLDSTDIE | NOISE1 | Noise | Noise - NOISE1 | Problem | RS
FLDSTDIE | Fuel Distribution System - Diesel | Fuel Distribution System - Diesel - FLDSTDIE | NONFUNC1 | Non Functional | Non Functional - NONFUNC1 | Problem | RS
FLDSTDIE | Fuel Distribution System - Diesel | Fuel Distribution System - Diesel - FLDSTDIE | NONOPER | Non-Operational | Non-Operational - NONOPER | Problem | RS
FLDSTDIE | Fuel Distribution System - Diesel | Fuel Distribution System - Diesel - FLDSTDIE | NONWKPM1 | Non Working - Pump | Non Working - Pump - NONWKPM1 | Problem | RS
FLDSTDIE | Fuel Distribution System - Diesel | Fuel Distribution System - Diesel - FLDSTDIE | NOPOWER1 | No Power | No Power - NOPOWER1 | Problem | RS
FLDSTDIE | Fuel Distribution System - Diesel | Fuel Distribution System - Diesel - FLDSTDIE | PHYDMGE | Physical Damage | Physical Damage - PHYDMGE | Problem | RS
FLDSTDIE | Fuel Distribution System - Diesel | Fuel Distribution System - Diesel - FLDSTDIE | UNSMELL | Unusual Smell | Unusual Smell - UNSMELL | Problem | RS
FLDSTDIE | Fuel Distribution System - Diesel | Fuel Distribution System - Diesel - FLDSTDIE | UNSMOKE | Unusual Smoke | Unusual Smoke - UNSMOKE | Problem | RS
FLDSTDIE | Fuel Distribution System - Diesel | Fuel Distribution System - Diesel - FLDSTDIE | VIBRTNS1 | Vibrations | Vibrations - VIBRTNS1 | Problem | RS
FLDSTDIE | Fuel Distribution System - Diesel | Fuel Distribution System - Diesel - FLDSTDIE | AELCDET1 | Air Eliminator Components Deteriorated | Air Eliminator Components Deteriorated - AELCDET1 | Failure | RS
FLDSTDIE | Fuel Distribution System - Diesel | Fuel Distribution System - Diesel - FLDSTDIE | AELCDET2 | Air Eliminator Components Deteriorated | Air Eliminator Components Deteriorated - AELCDET2 | Failure | RS
FLDSTDIE | Fuel Distribution System - Diesel | Fuel Distribution System - Diesel - FLDSTDIE | AELCDET3 | Air Eliminator Components Deteriorated | Air Eliminator Components Deteriorated - AELCDET3 | Failure | RS
FLDSTDIE | Fuel Distribution System - Diesel | Fuel Distribution System - Diesel - FLDSTDIE | AIRELBY1 | Air Eliminator Bypassed | Air Eliminator Bypassed - AIRELBY1 | Failure | RS
FLDSTDIE | Fuel Distribution System - Diesel | Fuel Distribution System - Diesel - FLDSTDIE | BYPACOV1 | Bypassed Control Valve | Bypassed Control Valve - BYPACOV1 | Failure | RS
FLDSTDIE | Fuel Distribution System - Diesel | Fuel Distribution System - Diesel - FLDSTDIE | BYPAREV1 | Bypassed Relief Valve | Bypassed Relief Valve - BYPAREV1 | Failure | RS
FLDSTDIE | Fuel Distribution System - Diesel | Fuel Distribution System - Diesel - FLDSTDIE | CASIDAM2 | Casing Damage | Casing Damage - CASIDAM2 | Failure | RS
FLDSTDIE | Fuel Distribution System - Diesel | Fuel Distribution System - Diesel - FLDSTDIE | CLOGFI3 | Clogged Filter | Clogged Filter - CLOGFI3 | Failure | RS
FLDSTDIE | Fuel Distribution System - Diesel | Fuel Distribution System - Diesel - FLDSTDIE | DEFCOU1 | Defected Control Power Supply | Defected Control Power Supply - DEFCOU1 | Failure | RS
FLDSTDIE | Fuel Distribution System - Diesel | Fuel Distribution System - Diesel - FLDSTDIE | DEFECOT1 | Defected Contactors | Defected Contactors - DEFECOT1 | Failure | RS
FLDSTDIE | Fuel Distribution System - Diesel | Fuel Distribution System - Diesel - FLDSTDIE | DEFECOV1 | Defective Control Valve | Defective Control Valve - DEFECOV1 | Failure | RS
FLDSTDIE | Fuel Distribution System - Diesel | Fuel Distribution System - Diesel - FLDSTDIE | DEFEFU1 | Defected Fuse | Defected Fuse - DEFEFU1 | Failure | RS
FLDSTDIE | Fuel Distribution System - Diesel | Fuel Distribution System - Diesel - FLDSTDIE | DEFEMO4 | Defective Motor | Defective Motor - DEFEMO4 | Failure | RS
FLDSTDIE | Fuel Distribution System - Diesel | Fuel Distribution System - Diesel - FLDSTDIE | DEFEMO5 | Defective Motor | Defective Motor - DEFEMO5 | Failure | RS
FLDSTDIE | Fuel Distribution System - Diesel | Fuel Distribution System - Diesel - FLDSTDIE | DEFEOVR1 | Defected Overload Relay | Defected Overload Relay - DEFEOVR1 | Failure | RS
FLDSTDIE | Fuel Distribution System - Diesel | Fuel Distribution System - Diesel - FLDSTDIE | DEFERE1 | Defected Relays | Defected Relays - DEFERE1 | Failure | RS
FLDSTDIE | Fuel Distribution System - Diesel | Fuel Distribution System - Diesel - FLDSTDIE | DEFEREV1 | Defective Relief Valve | Defective Relief Valve - DEFEREV1 | Failure | RS
FLDSTDIE | Fuel Distribution System - Diesel | Fuel Distribution System - Diesel - FLDSTDIE | DEFETEB1 | Defected Terminal Block | Defected Terminal Block - DEFETEB1 | Failure | RS
FLDSTDIE | Fuel Distribution System - Diesel | Fuel Distribution System - Diesel - FLDSTDIE | DEFETR1 | Defected Transformer | Defected Transformer - DEFETR1 | Failure | RS
FLDSTDIE | Fuel Distribution System - Diesel | Fuel Distribution System - Diesel - FLDSTDIE | DPGBDET | Diesel piping gaskets and bolts deteriorated | Diesel piping gaskets and bolts deteriorated - DPGBDET | Failure | RS
FLDSTDIE | Fuel Distribution System - Diesel | Fuel Distribution System - Diesel - FLDSTDIE | DPWFAT | Diesel piping weld fatigued | Diesel piping weld fatigued - DPWFAT | Failure | RS
FLDSTDIE | Fuel Distribution System - Diesel | Fuel Distribution System - Diesel - FLDSTDIE | DWDPCORR | Double wall diesel pipe corroded | Double wall diesel pipe corroded - DWDPCORR | Failure | RS
FLDSTDIE | Fuel Distribution System - Diesel | Fuel Distribution System - Diesel - FLDSTDIE | FAILNEC1 | Failed Network Cards | Failed Network Cards - FAILNEC1 | Failure | RS
FLDSTDIE | Fuel Distribution System - Diesel | Fuel Distribution System - Diesel - FLDSTDIE | FAILNES1 | Failed Network Switch | Failed Network Switch - FAILNES1 | Failure | RS
FLDSTDIE | Fuel Distribution System - Diesel | Fuel Distribution System - Diesel - FLDSTDIE | FUSCFAIL | Fuel system containment failed | Fuel system containment failed - FUSCFAIL | Failure | RS
FLDSTDIE | Fuel Distribution System - Diesel | Fuel Distribution System - Diesel - FLDSTDIE | FUSEFAIL | Fuse Failure | Fuse Failure - FUSEFAIL | Failure | RS
FLDSTDIE | Fuel Distribution System - Diesel | Fuel Distribution System - Diesel - FLDSTDIE | FUTKDES | Fuel Tank Diesel | Fuel Tank Diesel - FUTKDES | Failure | RS
FLDSTDIE | Fuel Distribution System - Diesel | Fuel Distribution System - Diesel - FLDSTDIE | LOOSCO1 | Loose Connections | Loose Connections - LOOSCO1 | Failure | RS
FLDSTDIE | Fuel Distribution System - Diesel | Fuel Distribution System - Diesel - FLDSTDIE | LOOSPIC1 | Loose Piping Connection | Loose Piping Connection - LOOSPIC1 | Failure | RS
FLDSTDIE | Fuel Distribution System - Diesel | Fuel Distribution System - Diesel - FLDSTDIE | MISACO2 | Misaligned Coupling | Misaligned Coupling - MISACO2 | Failure | RS
FLDSTDIE | Fuel Distribution System - Diesel | Fuel Distribution System - Diesel - FLDSTDIE | MISAOFI2 | Misalignment Of Inlet/Outlet | Misalignment Of Inlet/Outlet - MISAOFI2 | Failure | RS
FLDSTDIE | Fuel Distribution System - Diesel | Fuel Distribution System - Diesel - FLDSTDIE | PAECD1 | Piping Air Eliminator Components Deteriorated | Piping Air Eliminator Components Deteriorated - PAECD1 | Failure | RS
FLDSTDIE | Fuel Distribution System - Diesel | Fuel Distribution System - Diesel - FLDSTDIE | PAECD2 | Piping Air Eliminator Components Deteriorated | Piping Air Eliminator Components Deteriorated - PAECD2 | Failure | RS
FLDSTDIE | Fuel Distribution System - Diesel | Fuel Distribution System - Diesel - FLDSTDIE | PIPSCD1 | Piping Surge Cushion Deteriorated | Piping Surge Cushion Deteriorated - PIPSCD1 | Failure | RS
FLDSTDIE | Fuel Distribution System - Diesel | Fuel Distribution System - Diesel - FLDSTDIE | PIPSCD2 | Piping Surge Cushion Deteriorated | Piping Surge Cushion Deteriorated - PIPSCD2 | Failure | RS
FLDSTDIE | Fuel Distribution System - Diesel | Fuel Distribution System - Diesel - FLDSTDIE | SEIZCOV1 | Seized Control Valve | Seized Control Valve - SEIZCOV1 | Failure | RS
FLDSTDIE | Fuel Distribution System - Diesel | Fuel Distribution System - Diesel - FLDSTDIE | TRIPBR1 | Tripped Breaker | Tripped Breaker - TRIPBR1 | Failure | RS
FLDSTDIE | Fuel Distribution System - Diesel | Fuel Distribution System - Diesel - FLDSTDIE | UNDEFU1 | Undersized Fuse | Undersized Fuse - UNDEFU1 | Failure | RS
FLDSTDIE | Fuel Distribution System - Diesel | Fuel Distribution System - Diesel - FLDSTDIE | WORNBE2 | Worn Bearing | Worn Bearing - WORNBE2 | Failure | RS
FLDSTDIE | Fuel Distribution System - Diesel | Fuel Distribution System - Diesel - FLDSTDIE | WORNPIG1 | Worn Piping Gaskets | Worn Piping Gaskets - WORNPIG1 | Failure | RS
FLDSTDIE | Fuel Distribution System - Diesel | Fuel Distribution System - Diesel - FLDSTDIE | WORNSE11 | Worn Seal | Worn Seal - WORNSE11 | Failure | RS
FLDSTDIE | Fuel Distribution System - Diesel | Fuel Distribution System - Diesel - FLDSTDIE | ACCIDENT | Accident | Accident - ACCIDENT | Cause | RS
FLDSTDIE | Fuel Distribution System - Diesel | Fuel Distribution System - Diesel - FLDSTDIE | ACCWEAR | Accelerated Wear | Accelerated Wear - ACCWEAR | Cause | RS
FLDSTDIE | Fuel Distribution System - Diesel | Fuel Distribution System - Diesel - FLDSTDIE | ACTGOD | Weather condition/Forces of nature or Act of God | Weather condition/Forces of nature or Act of God - ACTGOD | Cause | RS
FLDSTDIE | Fuel Distribution System - Diesel | Fuel Distribution System - Diesel - FLDSTDIE | AGING100 | Aging | Aging - AGING100 | Cause | RS
FLDSTDIE | Fuel Distribution System - Diesel | Fuel Distribution System - Diesel - FLDSTDIE | AGING11 | Aging | Aging - AGING11 | Cause | RS
FLDSTDIE | Fuel Distribution System - Diesel | Fuel Distribution System - Diesel - FLDSTDIE | AGING12 | Aging | Aging - AGING12 | Cause | RS
FLDSTDIE | Fuel Distribution System - Diesel | Fuel Distribution System - Diesel - FLDSTDIE | AGING126 | Aging | Aging - AGING126 | Cause | RS
FLDSTDIE | Fuel Distribution System - Diesel | Fuel Distribution System - Diesel - FLDSTDIE | AGING130 | Aging | Aging - AGING130 | Cause | RS
FLDSTDIE | Fuel Distribution System - Diesel | Fuel Distribution System - Diesel - FLDSTDIE | AGING151 | Aging | Aging - AGING151 | Cause | RS
FLDSTDIE | Fuel Distribution System - Diesel | Fuel Distribution System - Diesel - FLDSTDIE | AGING167 | Aging | Aging - AGING167 | Cause | RS
FLDSTDIE | Fuel Distribution System - Diesel | Fuel Distribution System - Diesel - FLDSTDIE | AGING170 | Aging | Aging - AGING170 | Cause | RS
FLDSTDIE | Fuel Distribution System - Diesel | Fuel Distribution System - Diesel - FLDSTDIE | AGING2 | Aging | Aging - AGING2 | Cause | RS
FLDSTDIE | Fuel Distribution System - Diesel | Fuel Distribution System - Diesel - FLDSTDIE | AGING22 | Aging | Aging - AGING22 | Cause | RS
FLDSTDIE | Fuel Distribution System - Diesel | Fuel Distribution System - Diesel - FLDSTDIE | AGING27 | Aging | Aging - AGING27 | Cause | RS
FLDSTDIE | Fuel Distribution System - Diesel | Fuel Distribution System - Diesel - FLDSTDIE | AGING3 | Aging | Aging - AGING3 | Cause | RS
FLDSTDIE | Fuel Distribution System - Diesel | Fuel Distribution System - Diesel - FLDSTDIE | AGING32 | Aging | Aging - AGING32 | Cause | RS
FLDSTDIE | Fuel Distribution System - Diesel | Fuel Distribution System - Diesel - FLDSTDIE | AGING35 | Aging | Aging - AGING35 | Cause | RS
FLDSTDIE | Fuel Distribution System - Diesel | Fuel Distribution System - Diesel - FLDSTDIE | AGING36 | Aging | Aging - AGING36 | Cause | RS
FLDSTDIE | Fuel Distribution System - Diesel | Fuel Distribution System - Diesel - FLDSTDIE | AGING38 | Aging | Aging - AGING38 | Cause | RS
FLDSTDIE | Fuel Distribution System - Diesel | Fuel Distribution System - Diesel - FLDSTDIE | AGING40 | Aging | Aging - AGING40 | Cause | RS
FLDSTDIE | Fuel Distribution System - Diesel | Fuel Distribution System - Diesel - FLDSTDIE | AGING42 | Aging | Aging - AGING42 | Cause | RS
FLDSTDIE | Fuel Distribution System - Diesel | Fuel Distribution System - Diesel - FLDSTDIE | AGING44 | Aging | Aging - AGING44 | Cause | RS
FLDSTDIE | Fuel Distribution System - Diesel | Fuel Distribution System - Diesel - FLDSTDIE | AGING51 | Aging | Aging - AGING51 | Cause | RS
FLDSTDIE | Fuel Distribution System - Diesel | Fuel Distribution System - Diesel - FLDSTDIE | AGING62 | Aging | Aging - AGING62 | Cause | RS
FLDSTDIE | Fuel Distribution System - Diesel | Fuel Distribution System - Diesel - FLDSTDIE | AGING66 | Aging | Aging - AGING66 | Cause | RS
FLDSTDIE | Fuel Distribution System - Diesel | Fuel Distribution System - Diesel - FLDSTDIE | AGING8 | Aging | Aging - AGING8 | Cause | RS
FLDSTDIE | Fuel Distribution System - Diesel | Fuel Distribution System - Diesel - FLDSTDIE | AGING84 | Aging | Aging - AGING84 | Cause | RS
FLDSTDIE | Fuel Distribution System - Diesel | Fuel Distribution System - Diesel - FLDSTDIE | AGING92 | Aging | Aging - AGING92 | Cause | RS
FLDSTDIE | Fuel Distribution System - Diesel | Fuel Distribution System - Diesel - FLDSTDIE | BRDRIG2 | Broken Drive Gear | Broken Drive Gear - BRDRIG2 | Cause | RS
FLDSTDIE | Fuel Distribution System - Diesel | Fuel Distribution System - Diesel - FLDSTDIE | CONTAM | Contamination | Contamination - CONTAM | Cause | RS
FLDSTDIE | Fuel Distribution System - Diesel | Fuel Distribution System - Diesel - FLDSTDIE | CONTAM5 | Contamination | Contamination - CONTAM5 | Cause | RS
FLDSTDIE | Fuel Distribution System - Diesel | Fuel Distribution System - Diesel - FLDSTDIE | CORRS6 | Corrosion | Corrosion - CORRS6 | Cause | RS
FLDSTDIE | Fuel Distribution System - Diesel | Fuel Distribution System - Diesel - FLDSTDIE | DEFASSET | Defective Asset | Defective Asset - DEFASSET | Cause | RS
FLDSTDIE | Fuel Distribution System - Diesel | Fuel Distribution System - Diesel - FLDSTDIE | DEFEPA1 | Defective Part | Defective Part - DEFEPA1 | Cause | RS
FLDSTDIE | Fuel Distribution System - Diesel | Fuel Distribution System - Diesel - FLDSTDIE | DEFEPA2 | Defective Part | Defective Part - DEFEPA2 | Cause | RS
FLDSTDIE | Fuel Distribution System - Diesel | Fuel Distribution System - Diesel - FLDSTDIE | DEFEPA3 | Defective Part | Defective Part - DEFEPA3 | Cause | RS
FLDSTDIE | Fuel Distribution System - Diesel | Fuel Distribution System - Diesel - FLDSTDIE | ELECF104 | Electrical Fault | Electrical Fault - ELECF104 | Cause | RS
FLDSTDIE | Fuel Distribution System - Diesel | Fuel Distribution System - Diesel - FLDSTDIE | ELECFA44 | Electrical Fault | Electrical Fault - ELECFA44 | Cause | RS
FLDSTDIE | Fuel Distribution System - Diesel | Fuel Distribution System - Diesel - FLDSTDIE | ELECFA47 | Electrical Fault | Electrical Fault - ELECFA47 | Cause | RS
FLDSTDIE | Fuel Distribution System - Diesel | Fuel Distribution System - Diesel - FLDSTDIE | ELECFA51 | Electrical Fault | Electrical Fault - ELECFA51 | Cause | RS
FLDSTDIE | Fuel Distribution System - Diesel | Fuel Distribution System - Diesel - FLDSTDIE | ELECFA61 | Electrical Fault | Electrical Fault - ELECFA61 | Cause | RS
FLDSTDIE | Fuel Distribution System - Diesel | Fuel Distribution System - Diesel - FLDSTDIE | ELECFA72 | Electrical Fault | Electrical Fault - ELECFA72 | Cause | RS
FLDSTDIE | Fuel Distribution System - Diesel | Fuel Distribution System - Diesel - FLDSTDIE | ELECFA77 | Electrical Fault | Electrical Fault - ELECFA77 | Cause | RS
FLDSTDIE | Fuel Distribution System - Diesel | Fuel Distribution System - Diesel - FLDSTDIE | ELECFA85 | Electrical Fault | Electrical Fault - ELECFA85 | Cause | RS
FLDSTDIE | Fuel Distribution System - Diesel | Fuel Distribution System - Diesel - FLDSTDIE | ELECFA89 | Electrical Fault | Electrical Fault - ELECFA89 | Cause | RS
FLDSTDIE | Fuel Distribution System - Diesel | Fuel Distribution System - Diesel - FLDSTDIE | EXLOAD | Excessive Load | Excessive Load - EXLOAD | Cause | RS
FLDSTDIE | Fuel Distribution System - Diesel | Fuel Distribution System - Diesel - FLDSTDIE | IMPRM41 | Improper Maintenance | Improper Maintenance - IMPRM41 | Cause | RS
FLDSTDIE | Fuel Distribution System - Diesel | Fuel Distribution System - Diesel - FLDSTDIE | IMPRMNT | Improper Maintenance | Improper Maintenance - IMPRMNT | Cause | RS
FLDSTDIE | Fuel Distribution System - Diesel | Fuel Distribution System - Diesel - FLDSTDIE | INCRCU1 | Increased Current | Increased Current - INCRCU1 | Cause | RS
FLDSTDIE | Fuel Distribution System - Diesel | Fuel Distribution System - Diesel - FLDSTDIE | INSLUBR | Insufficient Lubrication | Insufficient Lubrication - INSLUBR | Cause | RS
FLDSTDIE | Fuel Distribution System - Diesel | Fuel Distribution System - Diesel - FLDSTDIE | LACINL3 | Large Change In Load | Large Change In Load - LACINL3 | Cause | RS
FLDSTDIE | Fuel Distribution System - Diesel | Fuel Distribution System - Diesel - FLDSTDIE | LACKTRN | Lack of/ Inadequate Training | Lack of/ Inadequate Training - LACKTRN | Cause | RS
FLDSTDIE | Fuel Distribution System - Diesel | Fuel Distribution System - Diesel - FLDSTDIE | LOAIRS1 | Loss Of Air Supply | Loss Of Air Supply - LOAIRS1 | Cause | RS
FLDSTDIE | Fuel Distribution System - Diesel | Fuel Distribution System - Diesel - FLDSTDIE | LOEPOW1 | Loss Of Electrical Power | Loss Of Electrical Power - LOEPOW1 | Cause | RS
FLDSTDIE | Fuel Distribution System - Diesel | Fuel Distribution System - Diesel - FLDSTDIE | LOOSC18 | Loose Connection | Loose Connection - LOOSC18 | Cause | RS
FLDSTDIE | Fuel Distribution System - Diesel | Fuel Distribution System - Diesel - FLDSTDIE | LOOSC19 | Loose Connection | Loose Connection - LOOSC19 | Cause | RS
FLDSTDIE | Fuel Distribution System - Diesel | Fuel Distribution System - Diesel - FLDSTDIE | LOOSC8 | Loose Connection | Loose Connection - LOOSC8 | Cause | RS
FLDSTDIE | Fuel Distribution System - Diesel | Fuel Distribution System - Diesel - FLDSTDIE | LOOSC9 | Loose Connection | Loose Connection - LOOSC9 | Cause | RS
FLDSTDIE | Fuel Distribution System - Diesel | Fuel Distribution System - Diesel - FLDSTDIE | LUBRICA2 | Lubrication | Lubrication - LUBRICA2 | Cause | RS
FLDSTDIE | Fuel Distribution System - Diesel | Fuel Distribution System - Diesel - FLDSTDIE | MISAL11 | Misalignment | Misalignment - MISAL11 | Cause | RS
FLDSTDIE | Fuel Distribution System - Diesel | Fuel Distribution System - Diesel - FLDSTDIE | MISSCMP | Loose/ Missing Component | Loose/ Missing Component - MISSCMP | Cause | RS
FLDSTDIE | Fuel Distribution System - Diesel | Fuel Distribution System - Diesel - FLDSTDIE | NORMW32 | Normal Wear | Normal Wear - NORMW32 | Cause | RS
FLDSTDIE | Fuel Distribution System - Diesel | Fuel Distribution System - Diesel - FLDSTDIE | NORMW4 | Normal Wear | Normal Wear - NORMW4 | Cause | RS
FLDSTDIE | Fuel Distribution System - Diesel | Fuel Distribution System - Diesel - FLDSTDIE | NRMWEAR | Normal Wear | Normal Wear - NRMWEAR | Cause | RS
FLDSTDIE | Fuel Distribution System - Diesel | Fuel Distribution System - Diesel - FLDSTDIE | OPERROR2 | Operator Error | Operator Error - OPERROR2 | Cause | RS
FLDSTDIE | Fuel Distribution System - Diesel | Fuel Distribution System - Diesel - FLDSTDIE | OPERROR3 | Operator Error | Operator Error - OPERROR3 | Cause | RS
FLDSTDIE | Fuel Distribution System - Diesel | Fuel Distribution System - Diesel - FLDSTDIE | OPERROR5 | Operator Error | Operator Error - OPERROR5 | Cause | RS
FLDSTDIE | Fuel Distribution System - Diesel | Fuel Distribution System - Diesel - FLDSTDIE | OTHER | Other (specify) | Other (specify) - OTHER | Cause | RS
FLDSTDIE | Fuel Distribution System - Diesel | Fuel Distribution System - Diesel - FLDSTDIE | OVERCU1 | Over Current | Over Current - OVERCU1 | Cause | RS
FLDSTDIE | Fuel Distribution System - Diesel | Fuel Distribution System - Diesel - FLDSTDIE | OVERHE3 | Over Heating | Over Heating - OVERHE3 | Cause | RS
FLDSTDIE | Fuel Distribution System - Diesel | Fuel Distribution System - Diesel - FLDSTDIE | PIIMDS1 | Procedure Issue - Improper Motor Drive Settings | Procedure Issue - Improper Motor Drive Settings - PIIMDS1 | Cause | RS
FLDSTDIE | Fuel Distribution System - Diesel | Fuel Distribution System - Diesel - FLDSTDIE | PRINSTAL | Poor Installation | Poor Installation - PRINSTAL | Cause | RS
FLDSTDIE | Fuel Distribution System - Diesel | Fuel Distribution System - Diesel - FLDSTDIE | PROCISSU | Procedure Issue | Procedure Issue - PROCISSU | Cause | RS
FLDSTDIE | Fuel Distribution System - Diesel | Fuel Distribution System - Diesel - FLDSTDIE | UTLFAIL | Utility Failure | Utility Failure - UTLFAIL | Cause | RS
FLDSTDIE | Fuel Distribution System - Diesel | Fuel Distribution System - Diesel - FLDSTDIE | VALVOB1 | Valve Obstructed | Valve Obstructed - VALVOB1 | Cause | RS
FLDSTDIE | Fuel Distribution System - Diesel | Fuel Distribution System - Diesel - FLDSTDIE | VIBRATE2 | Vibrations | Vibrations - VIBRATE2 | Cause | RS
FLDSTDIE | Fuel Distribution System - Diesel | Fuel Distribution System - Diesel - FLDSTDIE | VIBRATE6 | Vibrations | Vibrations - VIBRATE6 | Cause | RS
FLDSTDIE | Fuel Distribution System - Diesel | Fuel Distribution System - Diesel - FLDSTDIE | VIBRATE8 | Vibrations | Vibrations - VIBRATE8 | Cause | RS
FLDSTDIE | Fuel Distribution System - Diesel | Fuel Distribution System - Diesel - FLDSTDIE | VNDLSM | Vandalism | Vandalism - VNDLSM | Cause | RS
FLDSTDIE | Fuel Distribution System - Diesel | Fuel Distribution System - Diesel - FLDSTDIE | WORNCMPT | Defective/ Worn Component | Defective/ Worn Component - WORNCMPT | Cause | RS
FLDSTDIE | Fuel Distribution System - Diesel | Fuel Distribution System - Diesel - FLDSTDIE | ADJUSTD | Adjusted | Adjusted - ADJUSTD | Action | RS
FLDSTDIE | Fuel Distribution System - Diesel | Fuel Distribution System - Diesel - FLDSTDIE | DECOMM | Decommission | Decommission - DECOMM | Action | RS
FLDSTDIE | Fuel Distribution System - Diesel | Fuel Distribution System - Diesel - FLDSTDIE | DECONTME | Decontaminate | Decontaminate - DECONTME | Action | RS
FLDSTDIE | Fuel Distribution System - Diesel | Fuel Distribution System - Diesel - FLDSTDIE | DONOTHIN | Do Nothing | Do Nothing - DONOTHIN | Action | RS
FLDSTDIE | Fuel Distribution System - Diesel | Fuel Distribution System - Diesel - FLDSTDIE | LUBRCTE | Lubricate | Lubricate - LUBRCTE | Action | RS
FLDSTDIE | Fuel Distribution System - Diesel | Fuel Distribution System - Diesel - FLDSTDIE | OTHER | Other (specify) | Other (specify) - OTHER | Action | RS
FLDSTDIE | Fuel Distribution System - Diesel | Fuel Distribution System - Diesel - FLDSTDIE | RECALBRT | Recalibrate | Recalibrate - RECALBRT | Action | RS
FLDSTDIE | Fuel Distribution System - Diesel | Fuel Distribution System - Diesel - FLDSTDIE | REMVOBT | Remove Obstruction | Remove Obstruction - REMVOBT | Action | RS
FLDSTDIE | Fuel Distribution System - Diesel | Fuel Distribution System - Diesel - FLDSTDIE | REPCMPT | Repair Component | Repair Component - REPCMPT | Action | RS
FLDSTDIE | Fuel Distribution System - Diesel | Fuel Distribution System - Diesel - FLDSTDIE | REPLASS | Replace Asset | Replace Asset - REPLASS | Action | RS
FLDSTDIE | Fuel Distribution System - Diesel | Fuel Distribution System - Diesel - FLDSTDIE | REPLCMPT | Replace Component | Replace Component - REPLCMPT | Action | RS
FLDSTDIE | Fuel Distribution System - Diesel | Fuel Distribution System - Diesel - FLDSTDIE | REPRASS | Repair Asset | Repair Asset - REPRASS | Action | RS
FLDSTDIE | Fuel Distribution System - Diesel | Fuel Distribution System - Diesel - FLDSTDIE | UPGRADES | Upgrade | Upgrade - UPGRADES | Action | RS
FLEMRVLV | Fuel Emergency Shutoff Valve | Fuel Emergency Shutoff Valve - FLEMRVLV | ABNTEMP | Abnormal Temprature | Abnormal Temprature - ABNTEMP | Problem | RS
FLEMRVLV | Fuel Emergency Shutoff Valve | Fuel Emergency Shutoff Valve - FLEMRVLV | CORROS | Corrosion | Corrosion - CORROS | Problem | RS
FLEMRVLV | Fuel Emergency Shutoff Valve | Fuel Emergency Shutoff Valve - FLEMRVLV | ELECTRIP | Electrical Trip Out | Electrical Trip Out - ELECTRIP | Problem | RS
FLEMRVLV | Fuel Emergency Shutoff Valve | Fuel Emergency Shutoff Valve - FLEMRVLV | EXNOISE | Excessive Noise | Excessive Noise - EXNOISE | Problem | RS
FLEMRVLV | Fuel Emergency Shutoff Valve | Fuel Emergency Shutoff Valve - FLEMRVLV | EXVIBRTN | Excessive Vibration | Excessive Vibration - EXVIBRTN | Problem | RS
FLEMRVLV | Fuel Emergency Shutoff Valve | Fuel Emergency Shutoff Valve - FLEMRVLV | JAMMEDEQ | Jammed Equipment | Jammed Equipment - JAMMEDEQ | Problem | RS
FLEMRVLV | Fuel Emergency Shutoff Valve | Fuel Emergency Shutoff Valve - FLEMRVLV | LEAKING | Leaking | Leaking - LEAKING | Problem | RS
FLEMRVLV | Fuel Emergency Shutoff Valve | Fuel Emergency Shutoff Valve - FLEMRVLV | LOWPERF | Low Performance | Low Performance - LOWPERF | Problem | RS
FLEMRVLV | Fuel Emergency Shutoff Valve | Fuel Emergency Shutoff Valve - FLEMRVLV | NONOPER | Non-Operational | Non-Operational - NONOPER | Problem | RS
FLEMRVLV | Fuel Emergency Shutoff Valve | Fuel Emergency Shutoff Valve - FLEMRVLV | PHYDMGE | Physical Damage | Physical Damage - PHYDMGE | Problem | RS
FLEMRVLV | Fuel Emergency Shutoff Valve | Fuel Emergency Shutoff Valve - FLEMRVLV | UNSMELL | Unusual Smell | Unusual Smell - UNSMELL | Problem | RS
FLEMRVLV | Fuel Emergency Shutoff Valve | Fuel Emergency Shutoff Valve - FLEMRVLV | UNSMOKE | Unusual Smoke | Unusual Smoke - UNSMOKE | Problem | RS
FLEMRVLV | Fuel Emergency Shutoff Valve | Fuel Emergency Shutoff Valve - FLEMRVLV | EMSVFAIL | Emergency shut-off valve components failed | Emergency shut-off valve components failed - EMSVFAIL | Failure | RS
FLEMRVLV | Fuel Emergency Shutoff Valve | Fuel Emergency Shutoff Valve - FLEMRVLV | ACCIDENT | Accident | Accident - ACCIDENT | Cause | RS
FLEMRVLV | Fuel Emergency Shutoff Valve | Fuel Emergency Shutoff Valve - FLEMRVLV | ACCWEAR | Accelerated Wear | Accelerated Wear - ACCWEAR | Cause | RS
FLEMRVLV | Fuel Emergency Shutoff Valve | Fuel Emergency Shutoff Valve - FLEMRVLV | ACTGOD | Weather condition/Forces of nature or Act of God | Weather condition/Forces of nature or Act of God - ACTGOD | Cause | RS
FLEMRVLV | Fuel Emergency Shutoff Valve | Fuel Emergency Shutoff Valve - FLEMRVLV | CONTAM | Contamination | Contamination - CONTAM | Cause | RS
FLEMRVLV | Fuel Emergency Shutoff Valve | Fuel Emergency Shutoff Valve - FLEMRVLV | DEFASSET | Defective Asset | Defective Asset - DEFASSET | Cause | RS
FLEMRVLV | Fuel Emergency Shutoff Valve | Fuel Emergency Shutoff Valve - FLEMRVLV | EXLOAD | Excessive Load | Excessive Load - EXLOAD | Cause | RS
FLEMRVLV | Fuel Emergency Shutoff Valve | Fuel Emergency Shutoff Valve - FLEMRVLV | IMPRMNT | Improper Maintenance | Improper Maintenance - IMPRMNT | Cause | RS
FLEMRVLV | Fuel Emergency Shutoff Valve | Fuel Emergency Shutoff Valve - FLEMRVLV | INSLUBR | Insufficient Lubrication | Insufficient Lubrication - INSLUBR | Cause | RS
FLEMRVLV | Fuel Emergency Shutoff Valve | Fuel Emergency Shutoff Valve - FLEMRVLV | LACKTRN | Lack of/ Inadequate Training | Lack of/ Inadequate Training - LACKTRN | Cause | RS
FLEMRVLV | Fuel Emergency Shutoff Valve | Fuel Emergency Shutoff Valve - FLEMRVLV | MISSCMP | Loose/ Missing Component | Loose/ Missing Component - MISSCMP | Cause | RS
FLEMRVLV | Fuel Emergency Shutoff Valve | Fuel Emergency Shutoff Valve - FLEMRVLV | NRMWEAR | Normal Wear | Normal Wear - NRMWEAR | Cause | RS
FLEMRVLV | Fuel Emergency Shutoff Valve | Fuel Emergency Shutoff Valve - FLEMRVLV | OTHER | Other (specify) | Other (specify) - OTHER | Cause | RS
FLEMRVLV | Fuel Emergency Shutoff Valve | Fuel Emergency Shutoff Valve - FLEMRVLV | PRINSTAL | Poor Installation | Poor Installation - PRINSTAL | Cause | RS
FLEMRVLV | Fuel Emergency Shutoff Valve | Fuel Emergency Shutoff Valve - FLEMRVLV | PROCISSU | Procedure Issue | Procedure Issue - PROCISSU | Cause | RS
FLEMRVLV | Fuel Emergency Shutoff Valve | Fuel Emergency Shutoff Valve - FLEMRVLV | UTLFAIL | Utility Failure | Utility Failure - UTLFAIL | Cause | RS
FLEMRVLV | Fuel Emergency Shutoff Valve | Fuel Emergency Shutoff Valve - FLEMRVLV | VNDLSM | Vandalism | Vandalism - VNDLSM | Cause | RS
FLEMRVLV | Fuel Emergency Shutoff Valve | Fuel Emergency Shutoff Valve - FLEMRVLV | WORNCMPT | Defective/ Worn Component | Defective/ Worn Component - WORNCMPT | Cause | RS
FLEMRVLV | Fuel Emergency Shutoff Valve | Fuel Emergency Shutoff Valve - FLEMRVLV | ADJUSTD | Adjusted | Adjusted - ADJUSTD | Action | RS
FLEMRVLV | Fuel Emergency Shutoff Valve | Fuel Emergency Shutoff Valve - FLEMRVLV | DECOMM | Decommission | Decommission - DECOMM | Action | RS
FLEMRVLV | Fuel Emergency Shutoff Valve | Fuel Emergency Shutoff Valve - FLEMRVLV | DECONTME | Decontaminate | Decontaminate - DECONTME | Action | RS
FLEMRVLV | Fuel Emergency Shutoff Valve | Fuel Emergency Shutoff Valve - FLEMRVLV | DONOTHIN | Do Nothing | Do Nothing - DONOTHIN | Action | RS
FLEMRVLV | Fuel Emergency Shutoff Valve | Fuel Emergency Shutoff Valve - FLEMRVLV | LUBRCTE | Lubricate | Lubricate - LUBRCTE | Action | RS
FLEMRVLV | Fuel Emergency Shutoff Valve | Fuel Emergency Shutoff Valve - FLEMRVLV | OTHER | Other (specify) | Other (specify) - OTHER | Action | RS
FLEMRVLV | Fuel Emergency Shutoff Valve | Fuel Emergency Shutoff Valve - FLEMRVLV | RECALBRT | Recalibrate | Recalibrate - RECALBRT | Action | RS
FLEMRVLV | Fuel Emergency Shutoff Valve | Fuel Emergency Shutoff Valve - FLEMRVLV | REMVOBT | Remove Obstruction | Remove Obstruction - REMVOBT | Action | RS
FLEMRVLV | Fuel Emergency Shutoff Valve | Fuel Emergency Shutoff Valve - FLEMRVLV | REPCMPT | Repair Component | Repair Component - REPCMPT | Action | RS
FLEMRVLV | Fuel Emergency Shutoff Valve | Fuel Emergency Shutoff Valve - FLEMRVLV | REPLASS | Replace Asset | Replace Asset - REPLASS | Action | RS
FLEMRVLV | Fuel Emergency Shutoff Valve | Fuel Emergency Shutoff Valve - FLEMRVLV | REPLCMPT | Replace Component | Replace Component - REPLCMPT | Action | RS
FLEMRVLV | Fuel Emergency Shutoff Valve | Fuel Emergency Shutoff Valve - FLEMRVLV | REPRASS | Repair Asset | Repair Asset - REPRASS | Action | RS
FLEMRVLV | Fuel Emergency Shutoff Valve | Fuel Emergency Shutoff Valve - FLEMRVLV | UPGRADES | Upgrade | Upgrade - UPGRADES | Action | RS
FLFLWMTR | Fuel Flow Meter | Fuel Flow Meter - FLFLWMTR | ABNTEMP | Abnormal Temprature | Abnormal Temprature - ABNTEMP | Problem | RS
FLFLWMTR | Fuel Flow Meter | Fuel Flow Meter - FLFLWMTR | CORROS | Corrosion | Corrosion - CORROS | Problem | RS
FLFLWMTR | Fuel Flow Meter | Fuel Flow Meter - FLFLWMTR | ELECTRIP | Electrical Trip Out | Electrical Trip Out - ELECTRIP | Problem | RS
FLFLWMTR | Fuel Flow Meter | Fuel Flow Meter - FLFLWMTR | EXNOISE | Excessive Noise | Excessive Noise - EXNOISE | Problem | RS
FLFLWMTR | Fuel Flow Meter | Fuel Flow Meter - FLFLWMTR | EXVIBRTN | Excessive Vibration | Excessive Vibration - EXVIBRTN | Problem | RS
FLFLWMTR | Fuel Flow Meter | Fuel Flow Meter - FLFLWMTR | JAMMEDEQ | Jammed Equipment | Jammed Equipment - JAMMEDEQ | Problem | RS
FLFLWMTR | Fuel Flow Meter | Fuel Flow Meter - FLFLWMTR | LEAKING | Leaking | Leaking - LEAKING | Problem | RS
FLFLWMTR | Fuel Flow Meter | Fuel Flow Meter - FLFLWMTR | LOWPERF | Low Performance | Low Performance - LOWPERF | Problem | RS
FLFLWMTR | Fuel Flow Meter | Fuel Flow Meter - FLFLWMTR | NONOPER | Non-Operational | Non-Operational - NONOPER | Problem | RS
FLFLWMTR | Fuel Flow Meter | Fuel Flow Meter - FLFLWMTR | PHYDMGE | Physical Damage | Physical Damage - PHYDMGE | Problem | RS
FLFLWMTR | Fuel Flow Meter | Fuel Flow Meter - FLFLWMTR | UNSMELL | Unusual Smell | Unusual Smell - UNSMELL | Problem | RS
FLFLWMTR | Fuel Flow Meter | Fuel Flow Meter - FLFLWMTR | UNSMOKE | Unusual Smoke | Unusual Smoke - UNSMOKE | Problem | RS
FLFLWMTR | Fuel Flow Meter | Fuel Flow Meter - FLFLWMTR | FLMTCDRF | Flow meter calibration drifted | Flow meter calibration drifted - FLMTCDRF | Failure | RS
FLFLWMTR | Fuel Flow Meter | Fuel Flow Meter - FLFLWMTR | ACCIDENT | Accident | Accident - ACCIDENT | Cause | RS
FLFLWMTR | Fuel Flow Meter | Fuel Flow Meter - FLFLWMTR | ACCWEAR | Accelerated Wear | Accelerated Wear - ACCWEAR | Cause | RS
FLFLWMTR | Fuel Flow Meter | Fuel Flow Meter - FLFLWMTR | ACTGOD | Weather condition/Forces of nature or Act of God | Weather condition/Forces of nature or Act of God - ACTGOD | Cause | RS
FLFLWMTR | Fuel Flow Meter | Fuel Flow Meter - FLFLWMTR | CONTAM | Contamination | Contamination - CONTAM | Cause | RS
FLFLWMTR | Fuel Flow Meter | Fuel Flow Meter - FLFLWMTR | DEFASSET | Defective Asset | Defective Asset - DEFASSET | Cause | RS
FLFLWMTR | Fuel Flow Meter | Fuel Flow Meter - FLFLWMTR | EXLOAD | Excessive Load | Excessive Load - EXLOAD | Cause | RS
FLFLWMTR | Fuel Flow Meter | Fuel Flow Meter - FLFLWMTR | IMPRMNT | Improper Maintenance | Improper Maintenance - IMPRMNT | Cause | RS
FLFLWMTR | Fuel Flow Meter | Fuel Flow Meter - FLFLWMTR | INSLUBR | Insufficient Lubrication | Insufficient Lubrication - INSLUBR | Cause | RS
FLFLWMTR | Fuel Flow Meter | Fuel Flow Meter - FLFLWMTR | LACKTRN | Lack of/ Inadequate Training | Lack of/ Inadequate Training - LACKTRN | Cause | RS
FLFLWMTR | Fuel Flow Meter | Fuel Flow Meter - FLFLWMTR | MISSCMP | Loose/ Missing Component | Loose/ Missing Component - MISSCMP | Cause | RS
FLFLWMTR | Fuel Flow Meter | Fuel Flow Meter - FLFLWMTR | NRMWEAR | Normal Wear | Normal Wear - NRMWEAR | Cause | RS
FLFLWMTR | Fuel Flow Meter | Fuel Flow Meter - FLFLWMTR | OTHER | Other (specify) | Other (specify) - OTHER | Cause | RS
FLFLWMTR | Fuel Flow Meter | Fuel Flow Meter - FLFLWMTR | PRINSTAL | Poor Installation | Poor Installation - PRINSTAL | Cause | RS
FLFLWMTR | Fuel Flow Meter | Fuel Flow Meter - FLFLWMTR | PROCISSU | Procedure Issue | Procedure Issue - PROCISSU | Cause | RS
FLFLWMTR | Fuel Flow Meter | Fuel Flow Meter - FLFLWMTR | UTLFAIL | Utility Failure | Utility Failure - UTLFAIL | Cause | RS
FLFLWMTR | Fuel Flow Meter | Fuel Flow Meter - FLFLWMTR | VNDLSM | Vandalism | Vandalism - VNDLSM | Cause | RS
FLFLWMTR | Fuel Flow Meter | Fuel Flow Meter - FLFLWMTR | WORNCMPT | Defective/ Worn Component | Defective/ Worn Component - WORNCMPT | Cause | RS
FLFLWMTR | Fuel Flow Meter | Fuel Flow Meter - FLFLWMTR | ADJUSTD | Adjusted | Adjusted - ADJUSTD | Action | RS
FLFLWMTR | Fuel Flow Meter | Fuel Flow Meter - FLFLWMTR | DECOMM | Decommission | Decommission - DECOMM | Action | RS
FLFLWMTR | Fuel Flow Meter | Fuel Flow Meter - FLFLWMTR | DECONTME | Decontaminate | Decontaminate - DECONTME | Action | RS
FLFLWMTR | Fuel Flow Meter | Fuel Flow Meter - FLFLWMTR | DONOTHIN | Do Nothing | Do Nothing - DONOTHIN | Action | RS
FLFLWMTR | Fuel Flow Meter | Fuel Flow Meter - FLFLWMTR | LUBRCTE | Lubricate | Lubricate - LUBRCTE | Action | RS
FLFLWMTR | Fuel Flow Meter | Fuel Flow Meter - FLFLWMTR | OTHER | Other (specify) | Other (specify) - OTHER | Action | RS
FLFLWMTR | Fuel Flow Meter | Fuel Flow Meter - FLFLWMTR | RECALBRT | Recalibrate | Recalibrate - RECALBRT | Action | RS
FLFLWMTR | Fuel Flow Meter | Fuel Flow Meter - FLFLWMTR | REMVOBT | Remove Obstruction | Remove Obstruction - REMVOBT | Action | RS
FLFLWMTR | Fuel Flow Meter | Fuel Flow Meter - FLFLWMTR | REPCMPT | Repair Component | Repair Component - REPCMPT | Action | RS
FLFLWMTR | Fuel Flow Meter | Fuel Flow Meter - FLFLWMTR | REPLASS | Replace Asset | Replace Asset - REPLASS | Action | RS
FLFLWMTR | Fuel Flow Meter | Fuel Flow Meter - FLFLWMTR | REPLCMPT | Replace Component | Replace Component - REPLCMPT | Action | RS
FLFLWMTR | Fuel Flow Meter | Fuel Flow Meter - FLFLWMTR | REPRASS | Repair Asset | Repair Asset - REPRASS | Action | RS
FLFLWMTR | Fuel Flow Meter | Fuel Flow Meter - FLFLWMTR | UPGRADES | Upgrade | Upgrade - UPGRADES | Action | RS
FLGPL | Flag Pole | Flag Pole - FLGPL | ABNTEMP | Abnormal Temprature | Abnormal Temprature - ABNTEMP | Problem | RS
FLGPL | Flag Pole | Flag Pole - FLGPL | CORROS | Corrosion | Corrosion - CORROS | Problem | RS
FLGPL | Flag Pole | Flag Pole - FLGPL | ELECTRIP | Electrical Trip Out | Electrical Trip Out - ELECTRIP | Problem | RS
FLGPL | Flag Pole | Flag Pole - FLGPL | EXNOISE | Excessive Noise | Excessive Noise - EXNOISE | Problem | RS
FLGPL | Flag Pole | Flag Pole - FLGPL | EXVIBRTN | Excessive Vibration | Excessive Vibration - EXVIBRTN | Problem | RS
FLGPL | Flag Pole | Flag Pole - FLGPL | JAMMEDEQ | Jammed Equipment | Jammed Equipment - JAMMEDEQ | Problem | RS
FLGPL | Flag Pole | Flag Pole - FLGPL | LEAKING | Leaking | Leaking - LEAKING | Problem | RS
FLGPL | Flag Pole | Flag Pole - FLGPL | LOWPERF | Low Performance | Low Performance - LOWPERF | Problem | RS
FLGPL | Flag Pole | Flag Pole - FLGPL | NONOPER | Non-Operational | Non-Operational - NONOPER | Problem | RS
FLGPL | Flag Pole | Flag Pole - FLGPL | PHYDMGE | Physical Damage | Physical Damage - PHYDMGE | Problem | RS
FLGPL | Flag Pole | Flag Pole - FLGPL | UNSMELL | Unusual Smell | Unusual Smell - UNSMELL | Problem | RS
FLGPL | Flag Pole | Flag Pole - FLGPL | UNSMOKE | Unusual Smoke | Unusual Smoke - UNSMOKE | Problem | RS
FLGPL | Flag Pole | Flag Pole - FLGPL | FPCLDEP | Flag pole crank lubrication depleted | Flag pole crank lubrication depleted - FPCLDEP | Failure | RS
FLGPL | Flag Pole | Flag Pole - FLGPL | SFPDET | Steel flag pole deteriorated | Steel flag pole deteriorated - SFPDET | Failure | RS
FLGPL | Flag Pole | Flag Pole - FLGPL | ACCIDENT | Accident | Accident - ACCIDENT | Cause | RS
FLGPL | Flag Pole | Flag Pole - FLGPL | ACCWEAR | Accelerated Wear | Accelerated Wear - ACCWEAR | Cause | RS
FLGPL | Flag Pole | Flag Pole - FLGPL | ACTGOD | Weather condition/Forces of nature or Act of God | Weather condition/Forces of nature or Act of God - ACTGOD | Cause | RS
FLGPL | Flag Pole | Flag Pole - FLGPL | CONTAM | Contamination | Contamination - CONTAM | Cause | RS
FLGPL | Flag Pole | Flag Pole - FLGPL | DEFASSET | Defective Asset | Defective Asset - DEFASSET | Cause | RS
FLGPL | Flag Pole | Flag Pole - FLGPL | EXLOAD | Excessive Load | Excessive Load - EXLOAD | Cause | RS
FLGPL | Flag Pole | Flag Pole - FLGPL | IMPRMNT | Improper Maintenance | Improper Maintenance - IMPRMNT | Cause | RS
FLGPL | Flag Pole | Flag Pole - FLGPL | INSLUBR | Insufficient Lubrication | Insufficient Lubrication - INSLUBR | Cause | RS
FLGPL | Flag Pole | Flag Pole - FLGPL | LACKTRN | Lack of/ Inadequate Training | Lack of/ Inadequate Training - LACKTRN | Cause | RS
FLGPL | Flag Pole | Flag Pole - FLGPL | MISSCMP | Loose/ Missing Component | Loose/ Missing Component - MISSCMP | Cause | RS
FLGPL | Flag Pole | Flag Pole - FLGPL | NRMWEAR | Normal Wear | Normal Wear - NRMWEAR | Cause | RS
FLGPL | Flag Pole | Flag Pole - FLGPL | OTHER | Other (specify) | Other (specify) - OTHER | Cause | RS
FLGPL | Flag Pole | Flag Pole - FLGPL | PRINSTAL | Poor Installation | Poor Installation - PRINSTAL | Cause | RS
FLGPL | Flag Pole | Flag Pole - FLGPL | PROCISSU | Procedure Issue | Procedure Issue - PROCISSU | Cause | RS
FLGPL | Flag Pole | Flag Pole - FLGPL | UTLFAIL | Utility Failure | Utility Failure - UTLFAIL | Cause | RS
FLGPL | Flag Pole | Flag Pole - FLGPL | VNDLSM | Vandalism | Vandalism - VNDLSM | Cause | RS
FLGPL | Flag Pole | Flag Pole - FLGPL | WORNCMPT | Defective/ Worn Component | Defective/ Worn Component - WORNCMPT | Cause | RS
FLGPL | Flag Pole | Flag Pole - FLGPL | ADJUSTD | Adjusted | Adjusted - ADJUSTD | Action | RS
FLGPL | Flag Pole | Flag Pole - FLGPL | DECOMM | Decommission | Decommission - DECOMM | Action | RS
FLGPL | Flag Pole | Flag Pole - FLGPL | DECONTME | Decontaminate | Decontaminate - DECONTME | Action | RS
FLGPL | Flag Pole | Flag Pole - FLGPL | DONOTHIN | Do Nothing | Do Nothing - DONOTHIN | Action | RS
FLGPL | Flag Pole | Flag Pole - FLGPL | LUBRCTE | Lubricate | Lubricate - LUBRCTE | Action | RS
FLGPL | Flag Pole | Flag Pole - FLGPL | OTHER | Other (specify) | Other (specify) - OTHER | Action | RS
FLGPL | Flag Pole | Flag Pole - FLGPL | RECALBRT | Recalibrate | Recalibrate - RECALBRT | Action | RS
FLGPL | Flag Pole | Flag Pole - FLGPL | REMVOBT | Remove Obstruction | Remove Obstruction - REMVOBT | Action | RS
FLGPL | Flag Pole | Flag Pole - FLGPL | REPCMPT | Repair Component | Repair Component - REPCMPT | Action | RS
FLGPL | Flag Pole | Flag Pole - FLGPL | REPLASS | Replace Asset | Replace Asset - REPLASS | Action | RS
FLGPL | Flag Pole | Flag Pole - FLGPL | REPLCMPT | Replace Component | Replace Component - REPLCMPT | Action | RS
FLGPL | Flag Pole | Flag Pole - FLGPL | REPRASS | Repair Asset | Repair Asset - REPRASS | Action | RS
FLGPL | Flag Pole | Flag Pole - FLGPL | UPGRADES | Upgrade | Upgrade - UPGRADES | Action | RS
FLLARSYS | Fall Arrest System | Fall Arrest System - FLLARSYS | ABNTEMP | Abnormal Temprature | Abnormal Temprature - ABNTEMP | Problem | RS
FLLARSYS | Fall Arrest System | Fall Arrest System - FLLARSYS | CORROS | Corrosion | Corrosion - CORROS | Problem | RS
FLLARSYS | Fall Arrest System | Fall Arrest System - FLLARSYS | ELECTRIP | Electrical Trip Out | Electrical Trip Out - ELECTRIP | Problem | RS
FLLARSYS | Fall Arrest System | Fall Arrest System - FLLARSYS | EXNOISE | Excessive Noise | Excessive Noise - EXNOISE | Problem | RS
FLLARSYS | Fall Arrest System | Fall Arrest System - FLLARSYS | EXVIBRTN | Excessive Vibration | Excessive Vibration - EXVIBRTN | Problem | RS
FLLARSYS | Fall Arrest System | Fall Arrest System - FLLARSYS | JAMMEDEQ | Jammed Equipment | Jammed Equipment - JAMMEDEQ | Problem | RS
FLLARSYS | Fall Arrest System | Fall Arrest System - FLLARSYS | LEAKING | Leaking | Leaking - LEAKING | Problem | RS
FLLARSYS | Fall Arrest System | Fall Arrest System - FLLARSYS | LOWPERF | Low Performance | Low Performance - LOWPERF | Problem | RS
FLLARSYS | Fall Arrest System | Fall Arrest System - FLLARSYS | NONOPER | Non-Operational | Non-Operational - NONOPER | Problem | RS
FLLARSYS | Fall Arrest System | Fall Arrest System - FLLARSYS | PHYDMGE | Physical Damage | Physical Damage - PHYDMGE | Problem | RS
FLLARSYS | Fall Arrest System | Fall Arrest System - FLLARSYS | UNSMELL | Unusual Smell | Unusual Smell - UNSMELL | Problem | RS
FLLARSYS | Fall Arrest System | Fall Arrest System - FLLARSYS | UNSMOKE | Unusual Smoke | Unusual Smoke - UNSMOKE | Problem | RS
FLLARSYS | Fall Arrest System | Fall Arrest System - FLLARSYS | FAANDET | Fall Arrest Anchorage deteriorated | Fall Arrest Anchorage deteriorated - FAANDET | Failure | RS
FLLARSYS | Fall Arrest System | Fall Arrest System - FLLARSYS | SRLDET | Self Retracting Lifeline (SRL) Deteriorated | Self Retracting Lifeline (SRL) Deteriorated - SRLDET | Failure | RS
FLLARSYS | Fall Arrest System | Fall Arrest System - FLLARSYS | SRLHDET | SRL Snap hook deteriorated | SRL Snap hook deteriorated - SRLHDET | Failure | RS
FLLARSYS | Fall Arrest System | Fall Arrest System - FLLARSYS | SRLLDET | Self Retracting Lifeline (SRL) - Lifeline Deteriorated | Self Retracting Lifeline (SRL) - Lifeline Deteriorated - SRLLDET | Failure | RS
FLLARSYS | Fall Arrest System | Fall Arrest System - FLLARSYS | ACCIDENT | Accident | Accident - ACCIDENT | Cause | RS
FLLARSYS | Fall Arrest System | Fall Arrest System - FLLARSYS | ACCWEAR | Accelerated Wear | Accelerated Wear - ACCWEAR | Cause | RS
FLLARSYS | Fall Arrest System | Fall Arrest System - FLLARSYS | ACTGOD | Weather condition/Forces of nature or Act of God | Weather condition/Forces of nature or Act of God - ACTGOD | Cause | RS
FLLARSYS | Fall Arrest System | Fall Arrest System - FLLARSYS | CONTAM | Contamination | Contamination - CONTAM | Cause | RS
FLLARSYS | Fall Arrest System | Fall Arrest System - FLLARSYS | DEFASSET | Defective Asset | Defective Asset - DEFASSET | Cause | RS
FLLARSYS | Fall Arrest System | Fall Arrest System - FLLARSYS | EXLOAD | Excessive Load | Excessive Load - EXLOAD | Cause | RS
FLLARSYS | Fall Arrest System | Fall Arrest System - FLLARSYS | IMPRMNT | Improper Maintenance | Improper Maintenance - IMPRMNT | Cause | RS
FLLARSYS | Fall Arrest System | Fall Arrest System - FLLARSYS | INSLUBR | Insufficient Lubrication | Insufficient Lubrication - INSLUBR | Cause | RS
FLLARSYS | Fall Arrest System | Fall Arrest System - FLLARSYS | LACKTRN | Lack of/ Inadequate Training | Lack of/ Inadequate Training - LACKTRN | Cause | RS
FLLARSYS | Fall Arrest System | Fall Arrest System - FLLARSYS | MISSCMP | Loose/ Missing Component | Loose/ Missing Component - MISSCMP | Cause | RS
FLLARSYS | Fall Arrest System | Fall Arrest System - FLLARSYS | NRMWEAR | Normal Wear | Normal Wear - NRMWEAR | Cause | RS
FLLARSYS | Fall Arrest System | Fall Arrest System - FLLARSYS | OTHER | Other (specify) | Other (specify) - OTHER | Cause | RS
FLLARSYS | Fall Arrest System | Fall Arrest System - FLLARSYS | PRINSTAL | Poor Installation | Poor Installation - PRINSTAL | Cause | RS
FLLARSYS | Fall Arrest System | Fall Arrest System - FLLARSYS | PROCISSU | Procedure Issue | Procedure Issue - PROCISSU | Cause | RS
FLLARSYS | Fall Arrest System | Fall Arrest System - FLLARSYS | UTLFAIL | Utility Failure | Utility Failure - UTLFAIL | Cause | RS
FLLARSYS | Fall Arrest System | Fall Arrest System - FLLARSYS | VNDLSM | Vandalism | Vandalism - VNDLSM | Cause | RS
FLLARSYS | Fall Arrest System | Fall Arrest System - FLLARSYS | WORNCMPT | Defective/ Worn Component | Defective/ Worn Component - WORNCMPT | Cause | RS
FLLARSYS | Fall Arrest System | Fall Arrest System - FLLARSYS | ADJUSTD | Adjusted | Adjusted - ADJUSTD | Action | RS
FLLARSYS | Fall Arrest System | Fall Arrest System - FLLARSYS | DECOMM | Decommission | Decommission - DECOMM | Action | RS
FLLARSYS | Fall Arrest System | Fall Arrest System - FLLARSYS | DECONTME | Decontaminate | Decontaminate - DECONTME | Action | RS
FLLARSYS | Fall Arrest System | Fall Arrest System - FLLARSYS | DONOTHIN | Do Nothing | Do Nothing - DONOTHIN | Action | RS
FLLARSYS | Fall Arrest System | Fall Arrest System - FLLARSYS | LUBRCTE | Lubricate | Lubricate - LUBRCTE | Action | RS
FLLARSYS | Fall Arrest System | Fall Arrest System - FLLARSYS | OTHER | Other (specify) | Other (specify) - OTHER | Action | RS
FLLARSYS | Fall Arrest System | Fall Arrest System - FLLARSYS | RECALBRT | Recalibrate | Recalibrate - RECALBRT | Action | RS
FLLARSYS | Fall Arrest System | Fall Arrest System - FLLARSYS | REMVOBT | Remove Obstruction | Remove Obstruction - REMVOBT | Action | RS
FLLARSYS | Fall Arrest System | Fall Arrest System - FLLARSYS | REPCMPT | Repair Component | Repair Component - REPCMPT | Action | RS
FLLARSYS | Fall Arrest System | Fall Arrest System - FLLARSYS | REPLASS | Replace Asset | Replace Asset - REPLASS | Action | RS
FLLARSYS | Fall Arrest System | Fall Arrest System - FLLARSYS | REPLCMPT | Replace Component | Replace Component - REPLCMPT | Action | RS
FLLARSYS | Fall Arrest System | Fall Arrest System - FLLARSYS | REPRASS | Repair Asset | Repair Asset - REPRASS | Action | RS
FLLARSYS | Fall Arrest System | Fall Arrest System - FLLARSYS | UPGRADES | Upgrade | Upgrade - UPGRADES | Action | RS
FLOFFLGC | Fuel Off-loading Ground Clamp | Fuel Off-loading Ground Clamp - FLOFFLGC | ABNTEMP | Abnormal Temprature | Abnormal Temprature - ABNTEMP | Problem | RS
FLOFFLGC | Fuel Off-loading Ground Clamp | Fuel Off-loading Ground Clamp - FLOFFLGC | CORROS | Corrosion | Corrosion - CORROS | Problem | RS
FLOFFLGC | Fuel Off-loading Ground Clamp | Fuel Off-loading Ground Clamp - FLOFFLGC | ELECTRIP | Electrical Trip Out | Electrical Trip Out - ELECTRIP | Problem | RS
FLOFFLGC | Fuel Off-loading Ground Clamp | Fuel Off-loading Ground Clamp - FLOFFLGC | EXNOISE | Excessive Noise | Excessive Noise - EXNOISE | Problem | RS
FLOFFLGC | Fuel Off-loading Ground Clamp | Fuel Off-loading Ground Clamp - FLOFFLGC | EXVIBRTN | Excessive Vibration | Excessive Vibration - EXVIBRTN | Problem | RS
FLOFFLGC | Fuel Off-loading Ground Clamp | Fuel Off-loading Ground Clamp - FLOFFLGC | JAMMEDEQ | Jammed Equipment | Jammed Equipment - JAMMEDEQ | Problem | RS
FLOFFLGC | Fuel Off-loading Ground Clamp | Fuel Off-loading Ground Clamp - FLOFFLGC | LEAKING | Leaking | Leaking - LEAKING | Problem | RS
FLOFFLGC | Fuel Off-loading Ground Clamp | Fuel Off-loading Ground Clamp - FLOFFLGC | LOWPERF | Low Performance | Low Performance - LOWPERF | Problem | RS
FLOFFLGC | Fuel Off-loading Ground Clamp | Fuel Off-loading Ground Clamp - FLOFFLGC | NONOPER | Non-Operational | Non-Operational - NONOPER | Problem | RS
FLOFFLGC | Fuel Off-loading Ground Clamp | Fuel Off-loading Ground Clamp - FLOFFLGC | PHYDMGE | Physical Damage | Physical Damage - PHYDMGE | Problem | RS
FLOFFLGC | Fuel Off-loading Ground Clamp | Fuel Off-loading Ground Clamp - FLOFFLGC | UNSMELL | Unusual Smell | Unusual Smell - UNSMELL | Problem | RS
FLOFFLGC | Fuel Off-loading Ground Clamp | Fuel Off-loading Ground Clamp - FLOFFLGC | UNSMOKE | Unusual Smoke | Unusual Smoke - UNSMOKE | Problem | RS
FLOFFLGC | Fuel Off-loading Ground Clamp | Fuel Off-loading Ground Clamp - FLOFFLGC | FOLGCDET | Fuel off-loading ground clamp electrical connection deteriorated | Fuel off-loading ground clamp electrical connection deteriorated - FOLGCDET | Failure | RS
FLOFFLGC | Fuel Off-loading Ground Clamp | Fuel Off-loading Ground Clamp - FLOFFLGC | ACCIDENT | Accident | Accident - ACCIDENT | Cause | RS
FLOFFLGC | Fuel Off-loading Ground Clamp | Fuel Off-loading Ground Clamp - FLOFFLGC | ACCWEAR | Accelerated Wear | Accelerated Wear - ACCWEAR | Cause | RS
FLOFFLGC | Fuel Off-loading Ground Clamp | Fuel Off-loading Ground Clamp - FLOFFLGC | ACTGOD | Weather condition/Forces of nature or Act of God | Weather condition/Forces of nature or Act of God - ACTGOD | Cause | RS
FLOFFLGC | Fuel Off-loading Ground Clamp | Fuel Off-loading Ground Clamp - FLOFFLGC | CONTAM | Contamination | Contamination - CONTAM | Cause | RS
FLOFFLGC | Fuel Off-loading Ground Clamp | Fuel Off-loading Ground Clamp - FLOFFLGC | DEFASSET | Defective Asset | Defective Asset - DEFASSET | Cause | RS
FLOFFLGC | Fuel Off-loading Ground Clamp | Fuel Off-loading Ground Clamp - FLOFFLGC | EXLOAD | Excessive Load | Excessive Load - EXLOAD | Cause | RS
FLOFFLGC | Fuel Off-loading Ground Clamp | Fuel Off-loading Ground Clamp - FLOFFLGC | IMPRMNT | Improper Maintenance | Improper Maintenance - IMPRMNT | Cause | RS
FLOFFLGC | Fuel Off-loading Ground Clamp | Fuel Off-loading Ground Clamp - FLOFFLGC | INSLUBR | Insufficient Lubrication | Insufficient Lubrication - INSLUBR | Cause | RS
FLOFFLGC | Fuel Off-loading Ground Clamp | Fuel Off-loading Ground Clamp - FLOFFLGC | LACKTRN | Lack of/ Inadequate Training | Lack of/ Inadequate Training - LACKTRN | Cause | RS
FLOFFLGC | Fuel Off-loading Ground Clamp | Fuel Off-loading Ground Clamp - FLOFFLGC | MISSCMP | Loose/ Missing Component | Loose/ Missing Component - MISSCMP | Cause | RS
FLOFFLGC | Fuel Off-loading Ground Clamp | Fuel Off-loading Ground Clamp - FLOFFLGC | NRMWEAR | Normal Wear | Normal Wear - NRMWEAR | Cause | RS
FLOFFLGC | Fuel Off-loading Ground Clamp | Fuel Off-loading Ground Clamp - FLOFFLGC | OTHER | Other (specify) | Other (specify) - OTHER | Cause | RS
FLOFFLGC | Fuel Off-loading Ground Clamp | Fuel Off-loading Ground Clamp - FLOFFLGC | PRINSTAL | Poor Installation | Poor Installation - PRINSTAL | Cause | RS
FLOFFLGC | Fuel Off-loading Ground Clamp | Fuel Off-loading Ground Clamp - FLOFFLGC | PROCISSU | Procedure Issue | Procedure Issue - PROCISSU | Cause | RS
FLOFFLGC | Fuel Off-loading Ground Clamp | Fuel Off-loading Ground Clamp - FLOFFLGC | UTLFAIL | Utility Failure | Utility Failure - UTLFAIL | Cause | RS
FLOFFLGC | Fuel Off-loading Ground Clamp | Fuel Off-loading Ground Clamp - FLOFFLGC | VNDLSM | Vandalism | Vandalism - VNDLSM | Cause | RS
FLOFFLGC | Fuel Off-loading Ground Clamp | Fuel Off-loading Ground Clamp - FLOFFLGC | WORNCMPT | Defective/ Worn Component | Defective/ Worn Component - WORNCMPT | Cause | RS
FLOFFLGC | Fuel Off-loading Ground Clamp | Fuel Off-loading Ground Clamp - FLOFFLGC | ADJUSTD | Adjusted | Adjusted - ADJUSTD | Action | RS
FLOFFLGC | Fuel Off-loading Ground Clamp | Fuel Off-loading Ground Clamp - FLOFFLGC | DECOMM | Decommission | Decommission - DECOMM | Action | RS
FLOFFLGC | Fuel Off-loading Ground Clamp | Fuel Off-loading Ground Clamp - FLOFFLGC | DECONTME | Decontaminate | Decontaminate - DECONTME | Action | RS
FLOFFLGC | Fuel Off-loading Ground Clamp | Fuel Off-loading Ground Clamp - FLOFFLGC | DONOTHIN | Do Nothing | Do Nothing - DONOTHIN | Action | RS
FLOFFLGC | Fuel Off-loading Ground Clamp | Fuel Off-loading Ground Clamp - FLOFFLGC | LUBRCTE | Lubricate | Lubricate - LUBRCTE | Action | RS
FLOFFLGC | Fuel Off-loading Ground Clamp | Fuel Off-loading Ground Clamp - FLOFFLGC | OTHER | Other (specify) | Other (specify) - OTHER | Action | RS
FLOFFLGC | Fuel Off-loading Ground Clamp | Fuel Off-loading Ground Clamp - FLOFFLGC | RECALBRT | Recalibrate | Recalibrate - RECALBRT | Action | RS
FLOFFLGC | Fuel Off-loading Ground Clamp | Fuel Off-loading Ground Clamp - FLOFFLGC | REMVOBT | Remove Obstruction | Remove Obstruction - REMVOBT | Action | RS
FLOFFLGC | Fuel Off-loading Ground Clamp | Fuel Off-loading Ground Clamp - FLOFFLGC | REPCMPT | Repair Component | Repair Component - REPCMPT | Action | RS
FLOFFLGC | Fuel Off-loading Ground Clamp | Fuel Off-loading Ground Clamp - FLOFFLGC | REPLASS | Replace Asset | Replace Asset - REPLASS | Action | RS
FLOFFLGC | Fuel Off-loading Ground Clamp | Fuel Off-loading Ground Clamp - FLOFFLGC | REPLCMPT | Replace Component | Replace Component - REPLCMPT | Action | RS
FLOFFLGC | Fuel Off-loading Ground Clamp | Fuel Off-loading Ground Clamp - FLOFFLGC | REPRASS | Repair Asset | Repair Asset - REPRASS | Action | RS
FLOFFLGC | Fuel Off-loading Ground Clamp | Fuel Off-loading Ground Clamp - FLOFFLGC | UPGRADES | Upgrade | Upgrade - UPGRADES | Action | RS
FLOFFLHC | Fuel Off-loading Hose Connection | Fuel Off-loading Hose Connection - FLOFFLHC | ABNTEMP | Abnormal Temprature | Abnormal Temprature - ABNTEMP | Problem | RS
FLOFFLHC | Fuel Off-loading Hose Connection | Fuel Off-loading Hose Connection - FLOFFLHC | CORROS | Corrosion | Corrosion - CORROS | Problem | RS
FLOFFLHC | Fuel Off-loading Hose Connection | Fuel Off-loading Hose Connection - FLOFFLHC | ELECTRIP | Electrical Trip Out | Electrical Trip Out - ELECTRIP | Problem | RS
FLOFFLHC | Fuel Off-loading Hose Connection | Fuel Off-loading Hose Connection - FLOFFLHC | EXNOISE | Excessive Noise | Excessive Noise - EXNOISE | Problem | RS
FLOFFLHC | Fuel Off-loading Hose Connection | Fuel Off-loading Hose Connection - FLOFFLHC | EXVIBRTN | Excessive Vibration | Excessive Vibration - EXVIBRTN | Problem | RS
FLOFFLHC | Fuel Off-loading Hose Connection | Fuel Off-loading Hose Connection - FLOFFLHC | JAMMEDEQ | Jammed Equipment | Jammed Equipment - JAMMEDEQ | Problem | RS
FLOFFLHC | Fuel Off-loading Hose Connection | Fuel Off-loading Hose Connection - FLOFFLHC | LEAKING | Leaking | Leaking - LEAKING | Problem | RS
FLOFFLHC | Fuel Off-loading Hose Connection | Fuel Off-loading Hose Connection - FLOFFLHC | LOWPERF | Low Performance | Low Performance - LOWPERF | Problem | RS
FLOFFLHC | Fuel Off-loading Hose Connection | Fuel Off-loading Hose Connection - FLOFFLHC | NONOPER | Non-Operational | Non-Operational - NONOPER | Problem | RS
FLOFFLHC | Fuel Off-loading Hose Connection | Fuel Off-loading Hose Connection - FLOFFLHC | PHYDMGE | Physical Damage | Physical Damage - PHYDMGE | Problem | RS
FLOFFLHC | Fuel Off-loading Hose Connection | Fuel Off-loading Hose Connection - FLOFFLHC | UNSMELL | Unusual Smell | Unusual Smell - UNSMELL | Problem | RS
FLOFFLHC | Fuel Off-loading Hose Connection | Fuel Off-loading Hose Connection - FLOFFLHC | UNSMOKE | Unusual Smoke | Unusual Smoke - UNSMOKE | Problem | RS
FLOFFLHC | Fuel Off-loading Hose Connection | Fuel Off-loading Hose Connection - FLOFFLHC | FOLHDET | Fuel off-loading hose deteriorated | Fuel off-loading hose deteriorated - FOLHDET | Failure | RS
FLOFFLHC | Fuel Off-loading Hose Connection | Fuel Off-loading Hose Connection - FLOFFLHC | ACCIDENT | Accident | Accident - ACCIDENT | Cause | RS
FLOFFLHC | Fuel Off-loading Hose Connection | Fuel Off-loading Hose Connection - FLOFFLHC | ACCWEAR | Accelerated Wear | Accelerated Wear - ACCWEAR | Cause | RS
FLOFFLHC | Fuel Off-loading Hose Connection | Fuel Off-loading Hose Connection - FLOFFLHC | ACTGOD | Weather condition/Forces of nature or Act of God | Weather condition/Forces of nature or Act of God - ACTGOD | Cause | RS
FLOFFLHC | Fuel Off-loading Hose Connection | Fuel Off-loading Hose Connection - FLOFFLHC | CONTAM | Contamination | Contamination - CONTAM | Cause | RS
FLOFFLHC | Fuel Off-loading Hose Connection | Fuel Off-loading Hose Connection - FLOFFLHC | DEFASSET | Defective Asset | Defective Asset - DEFASSET | Cause | RS
FLOFFLHC | Fuel Off-loading Hose Connection | Fuel Off-loading Hose Connection - FLOFFLHC | EXLOAD | Excessive Load | Excessive Load - EXLOAD | Cause | RS
FLOFFLHC | Fuel Off-loading Hose Connection | Fuel Off-loading Hose Connection - FLOFFLHC | IMPRMNT | Improper Maintenance | Improper Maintenance - IMPRMNT | Cause | RS
FLOFFLHC | Fuel Off-loading Hose Connection | Fuel Off-loading Hose Connection - FLOFFLHC | INSLUBR | Insufficient Lubrication | Insufficient Lubrication - INSLUBR | Cause | RS
FLOFFLHC | Fuel Off-loading Hose Connection | Fuel Off-loading Hose Connection - FLOFFLHC | LACKTRN | Lack of/ Inadequate Training | Lack of/ Inadequate Training - LACKTRN | Cause | RS
FLOFFLHC | Fuel Off-loading Hose Connection | Fuel Off-loading Hose Connection - FLOFFLHC | MISSCMP | Loose/ Missing Component | Loose/ Missing Component - MISSCMP | Cause | RS
FLOFFLHC | Fuel Off-loading Hose Connection | Fuel Off-loading Hose Connection - FLOFFLHC | NRMWEAR | Normal Wear | Normal Wear - NRMWEAR | Cause | RS
FLOFFLHC | Fuel Off-loading Hose Connection | Fuel Off-loading Hose Connection - FLOFFLHC | OTHER | Other (specify) | Other (specify) - OTHER | Cause | RS
FLOFFLHC | Fuel Off-loading Hose Connection | Fuel Off-loading Hose Connection - FLOFFLHC | PRINSTAL | Poor Installation | Poor Installation - PRINSTAL | Cause | RS
FLOFFLHC | Fuel Off-loading Hose Connection | Fuel Off-loading Hose Connection - FLOFFLHC | PROCISSU | Procedure Issue | Procedure Issue - PROCISSU | Cause | RS
FLOFFLHC | Fuel Off-loading Hose Connection | Fuel Off-loading Hose Connection - FLOFFLHC | UTLFAIL | Utility Failure | Utility Failure - UTLFAIL | Cause | RS
FLOFFLHC | Fuel Off-loading Hose Connection | Fuel Off-loading Hose Connection - FLOFFLHC | VNDLSM | Vandalism | Vandalism - VNDLSM | Cause | RS
FLOFFLHC | Fuel Off-loading Hose Connection | Fuel Off-loading Hose Connection - FLOFFLHC | WORNCMPT | Defective/ Worn Component | Defective/ Worn Component - WORNCMPT | Cause | RS
FLOFFLHC | Fuel Off-loading Hose Connection | Fuel Off-loading Hose Connection - FLOFFLHC | ADJUSTD | Adjusted | Adjusted - ADJUSTD | Action | RS
FLOFFLHC | Fuel Off-loading Hose Connection | Fuel Off-loading Hose Connection - FLOFFLHC | DECOMM | Decommission | Decommission - DECOMM | Action | RS
FLOFFLHC | Fuel Off-loading Hose Connection | Fuel Off-loading Hose Connection - FLOFFLHC | DECONTME | Decontaminate | Decontaminate - DECONTME | Action | RS
FLOFFLHC | Fuel Off-loading Hose Connection | Fuel Off-loading Hose Connection - FLOFFLHC | DONOTHIN | Do Nothing | Do Nothing - DONOTHIN | Action | RS
FLOFFLHC | Fuel Off-loading Hose Connection | Fuel Off-loading Hose Connection - FLOFFLHC | LUBRCTE | Lubricate | Lubricate - LUBRCTE | Action | RS
FLOFFLHC | Fuel Off-loading Hose Connection | Fuel Off-loading Hose Connection - FLOFFLHC | OTHER | Other (specify) | Other (specify) - OTHER | Action | RS
FLOFFLHC | Fuel Off-loading Hose Connection | Fuel Off-loading Hose Connection - FLOFFLHC | RECALBRT | Recalibrate | Recalibrate - RECALBRT | Action | RS
FLOFFLHC | Fuel Off-loading Hose Connection | Fuel Off-loading Hose Connection - FLOFFLHC | REMVOBT | Remove Obstruction | Remove Obstruction - REMVOBT | Action | RS
FLOFFLHC | Fuel Off-loading Hose Connection | Fuel Off-loading Hose Connection - FLOFFLHC | REPCMPT | Repair Component | Repair Component - REPCMPT | Action | RS
FLOFFLHC | Fuel Off-loading Hose Connection | Fuel Off-loading Hose Connection - FLOFFLHC | REPLASS | Replace Asset | Replace Asset - REPLASS | Action | RS
FLOFFLHC | Fuel Off-loading Hose Connection | Fuel Off-loading Hose Connection - FLOFFLHC | REPLCMPT | Replace Component | Replace Component - REPLCMPT | Action | RS
FLOFFLHC | Fuel Off-loading Hose Connection | Fuel Off-loading Hose Connection - FLOFFLHC | REPRASS | Repair Asset | Repair Asset - REPRASS | Action | RS
FLOFFLHC | Fuel Off-loading Hose Connection | Fuel Off-loading Hose Connection - FLOFFLHC | UPGRADES | Upgrade | Upgrade - UPGRADES | Action | RS
FLRHSMS | Floor Heating/ Snow Melting System | Floor Heating/ Snow Melting System - FLRHSMS | ABNTEMP | Abnormal Temprature | Abnormal Temprature - ABNTEMP | Problem | RS
FLRHSMS | Floor Heating/ Snow Melting System | Floor Heating/ Snow Melting System - FLRHSMS | CORROS | Corrosion | Corrosion - CORROS | Problem | RS
FLRHSMS | Floor Heating/ Snow Melting System | Floor Heating/ Snow Melting System - FLRHSMS | ELECTRIP | Electrical Trip Out | Electrical Trip Out - ELECTRIP | Problem | RS
FLRHSMS | Floor Heating/ Snow Melting System | Floor Heating/ Snow Melting System - FLRHSMS | EXNOISE | Excessive Noise | Excessive Noise - EXNOISE | Problem | RS
FLRHSMS | Floor Heating/ Snow Melting System | Floor Heating/ Snow Melting System - FLRHSMS | EXVIBRTN | Excessive Vibration | Excessive Vibration - EXVIBRTN | Problem | RS
FLRHSMS | Floor Heating/ Snow Melting System | Floor Heating/ Snow Melting System - FLRHSMS | JAMMEDEQ | Jammed Equipment | Jammed Equipment - JAMMEDEQ | Problem | RS
FLRHSMS | Floor Heating/ Snow Melting System | Floor Heating/ Snow Melting System - FLRHSMS | LEAKING | Leaking | Leaking - LEAKING | Problem | RS
FLRHSMS | Floor Heating/ Snow Melting System | Floor Heating/ Snow Melting System - FLRHSMS | LOWPERF | Low Performance | Low Performance - LOWPERF | Problem | RS
FLRHSMS | Floor Heating/ Snow Melting System | Floor Heating/ Snow Melting System - FLRHSMS | NONOPER | Non-Operational | Non-Operational - NONOPER | Problem | RS
FLRHSMS | Floor Heating/ Snow Melting System | Floor Heating/ Snow Melting System - FLRHSMS | PHYDMGE | Physical Damage | Physical Damage - PHYDMGE | Problem | RS
FLRHSMS | Floor Heating/ Snow Melting System | Floor Heating/ Snow Melting System - FLRHSMS | UNSMELL | Unusual Smell | Unusual Smell - UNSMELL | Problem | RS
FLRHSMS | Floor Heating/ Snow Melting System | Floor Heating/ Snow Melting System - FLRHSMS | UNSMOKE | Unusual Smoke | Unusual Smoke - UNSMOKE | Problem | RS
FLRHSMS | Floor Heating/ Snow Melting System | Floor Heating/ Snow Melting System - FLRHSMS | SMGSDET | Snow melting glycol system deteriorated | Snow melting glycol system deteriorated - SMGSDET | Failure | RS
FLRHSMS | Floor Heating/ Snow Melting System | Floor Heating/ Snow Melting System - FLRHSMS | SNWLEAK | Floor heating water leakage | Floor heating water leakage - SNWLEAK | Failure | RS
FLRHSMS | Floor Heating/ Snow Melting System | Floor Heating/ Snow Melting System - FLRHSMS | SNWSENS | Floor Heating/Snow Melting Temperature Control Sensors failed | Floor Heating/Snow Melting Temperature Control Sensors failed - SNWSENS | Failure | RS
FLRHSMS | Floor Heating/ Snow Melting System | Floor Heating/ Snow Melting System - FLRHSMS | ACCIDENT | Accident | Accident - ACCIDENT | Cause | RS
FLRHSMS | Floor Heating/ Snow Melting System | Floor Heating/ Snow Melting System - FLRHSMS | ACCWEAR | Accelerated Wear | Accelerated Wear - ACCWEAR | Cause | RS
FLRHSMS | Floor Heating/ Snow Melting System | Floor Heating/ Snow Melting System - FLRHSMS | ACTGOD | Weather condition/Forces of nature or Act of God | Weather condition/Forces of nature or Act of God - ACTGOD | Cause | RS
FLRHSMS | Floor Heating/ Snow Melting System | Floor Heating/ Snow Melting System - FLRHSMS | CONTAM | Contamination | Contamination - CONTAM | Cause | RS
FLRHSMS | Floor Heating/ Snow Melting System | Floor Heating/ Snow Melting System - FLRHSMS | DEFASSET | Defective Asset | Defective Asset - DEFASSET | Cause | RS
FLRHSMS | Floor Heating/ Snow Melting System | Floor Heating/ Snow Melting System - FLRHSMS | EXLOAD | Excessive Load | Excessive Load - EXLOAD | Cause | RS
FLRHSMS | Floor Heating/ Snow Melting System | Floor Heating/ Snow Melting System - FLRHSMS | IMPRMNT | Improper Maintenance | Improper Maintenance - IMPRMNT | Cause | RS
FLRHSMS | Floor Heating/ Snow Melting System | Floor Heating/ Snow Melting System - FLRHSMS | INSLUBR | Insufficient Lubrication | Insufficient Lubrication - INSLUBR | Cause | RS
FLRHSMS | Floor Heating/ Snow Melting System | Floor Heating/ Snow Melting System - FLRHSMS | LACKTRN | Lack of/ Inadequate Training | Lack of/ Inadequate Training - LACKTRN | Cause | RS
FLRHSMS | Floor Heating/ Snow Melting System | Floor Heating/ Snow Melting System - FLRHSMS | MISSCMP | Loose/ Missing Component | Loose/ Missing Component - MISSCMP | Cause | RS
FLRHSMS | Floor Heating/ Snow Melting System | Floor Heating/ Snow Melting System - FLRHSMS | NRMWEAR | Normal Wear | Normal Wear - NRMWEAR | Cause | RS
FLRHSMS | Floor Heating/ Snow Melting System | Floor Heating/ Snow Melting System - FLRHSMS | OTHER | Other (specify) | Other (specify) - OTHER | Cause | RS
FLRHSMS | Floor Heating/ Snow Melting System | Floor Heating/ Snow Melting System - FLRHSMS | PRINSTAL | Poor Installation | Poor Installation - PRINSTAL | Cause | RS
FLRHSMS | Floor Heating/ Snow Melting System | Floor Heating/ Snow Melting System - FLRHSMS | PROCISSU | Procedure Issue | Procedure Issue - PROCISSU | Cause | RS
FLRHSMS | Floor Heating/ Snow Melting System | Floor Heating/ Snow Melting System - FLRHSMS | UTLFAIL | Utility Failure | Utility Failure - UTLFAIL | Cause | RS
FLRHSMS | Floor Heating/ Snow Melting System | Floor Heating/ Snow Melting System - FLRHSMS | VNDLSM | Vandalism | Vandalism - VNDLSM | Cause | RS
FLRHSMS | Floor Heating/ Snow Melting System | Floor Heating/ Snow Melting System - FLRHSMS | WORNCMPT | Defective/ Worn Component | Defective/ Worn Component - WORNCMPT | Cause | RS
FLRHSMS | Floor Heating/ Snow Melting System | Floor Heating/ Snow Melting System - FLRHSMS | ADJUSTD | Adjusted | Adjusted - ADJUSTD | Action | RS
FLRHSMS | Floor Heating/ Snow Melting System | Floor Heating/ Snow Melting System - FLRHSMS | DECOMM | Decommission | Decommission - DECOMM | Action | RS
FLRHSMS | Floor Heating/ Snow Melting System | Floor Heating/ Snow Melting System - FLRHSMS | DECONTME | Decontaminate | Decontaminate - DECONTME | Action | RS
FLRHSMS | Floor Heating/ Snow Melting System | Floor Heating/ Snow Melting System - FLRHSMS | DONOTHIN | Do Nothing | Do Nothing - DONOTHIN | Action | RS
FLRHSMS | Floor Heating/ Snow Melting System | Floor Heating/ Snow Melting System - FLRHSMS | LUBRCTE | Lubricate | Lubricate - LUBRCTE | Action | RS
FLRHSMS | Floor Heating/ Snow Melting System | Floor Heating/ Snow Melting System - FLRHSMS | OTHER | Other (specify) | Other (specify) - OTHER | Action | RS
FLRHSMS | Floor Heating/ Snow Melting System | Floor Heating/ Snow Melting System - FLRHSMS | RECALBRT | Recalibrate | Recalibrate - RECALBRT | Action | RS
FLRHSMS | Floor Heating/ Snow Melting System | Floor Heating/ Snow Melting System - FLRHSMS | REMVOBT | Remove Obstruction | Remove Obstruction - REMVOBT | Action | RS
FLRHSMS | Floor Heating/ Snow Melting System | Floor Heating/ Snow Melting System - FLRHSMS | REPCMPT | Repair Component | Repair Component - REPCMPT | Action | RS
FLRHSMS | Floor Heating/ Snow Melting System | Floor Heating/ Snow Melting System - FLRHSMS | REPLASS | Replace Asset | Replace Asset - REPLASS | Action | RS
FLRHSMS | Floor Heating/ Snow Melting System | Floor Heating/ Snow Melting System - FLRHSMS | REPLCMPT | Replace Component | Replace Component - REPLCMPT | Action | RS
FLRHSMS | Floor Heating/ Snow Melting System | Floor Heating/ Snow Melting System - FLRHSMS | REPRASS | Repair Asset | Repair Asset - REPRASS | Action | RS
FLRHSMS | Floor Heating/ Snow Melting System | Floor Heating/ Snow Melting System - FLRHSMS | UPGRADES | Upgrade | Upgrade - UPGRADES | Action | RS
FLRLFSLP | Fuel Relief/ Slop Tank | Fuel Relief/ Slop Tank - FLRLFSLP | ABNTEMP | Abnormal Temprature | Abnormal Temprature - ABNTEMP | Problem | RS
FLRLFSLP | Fuel Relief/ Slop Tank | Fuel Relief/ Slop Tank - FLRLFSLP | CORROS | Corrosion | Corrosion - CORROS | Problem | RS
FLRLFSLP | Fuel Relief/ Slop Tank | Fuel Relief/ Slop Tank - FLRLFSLP | ELECTRIP | Electrical Trip Out | Electrical Trip Out - ELECTRIP | Problem | RS
FLRLFSLP | Fuel Relief/ Slop Tank | Fuel Relief/ Slop Tank - FLRLFSLP | EXNOISE | Excessive Noise | Excessive Noise - EXNOISE | Problem | RS
FLRLFSLP | Fuel Relief/ Slop Tank | Fuel Relief/ Slop Tank - FLRLFSLP | EXVIBRTN | Excessive Vibration | Excessive Vibration - EXVIBRTN | Problem | RS
FLRLFSLP | Fuel Relief/ Slop Tank | Fuel Relief/ Slop Tank - FLRLFSLP | JAMMEDEQ | Jammed Equipment | Jammed Equipment - JAMMEDEQ | Problem | RS
FLRLFSLP | Fuel Relief/ Slop Tank | Fuel Relief/ Slop Tank - FLRLFSLP | LEAKING | Leaking | Leaking - LEAKING | Problem | RS
FLRLFSLP | Fuel Relief/ Slop Tank | Fuel Relief/ Slop Tank - FLRLFSLP | LOWPERF | Low Performance | Low Performance - LOWPERF | Problem | RS
FLRLFSLP | Fuel Relief/ Slop Tank | Fuel Relief/ Slop Tank - FLRLFSLP | NONOPER | Non-Operational | Non-Operational - NONOPER | Problem | RS
FLRLFSLP | Fuel Relief/ Slop Tank | Fuel Relief/ Slop Tank - FLRLFSLP | PHYDMGE | Physical Damage | Physical Damage - PHYDMGE | Problem | RS
FLRLFSLP | Fuel Relief/ Slop Tank | Fuel Relief/ Slop Tank - FLRLFSLP | UNSMELL | Unusual Smell | Unusual Smell - UNSMELL | Problem | RS
FLRLFSLP | Fuel Relief/ Slop Tank | Fuel Relief/ Slop Tank - FLRLFSLP | UNSMOKE | Unusual Smoke | Unusual Smoke - UNSMOKE | Problem | RS
FLRLFSLP | Fuel Relief/ Slop Tank | Fuel Relief/ Slop Tank - FLRLFSLP | FRSTICOR | Fuel Relief/Slop Tank internally corroded | Fuel Relief/Slop Tank internally corroded - FRSTICOR | Failure | RS
FLRLFSLP | Fuel Relief/ Slop Tank | Fuel Relief/ Slop Tank - FLRLFSLP | SLTKCONT | Slop tank contaminated | Slop tank contaminated - SLTKCONT | Failure | RS
FLRLFSLP | Fuel Relief/ Slop Tank | Fuel Relief/ Slop Tank - FLRLFSLP | ACCIDENT | Accident | Accident - ACCIDENT | Cause | RS
FLRLFSLP | Fuel Relief/ Slop Tank | Fuel Relief/ Slop Tank - FLRLFSLP | ACCWEAR | Accelerated Wear | Accelerated Wear - ACCWEAR | Cause | RS
FLRLFSLP | Fuel Relief/ Slop Tank | Fuel Relief/ Slop Tank - FLRLFSLP | ACTGOD | Weather condition/Forces of nature or Act of God | Weather condition/Forces of nature or Act of God - ACTGOD | Cause | RS
FLRLFSLP | Fuel Relief/ Slop Tank | Fuel Relief/ Slop Tank - FLRLFSLP | CONTAM | Contamination | Contamination - CONTAM | Cause | RS
FLRLFSLP | Fuel Relief/ Slop Tank | Fuel Relief/ Slop Tank - FLRLFSLP | DEFASSET | Defective Asset | Defective Asset - DEFASSET | Cause | RS
FLRLFSLP | Fuel Relief/ Slop Tank | Fuel Relief/ Slop Tank - FLRLFSLP | EXLOAD | Excessive Load | Excessive Load - EXLOAD | Cause | RS
FLRLFSLP | Fuel Relief/ Slop Tank | Fuel Relief/ Slop Tank - FLRLFSLP | IMPRMNT | Improper Maintenance | Improper Maintenance - IMPRMNT | Cause | RS
FLRLFSLP | Fuel Relief/ Slop Tank | Fuel Relief/ Slop Tank - FLRLFSLP | INSLUBR | Insufficient Lubrication | Insufficient Lubrication - INSLUBR | Cause | RS
FLRLFSLP | Fuel Relief/ Slop Tank | Fuel Relief/ Slop Tank - FLRLFSLP | LACKTRN | Lack of/ Inadequate Training | Lack of/ Inadequate Training - LACKTRN | Cause | RS
FLRLFSLP | Fuel Relief/ Slop Tank | Fuel Relief/ Slop Tank - FLRLFSLP | MISSCMP | Loose/ Missing Component | Loose/ Missing Component - MISSCMP | Cause | RS
FLRLFSLP | Fuel Relief/ Slop Tank | Fuel Relief/ Slop Tank - FLRLFSLP | NRMWEAR | Normal Wear | Normal Wear - NRMWEAR | Cause | RS
FLRLFSLP | Fuel Relief/ Slop Tank | Fuel Relief/ Slop Tank - FLRLFSLP | OTHER | Other (specify) | Other (specify) - OTHER | Cause | RS
FLRLFSLP | Fuel Relief/ Slop Tank | Fuel Relief/ Slop Tank - FLRLFSLP | PRINSTAL | Poor Installation | Poor Installation - PRINSTAL | Cause | RS
FLRLFSLP | Fuel Relief/ Slop Tank | Fuel Relief/ Slop Tank - FLRLFSLP | PROCISSU | Procedure Issue | Procedure Issue - PROCISSU | Cause | RS
FLRLFSLP | Fuel Relief/ Slop Tank | Fuel Relief/ Slop Tank - FLRLFSLP | UTLFAIL | Utility Failure | Utility Failure - UTLFAIL | Cause | RS
FLRLFSLP | Fuel Relief/ Slop Tank | Fuel Relief/ Slop Tank - FLRLFSLP | VNDLSM | Vandalism | Vandalism - VNDLSM | Cause | RS
FLRLFSLP | Fuel Relief/ Slop Tank | Fuel Relief/ Slop Tank - FLRLFSLP | WORNCMPT | Defective/ Worn Component | Defective/ Worn Component - WORNCMPT | Cause | RS
FLRLFSLP | Fuel Relief/ Slop Tank | Fuel Relief/ Slop Tank - FLRLFSLP | ADJUSTD | Adjusted | Adjusted - ADJUSTD | Action | RS
FLRLFSLP | Fuel Relief/ Slop Tank | Fuel Relief/ Slop Tank - FLRLFSLP | DECOMM | Decommission | Decommission - DECOMM | Action | RS
FLRLFSLP | Fuel Relief/ Slop Tank | Fuel Relief/ Slop Tank - FLRLFSLP | DECONTME | Decontaminate | Decontaminate - DECONTME | Action | RS
FLRLFSLP | Fuel Relief/ Slop Tank | Fuel Relief/ Slop Tank - FLRLFSLP | DONOTHIN | Do Nothing | Do Nothing - DONOTHIN | Action | RS
FLRLFSLP | Fuel Relief/ Slop Tank | Fuel Relief/ Slop Tank - FLRLFSLP | LUBRCTE | Lubricate | Lubricate - LUBRCTE | Action | RS
FLRLFSLP | Fuel Relief/ Slop Tank | Fuel Relief/ Slop Tank - FLRLFSLP | OTHER | Other (specify) | Other (specify) - OTHER | Action | RS
FLRLFSLP | Fuel Relief/ Slop Tank | Fuel Relief/ Slop Tank - FLRLFSLP | RECALBRT | Recalibrate | Recalibrate - RECALBRT | Action | RS
FLRLFSLP | Fuel Relief/ Slop Tank | Fuel Relief/ Slop Tank - FLRLFSLP | REMVOBT | Remove Obstruction | Remove Obstruction - REMVOBT | Action | RS
FLRLFSLP | Fuel Relief/ Slop Tank | Fuel Relief/ Slop Tank - FLRLFSLP | REPCMPT | Repair Component | Repair Component - REPCMPT | Action | RS
FLRLFSLP | Fuel Relief/ Slop Tank | Fuel Relief/ Slop Tank - FLRLFSLP | REPLASS | Replace Asset | Replace Asset - REPLASS | Action | RS
FLRLFSLP | Fuel Relief/ Slop Tank | Fuel Relief/ Slop Tank - FLRLFSLP | REPLCMPT | Replace Component | Replace Component - REPLCMPT | Action | RS
FLRLFSLP | Fuel Relief/ Slop Tank | Fuel Relief/ Slop Tank - FLRLFSLP | REPRASS | Repair Asset | Repair Asset - REPRASS | Action | RS
FLRLFSLP | Fuel Relief/ Slop Tank | Fuel Relief/ Slop Tank - FLRLFSLP | UPGRADES | Upgrade | Upgrade - UPGRADES | Action | RS
FLSMP | Fuel Sump | Fuel Sump - FLSMP | ABNTEMP | Abnormal Temprature | Abnormal Temprature - ABNTEMP | Problem | RS
FLSMP | Fuel Sump | Fuel Sump - FLSMP | CORROS | Corrosion | Corrosion - CORROS | Problem | RS
FLSMP | Fuel Sump | Fuel Sump - FLSMP | ELECTRIP | Electrical Trip Out | Electrical Trip Out - ELECTRIP | Problem | RS
FLSMP | Fuel Sump | Fuel Sump - FLSMP | EXNOISE | Excessive Noise | Excessive Noise - EXNOISE | Problem | RS
FLSMP | Fuel Sump | Fuel Sump - FLSMP | EXVIBRTN | Excessive Vibration | Excessive Vibration - EXVIBRTN | Problem | RS
FLSMP | Fuel Sump | Fuel Sump - FLSMP | JAMMEDEQ | Jammed Equipment | Jammed Equipment - JAMMEDEQ | Problem | RS
FLSMP | Fuel Sump | Fuel Sump - FLSMP | LEAKING | Leaking | Leaking - LEAKING | Problem | RS
FLSMP | Fuel Sump | Fuel Sump - FLSMP | LOWPERF | Low Performance | Low Performance - LOWPERF | Problem | RS
FLSMP | Fuel Sump | Fuel Sump - FLSMP | NONOPER | Non-Operational | Non-Operational - NONOPER | Problem | RS
FLSMP | Fuel Sump | Fuel Sump - FLSMP | PHYDMGE | Physical Damage | Physical Damage - PHYDMGE | Problem | RS
FLSMP | Fuel Sump | Fuel Sump - FLSMP | UNSMELL | Unusual Smell | Unusual Smell - UNSMELL | Problem | RS
FLSMP | Fuel Sump | Fuel Sump - FLSMP | UNSMOKE | Unusual Smoke | Unusual Smoke - UNSMOKE | Problem | RS
FLSMP | Fuel Sump | Fuel Sump - FLSMP | FCSPCORR | Fuel containment sump corroded | Fuel containment sump corroded - FCSPCORR | Failure | RS
FLSMP | Fuel Sump | Fuel Sump - FLSMP | ACCIDENT | Accident | Accident - ACCIDENT | Cause | RS
FLSMP | Fuel Sump | Fuel Sump - FLSMP | ACCWEAR | Accelerated Wear | Accelerated Wear - ACCWEAR | Cause | RS
FLSMP | Fuel Sump | Fuel Sump - FLSMP | ACTGOD | Weather condition/Forces of nature or Act of God | Weather condition/Forces of nature or Act of God - ACTGOD | Cause | RS
FLSMP | Fuel Sump | Fuel Sump - FLSMP | CONTAM | Contamination | Contamination - CONTAM | Cause | RS
FLSMP | Fuel Sump | Fuel Sump - FLSMP | DEFASSET | Defective Asset | Defective Asset - DEFASSET | Cause | RS
FLSMP | Fuel Sump | Fuel Sump - FLSMP | EXLOAD | Excessive Load | Excessive Load - EXLOAD | Cause | RS
FLSMP | Fuel Sump | Fuel Sump - FLSMP | IMPRMNT | Improper Maintenance | Improper Maintenance - IMPRMNT | Cause | RS
FLSMP | Fuel Sump | Fuel Sump - FLSMP | INSLUBR | Insufficient Lubrication | Insufficient Lubrication - INSLUBR | Cause | RS
FLSMP | Fuel Sump | Fuel Sump - FLSMP | LACKTRN | Lack of/ Inadequate Training | Lack of/ Inadequate Training - LACKTRN | Cause | RS
FLSMP | Fuel Sump | Fuel Sump - FLSMP | MISSCMP | Loose/ Missing Component | Loose/ Missing Component - MISSCMP | Cause | RS
FLSMP | Fuel Sump | Fuel Sump - FLSMP | NRMWEAR | Normal Wear | Normal Wear - NRMWEAR | Cause | RS
FLSMP | Fuel Sump | Fuel Sump - FLSMP | OTHER | Other (specify) | Other (specify) - OTHER | Cause | RS
FLSMP | Fuel Sump | Fuel Sump - FLSMP | PRINSTAL | Poor Installation | Poor Installation - PRINSTAL | Cause | RS
FLSMP | Fuel Sump | Fuel Sump - FLSMP | PROCISSU | Procedure Issue | Procedure Issue - PROCISSU | Cause | RS
FLSMP | Fuel Sump | Fuel Sump - FLSMP | UTLFAIL | Utility Failure | Utility Failure - UTLFAIL | Cause | RS
FLSMP | Fuel Sump | Fuel Sump - FLSMP | VNDLSM | Vandalism | Vandalism - VNDLSM | Cause | RS
FLSMP | Fuel Sump | Fuel Sump - FLSMP | WORNCMPT | Defective/ Worn Component | Defective/ Worn Component - WORNCMPT | Cause | RS
FLSMP | Fuel Sump | Fuel Sump - FLSMP | ADJUSTD | Adjusted | Adjusted - ADJUSTD | Action | RS
FLSMP | Fuel Sump | Fuel Sump - FLSMP | DECOMM | Decommission | Decommission - DECOMM | Action | RS
FLSMP | Fuel Sump | Fuel Sump - FLSMP | DECONTME | Decontaminate | Decontaminate - DECONTME | Action | RS
FLSMP | Fuel Sump | Fuel Sump - FLSMP | DONOTHIN | Do Nothing | Do Nothing - DONOTHIN | Action | RS
FLSMP | Fuel Sump | Fuel Sump - FLSMP | LUBRCTE | Lubricate | Lubricate - LUBRCTE | Action | RS
FLSMP | Fuel Sump | Fuel Sump - FLSMP | OTHER | Other (specify) | Other (specify) - OTHER | Action | RS
FLSMP | Fuel Sump | Fuel Sump - FLSMP | RECALBRT | Recalibrate | Recalibrate - RECALBRT | Action | RS
FLSMP | Fuel Sump | Fuel Sump - FLSMP | REMVOBT | Remove Obstruction | Remove Obstruction - REMVOBT | Action | RS
FLSMP | Fuel Sump | Fuel Sump - FLSMP | REPCMPT | Repair Component | Repair Component - REPCMPT | Action | RS
FLSMP | Fuel Sump | Fuel Sump - FLSMP | REPLASS | Replace Asset | Replace Asset - REPLASS | Action | RS
FLSMP | Fuel Sump | Fuel Sump - FLSMP | REPLCMPT | Replace Component | Replace Component - REPLCMPT | Action | RS
FLSMP | Fuel Sump | Fuel Sump - FLSMP | REPRASS | Repair Asset | Repair Asset - REPRASS | Action | RS
FLSMP | Fuel Sump | Fuel Sump - FLSMP | UPGRADES | Upgrade | Upgrade - UPGRADES | Action | RS
FLTR | Filter | Filter - FLTR | ABNTEMP | Abnormal Temprature | Abnormal Temprature - ABNTEMP | Problem | RS
FLTR | Filter | Filter - FLTR | CORROS | Corrosion | Corrosion - CORROS | Problem | RS
FLTR | Filter | Filter - FLTR | ELECTRIP | Electrical Trip Out | Electrical Trip Out - ELECTRIP | Problem | RS
FLTR | Filter | Filter - FLTR | EXNOISE | Excessive Noise | Excessive Noise - EXNOISE | Problem | RS
FLTR | Filter | Filter - FLTR | EXVIBRTN | Excessive Vibration | Excessive Vibration - EXVIBRTN | Problem | RS
FLTR | Filter | Filter - FLTR | JAMMEDEQ | Jammed Equipment | Jammed Equipment - JAMMEDEQ | Problem | RS
FLTR | Filter | Filter - FLTR | LEAKING | Leaking | Leaking - LEAKING | Problem | RS
FLTR | Filter | Filter - FLTR | LOWPERF | Low Performance | Low Performance - LOWPERF | Problem | RS
FLTR | Filter | Filter - FLTR | NONOPER | Non-Operational | Non-Operational - NONOPER | Problem | RS
FLTR | Filter | Filter - FLTR | PHYDMGE | Physical Damage | Physical Damage - PHYDMGE | Problem | RS
FLTR | Filter | Filter - FLTR | UNSMELL | Unusual Smell | Unusual Smell - UNSMELL | Problem | RS
FLTR | Filter | Filter - FLTR | UNSMOKE | Unusual Smoke | Unusual Smoke - UNSMOKE | Problem | RS
FLTR | Filter | Filter - FLTR | FLRCONT | Filter contaminated (no differential pressure indication) | Filter contaminated (no differential pressure indication) - FLRCONT | Failure | RS
FLTR | Filter | Filter - FLTR | FLRCONTP | Filter contaminated (with differential pressure indication) | Filter contaminated (with differential pressure indication) - FLRCONTP | Failure | RS
FLTR | Filter | Filter - FLTR | ACCIDENT | Accident | Accident - ACCIDENT | Cause | RS
FLTR | Filter | Filter - FLTR | ACCWEAR | Accelerated Wear | Accelerated Wear - ACCWEAR | Cause | RS
FLTR | Filter | Filter - FLTR | ACTGOD | Weather condition/Forces of nature or Act of God | Weather condition/Forces of nature or Act of God - ACTGOD | Cause | RS
FLTR | Filter | Filter - FLTR | CONTAM | Contamination | Contamination - CONTAM | Cause | RS
FLTR | Filter | Filter - FLTR | DEFASSET | Defective Asset | Defective Asset - DEFASSET | Cause | RS
FLTR | Filter | Filter - FLTR | EXLOAD | Excessive Load | Excessive Load - EXLOAD | Cause | RS
FLTR | Filter | Filter - FLTR | IMPRMNT | Improper Maintenance | Improper Maintenance - IMPRMNT | Cause | RS
FLTR | Filter | Filter - FLTR | INSLUBR | Insufficient Lubrication | Insufficient Lubrication - INSLUBR | Cause | RS
FLTR | Filter | Filter - FLTR | LACKTRN | Lack of/ Inadequate Training | Lack of/ Inadequate Training - LACKTRN | Cause | RS
FLTR | Filter | Filter - FLTR | MISSCMP | Loose/ Missing Component | Loose/ Missing Component - MISSCMP | Cause | RS
FLTR | Filter | Filter - FLTR | NRMWEAR | Normal Wear | Normal Wear - NRMWEAR | Cause | RS
FLTR | Filter | Filter - FLTR | OTHER | Other (specify) | Other (specify) - OTHER | Cause | RS
FLTR | Filter | Filter - FLTR | PRINSTAL | Poor Installation | Poor Installation - PRINSTAL | Cause | RS
FLTR | Filter | Filter - FLTR | PROCISSU | Procedure Issue | Procedure Issue - PROCISSU | Cause | RS
FLTR | Filter | Filter - FLTR | UTLFAIL | Utility Failure | Utility Failure - UTLFAIL | Cause | RS
FLTR | Filter | Filter - FLTR | VNDLSM | Vandalism | Vandalism - VNDLSM | Cause | RS
FLTR | Filter | Filter - FLTR | WORNCMPT | Defective/ Worn Component | Defective/ Worn Component - WORNCMPT | Cause | RS
FLTR | Filter | Filter - FLTR | ADJUSTD | Adjusted | Adjusted - ADJUSTD | Action | RS
FLTR | Filter | Filter - FLTR | DECOMM | Decommission | Decommission - DECOMM | Action | RS
FLTR | Filter | Filter - FLTR | DECONTME | Decontaminate | Decontaminate - DECONTME | Action | RS
FLTR | Filter | Filter - FLTR | DONOTHIN | Do Nothing | Do Nothing - DONOTHIN | Action | RS
FLTR | Filter | Filter - FLTR | LUBRCTE | Lubricate | Lubricate - LUBRCTE | Action | RS
FLTR | Filter | Filter - FLTR | OTHER | Other (specify) | Other (specify) - OTHER | Action | RS
FLTR | Filter | Filter - FLTR | RECALBRT | Recalibrate | Recalibrate - RECALBRT | Action | RS
FLTR | Filter | Filter - FLTR | REMVOBT | Remove Obstruction | Remove Obstruction - REMVOBT | Action | RS
FLTR | Filter | Filter - FLTR | REPCMPT | Repair Component | Repair Component - REPCMPT | Action | RS
FLTR | Filter | Filter - FLTR | REPLASS | Replace Asset | Replace Asset - REPLASS | Action | RS
FLTR | Filter | Filter - FLTR | REPLCMPT | Replace Component | Replace Component - REPLCMPT | Action | RS
FLTR | Filter | Filter - FLTR | REPRASS | Repair Asset | Repair Asset - REPRASS | Action | RS
FLTR | Filter | Filter - FLTR | UPGRADES | Upgrade | Upgrade - UPGRADES | Action | RS
FLTRBX | Filter Box | Filter Box - FLTRBX | ABNTEMP | Abnormal Temprature | Abnormal Temprature - ABNTEMP | Problem | RS
FLTRBX | Filter Box | Filter Box - FLTRBX | CORROS | Corrosion | Corrosion - CORROS | Problem | RS
FLTRBX | Filter Box | Filter Box - FLTRBX | ELECTRIP | Electrical Trip Out | Electrical Trip Out - ELECTRIP | Problem | RS
FLTRBX | Filter Box | Filter Box - FLTRBX | EXNOISE | Excessive Noise | Excessive Noise - EXNOISE | Problem | RS
FLTRBX | Filter Box | Filter Box - FLTRBX | EXVIBRTN | Excessive Vibration | Excessive Vibration - EXVIBRTN | Problem | RS
FLTRBX | Filter Box | Filter Box - FLTRBX | JAMMEDEQ | Jammed Equipment | Jammed Equipment - JAMMEDEQ | Problem | RS
FLTRBX | Filter Box | Filter Box - FLTRBX | LEAKING | Leaking | Leaking - LEAKING | Problem | RS
FLTRBX | Filter Box | Filter Box - FLTRBX | LOWPERF | Low Performance | Low Performance - LOWPERF | Problem | RS
FLTRBX | Filter Box | Filter Box - FLTRBX | NONOPER | Non-Operational | Non-Operational - NONOPER | Problem | RS
FLTRBX | Filter Box | Filter Box - FLTRBX | PHYDMGE | Physical Damage | Physical Damage - PHYDMGE | Problem | RS
FLTRBX | Filter Box | Filter Box - FLTRBX | UNSMELL | Unusual Smell | Unusual Smell - UNSMELL | Problem | RS
FLTRBX | Filter Box | Filter Box - FLTRBX | UNSMOKE | Unusual Smoke | Unusual Smoke - UNSMOKE | Problem | RS
FLTRBX | Filter Box | Filter Box - FLTRBX | FLBXFAIL | Filter box failed | Filter box failed - FLBXFAIL | Failure | RS
FLTRBX | Filter Box | Filter Box - FLTRBX | ACCIDENT | Accident | Accident - ACCIDENT | Cause | RS
FLTRBX | Filter Box | Filter Box - FLTRBX | ACCWEAR | Accelerated Wear | Accelerated Wear - ACCWEAR | Cause | RS
FLTRBX | Filter Box | Filter Box - FLTRBX | ACTGOD | Weather condition/Forces of nature or Act of God | Weather condition/Forces of nature or Act of God - ACTGOD | Cause | RS
FLTRBX | Filter Box | Filter Box - FLTRBX | CONTAM | Contamination | Contamination - CONTAM | Cause | RS
FLTRBX | Filter Box | Filter Box - FLTRBX | DEFASSET | Defective Asset | Defective Asset - DEFASSET | Cause | RS
FLTRBX | Filter Box | Filter Box - FLTRBX | EXLOAD | Excessive Load | Excessive Load - EXLOAD | Cause | RS
FLTRBX | Filter Box | Filter Box - FLTRBX | IMPRMNT | Improper Maintenance | Improper Maintenance - IMPRMNT | Cause | RS
FLTRBX | Filter Box | Filter Box - FLTRBX | INSLUBR | Insufficient Lubrication | Insufficient Lubrication - INSLUBR | Cause | RS
FLTRBX | Filter Box | Filter Box - FLTRBX | LACKTRN | Lack of/ Inadequate Training | Lack of/ Inadequate Training - LACKTRN | Cause | RS
FLTRBX | Filter Box | Filter Box - FLTRBX | MISSCMP | Loose/ Missing Component | Loose/ Missing Component - MISSCMP | Cause | RS
FLTRBX | Filter Box | Filter Box - FLTRBX | NRMWEAR | Normal Wear | Normal Wear - NRMWEAR | Cause | RS
FLTRBX | Filter Box | Filter Box - FLTRBX | OTHER | Other (specify) | Other (specify) - OTHER | Cause | RS
FLTRBX | Filter Box | Filter Box - FLTRBX | PRINSTAL | Poor Installation | Poor Installation - PRINSTAL | Cause | RS
FLTRBX | Filter Box | Filter Box - FLTRBX | PROCISSU | Procedure Issue | Procedure Issue - PROCISSU | Cause | RS
FLTRBX | Filter Box | Filter Box - FLTRBX | UTLFAIL | Utility Failure | Utility Failure - UTLFAIL | Cause | RS
FLTRBX | Filter Box | Filter Box - FLTRBX | VNDLSM | Vandalism | Vandalism - VNDLSM | Cause | RS
FLTRBX | Filter Box | Filter Box - FLTRBX | WORNCMPT | Defective/ Worn Component | Defective/ Worn Component - WORNCMPT | Cause | RS
FLTRBX | Filter Box | Filter Box - FLTRBX | ADJUSTD | Adjusted | Adjusted - ADJUSTD | Action | RS
FLTRBX | Filter Box | Filter Box - FLTRBX | DECOMM | Decommission | Decommission - DECOMM | Action | RS
FLTRBX | Filter Box | Filter Box - FLTRBX | DECONTME | Decontaminate | Decontaminate - DECONTME | Action | RS
FLTRBX | Filter Box | Filter Box - FLTRBX | DONOTHIN | Do Nothing | Do Nothing - DONOTHIN | Action | RS
FLTRBX | Filter Box | Filter Box - FLTRBX | LUBRCTE | Lubricate | Lubricate - LUBRCTE | Action | RS
FLTRBX | Filter Box | Filter Box - FLTRBX | OTHER | Other (specify) | Other (specify) - OTHER | Action | RS
FLTRBX | Filter Box | Filter Box - FLTRBX | RECALBRT | Recalibrate | Recalibrate - RECALBRT | Action | RS
FLTRBX | Filter Box | Filter Box - FLTRBX | REMVOBT | Remove Obstruction | Remove Obstruction - REMVOBT | Action | RS
FLTRBX | Filter Box | Filter Box - FLTRBX | REPCMPT | Repair Component | Repair Component - REPCMPT | Action | RS
FLTRBX | Filter Box | Filter Box - FLTRBX | REPLASS | Replace Asset | Replace Asset - REPLASS | Action | RS
FLTRBX | Filter Box | Filter Box - FLTRBX | REPLCMPT | Replace Component | Replace Component - REPLCMPT | Action | RS
FLTRBX | Filter Box | Filter Box - FLTRBX | REPRASS | Repair Asset | Repair Asset - REPRASS | Action | RS
FLTRBX | Filter Box | Filter Box - FLTRBX | UPGRADES | Upgrade | Upgrade - UPGRADES | Action | RS
FLTROOF | Flat Roof | Flat Roof - FLTROOF | ABNTEMP | Abnormal Temprature | Abnormal Temprature - ABNTEMP | Problem | RS
FLTROOF | Flat Roof | Flat Roof - FLTROOF | CORROS | Corrosion | Corrosion - CORROS | Problem | RS
FLTROOF | Flat Roof | Flat Roof - FLTROOF | ELECTRIP | Electrical Trip Out | Electrical Trip Out - ELECTRIP | Problem | RS
FLTROOF | Flat Roof | Flat Roof - FLTROOF | EXNOISE | Excessive Noise | Excessive Noise - EXNOISE | Problem | RS
FLTROOF | Flat Roof | Flat Roof - FLTROOF | EXVIBRTN | Excessive Vibration | Excessive Vibration - EXVIBRTN | Problem | RS
FLTROOF | Flat Roof | Flat Roof - FLTROOF | JAMMEDEQ | Jammed Equipment | Jammed Equipment - JAMMEDEQ | Problem | RS
FLTROOF | Flat Roof | Flat Roof - FLTROOF | LEAKING | Leaking | Leaking - LEAKING | Problem | RS
FLTROOF | Flat Roof | Flat Roof - FLTROOF | LOWPERF | Low Performance | Low Performance - LOWPERF | Problem | RS
FLTROOF | Flat Roof | Flat Roof - FLTROOF | NONOPER | Non-Operational | Non-Operational - NONOPER | Problem | RS
FLTROOF | Flat Roof | Flat Roof - FLTROOF | PHYDMGE | Physical Damage | Physical Damage - PHYDMGE | Problem | RS
FLTROOF | Flat Roof | Flat Roof - FLTROOF | UNSMELL | Unusual Smell | Unusual Smell - UNSMELL | Problem | RS
FLTROOF | Flat Roof | Flat Roof - FLTROOF | UNSMOKE | Unusual Smoke | Unusual Smoke - UNSMOKE | Problem | RS
FLTROOF | Flat Roof | Flat Roof - FLTROOF | RASDET | Roof Anchor System Deteriorated | Roof Anchor System Deteriorated - RASDET | Failure | RS
FLTROOF | Flat Roof | Flat Roof - FLTROOF | RSCHDEP | Roof structure, components, surface, or hardware deteriorated | Roof structure, components, surface, or hardware deteriorated - RSCHDEP | Failure | RS
FLTROOF | Flat Roof | Flat Roof - FLTROOF | ACCIDENT | Accident | Accident - ACCIDENT | Cause | RS
FLTROOF | Flat Roof | Flat Roof - FLTROOF | ACCWEAR | Accelerated Wear | Accelerated Wear - ACCWEAR | Cause | RS
FLTROOF | Flat Roof | Flat Roof - FLTROOF | ACTGOD | Weather condition/Forces of nature or Act of God | Weather condition/Forces of nature or Act of God - ACTGOD | Cause | RS
FLTROOF | Flat Roof | Flat Roof - FLTROOF | CONTAM | Contamination | Contamination - CONTAM | Cause | RS
FLTROOF | Flat Roof | Flat Roof - FLTROOF | DEFASSET | Defective Asset | Defective Asset - DEFASSET | Cause | RS
FLTROOF | Flat Roof | Flat Roof - FLTROOF | EXLOAD | Excessive Load | Excessive Load - EXLOAD | Cause | RS
FLTROOF | Flat Roof | Flat Roof - FLTROOF | IMPRMNT | Improper Maintenance | Improper Maintenance - IMPRMNT | Cause | RS
FLTROOF | Flat Roof | Flat Roof - FLTROOF | INSLUBR | Insufficient Lubrication | Insufficient Lubrication - INSLUBR | Cause | RS
FLTROOF | Flat Roof | Flat Roof - FLTROOF | LACKTRN | Lack of/ Inadequate Training | Lack of/ Inadequate Training - LACKTRN | Cause | RS
FLTROOF | Flat Roof | Flat Roof - FLTROOF | MISSCMP | Loose/ Missing Component | Loose/ Missing Component - MISSCMP | Cause | RS
FLTROOF | Flat Roof | Flat Roof - FLTROOF | NRMWEAR | Normal Wear | Normal Wear - NRMWEAR | Cause | RS
FLTROOF | Flat Roof | Flat Roof - FLTROOF | OTHER | Other (specify) | Other (specify) - OTHER | Cause | RS
FLTROOF | Flat Roof | Flat Roof - FLTROOF | PRINSTAL | Poor Installation | Poor Installation - PRINSTAL | Cause | RS
FLTROOF | Flat Roof | Flat Roof - FLTROOF | PROCISSU | Procedure Issue | Procedure Issue - PROCISSU | Cause | RS
FLTROOF | Flat Roof | Flat Roof - FLTROOF | UTLFAIL | Utility Failure | Utility Failure - UTLFAIL | Cause | RS
FLTROOF | Flat Roof | Flat Roof - FLTROOF | VNDLSM | Vandalism | Vandalism - VNDLSM | Cause | RS
FLTROOF | Flat Roof | Flat Roof - FLTROOF | WORNCMPT | Defective/ Worn Component | Defective/ Worn Component - WORNCMPT | Cause | RS
FLTROOF | Flat Roof | Flat Roof - FLTROOF | ADJUSTD | Adjusted | Adjusted - ADJUSTD | Action | RS
FLTROOF | Flat Roof | Flat Roof - FLTROOF | DECOMM | Decommission | Decommission - DECOMM | Action | RS
FLTROOF | Flat Roof | Flat Roof - FLTROOF | DECONTME | Decontaminate | Decontaminate - DECONTME | Action | RS
FLTROOF | Flat Roof | Flat Roof - FLTROOF | DONOTHIN | Do Nothing | Do Nothing - DONOTHIN | Action | RS
FLTROOF | Flat Roof | Flat Roof - FLTROOF | LUBRCTE | Lubricate | Lubricate - LUBRCTE | Action | RS
FLTROOF | Flat Roof | Flat Roof - FLTROOF | OTHER | Other (specify) | Other (specify) - OTHER | Action | RS
FLTROOF | Flat Roof | Flat Roof - FLTROOF | RECALBRT | Recalibrate | Recalibrate - RECALBRT | Action | RS
FLTROOF | Flat Roof | Flat Roof - FLTROOF | REMVOBT | Remove Obstruction | Remove Obstruction - REMVOBT | Action | RS
FLTROOF | Flat Roof | Flat Roof - FLTROOF | REPCMPT | Repair Component | Repair Component - REPCMPT | Action | RS
FLTROOF | Flat Roof | Flat Roof - FLTROOF | REPLASS | Replace Asset | Replace Asset - REPLASS | Action | RS
FLTROOF | Flat Roof | Flat Roof - FLTROOF | REPLCMPT | Replace Component | Replace Component - REPLCMPT | Action | RS
FLTROOF | Flat Roof | Flat Roof - FLTROOF | REPRASS | Repair Asset | Repair Asset - REPRASS | Action | RS
FLTROOF | Flat Roof | Flat Roof - FLTROOF | UPGRADES | Upgrade | Upgrade - UPGRADES | Action | RS
FNC | Fence | Fence - FNC | ABNTEMP | Abnormal Temprature | Abnormal Temprature - ABNTEMP | Problem | RS
FNC | Fence | Fence - FNC | CORROS | Corrosion | Corrosion - CORROS | Problem | RS
FNC | Fence | Fence - FNC | ELECTRIP | Electrical Trip Out | Electrical Trip Out - ELECTRIP | Problem | RS
FNC | Fence | Fence - FNC | EXNOISE | Excessive Noise | Excessive Noise - EXNOISE | Problem | RS
FNC | Fence | Fence - FNC | EXVIBRTN | Excessive Vibration | Excessive Vibration - EXVIBRTN | Problem | RS
FNC | Fence | Fence - FNC | JAMMEDEQ | Jammed Equipment | Jammed Equipment - JAMMEDEQ | Problem | RS
FNC | Fence | Fence - FNC | LEAKING | Leaking | Leaking - LEAKING | Problem | RS
FNC | Fence | Fence - FNC | LOWPERF | Low Performance | Low Performance - LOWPERF | Problem | RS
FNC | Fence | Fence - FNC | NONOPER | Non-Operational | Non-Operational - NONOPER | Problem | RS
FNC | Fence | Fence - FNC | PHYDMGE | Physical Damage | Physical Damage - PHYDMGE | Problem | RS
FNC | Fence | Fence - FNC | UNSMELL | Unusual Smell | Unusual Smell - UNSMELL | Problem | RS
FNC | Fence | Fence - FNC | UNSMOKE | Unusual Smoke | Unusual Smoke - UNSMOKE | Problem | RS
FNC | Fence | Fence - FNC | CLPCOR | Chain link post corroded | Chain link post corroded - CLPCOR | Failure | RS
FNC | Fence | Fence - FNC | FNCDET | Fence deteriorated | Fence deteriorated - FNCDET | Failure | RS
FNC | Fence | Fence - FNC | FSPCOR | Fence steel posts deteriorated | Fence steel posts deteriorated - FSPCOR | Failure | RS
FNC | Fence | Fence - FNC | MFNCDET | Masonry Fence deteriorated | Masonry Fence deteriorated - MFNCDET | Failure | RS
FNC | Fence | Fence - FNC | SFDET | Steel or Chain link fence deteriorated | Steel or Chain link fence deteriorated - SFDET | Failure | RS
FNC | Fence | Fence - FNC | WFROT | Wood Fence rotted | Wood Fence rotted - WFROT | Failure | RS
FNC | Fence | Fence - FNC | WIFCOR | Wrought Iron fence corroded | Wrought Iron fence corroded - WIFCOR | Failure | RS
FNC | Fence | Fence - FNC | WPROT | Wood post rotted | Wood post rotted - WPROT | Failure | RS
FNC | Fence | Fence - FNC | ACCIDENT | Accident | Accident - ACCIDENT | Cause | RS
FNC | Fence | Fence - FNC | ACCWEAR | Accelerated Wear | Accelerated Wear - ACCWEAR | Cause | RS
FNC | Fence | Fence - FNC | ACTGOD | Weather condition/Forces of nature or Act of God | Weather condition/Forces of nature or Act of God - ACTGOD | Cause | RS
FNC | Fence | Fence - FNC | CONTAM | Contamination | Contamination - CONTAM | Cause | RS
FNC | Fence | Fence - FNC | DEFASSET | Defective Asset | Defective Asset - DEFASSET | Cause | RS
FNC | Fence | Fence - FNC | EXLOAD | Excessive Load | Excessive Load - EXLOAD | Cause | RS
FNC | Fence | Fence - FNC | IMPRMNT | Improper Maintenance | Improper Maintenance - IMPRMNT | Cause | RS
FNC | Fence | Fence - FNC | INSLUBR | Insufficient Lubrication | Insufficient Lubrication - INSLUBR | Cause | RS
FNC | Fence | Fence - FNC | LACKTRN | Lack of/ Inadequate Training | Lack of/ Inadequate Training - LACKTRN | Cause | RS
FNC | Fence | Fence - FNC | MISSCMP | Loose/ Missing Component | Loose/ Missing Component - MISSCMP | Cause | RS
FNC | Fence | Fence - FNC | NRMWEAR | Normal Wear | Normal Wear - NRMWEAR | Cause | RS
FNC | Fence | Fence - FNC | OTHER | Other (specify) | Other (specify) - OTHER | Cause | RS
FNC | Fence | Fence - FNC | PRINSTAL | Poor Installation | Poor Installation - PRINSTAL | Cause | RS
FNC | Fence | Fence - FNC | PROCISSU | Procedure Issue | Procedure Issue - PROCISSU | Cause | RS
FNC | Fence | Fence - FNC | UTLFAIL | Utility Failure | Utility Failure - UTLFAIL | Cause | RS
FNC | Fence | Fence - FNC | VNDLSM | Vandalism | Vandalism - VNDLSM | Cause | RS
FNC | Fence | Fence - FNC | WORNCMPT | Defective/ Worn Component | Defective/ Worn Component - WORNCMPT | Cause | RS
FNC | Fence | Fence - FNC | ADJUSTD | Adjusted | Adjusted - ADJUSTD | Action | RS
FNC | Fence | Fence - FNC | DECOMM | Decommission | Decommission - DECOMM | Action | RS
FNC | Fence | Fence - FNC | DECONTME | Decontaminate | Decontaminate - DECONTME | Action | RS
FNC | Fence | Fence - FNC | DONOTHIN | Do Nothing | Do Nothing - DONOTHIN | Action | RS
FNC | Fence | Fence - FNC | LUBRCTE | Lubricate | Lubricate - LUBRCTE | Action | RS
FNC | Fence | Fence - FNC | OTHER | Other (specify) | Other (specify) - OTHER | Action | RS
FNC | Fence | Fence - FNC | RECALBRT | Recalibrate | Recalibrate - RECALBRT | Action | RS
FNC | Fence | Fence - FNC | REMVOBT | Remove Obstruction | Remove Obstruction - REMVOBT | Action | RS
FNC | Fence | Fence - FNC | REPCMPT | Repair Component | Repair Component - REPCMPT | Action | RS
FNC | Fence | Fence - FNC | REPLASS | Replace Asset | Replace Asset - REPLASS | Action | RS
FNC | Fence | Fence - FNC | REPLCMPT | Replace Component | Replace Component - REPLCMPT | Action | RS
FNC | Fence | Fence - FNC | REPRASS | Repair Asset | Repair Asset - REPRASS | Action | RS
FNC | Fence | Fence - FNC | UPGRADES | Upgrade | Upgrade - UPGRADES | Action | RS
FRDTCSYS | Fire Detection System | Fire Detection System - FRDTCSYS | ABNTEMP | Abnormal Temprature | Abnormal Temprature - ABNTEMP | Problem | RS
FRDTCSYS | Fire Detection System | Fire Detection System - FRDTCSYS | CORROS | Corrosion | Corrosion - CORROS | Problem | RS
FRDTCSYS | Fire Detection System | Fire Detection System - FRDTCSYS | ELECTRIP | Electrical Trip Out | Electrical Trip Out - ELECTRIP | Problem | RS
FRDTCSYS | Fire Detection System | Fire Detection System - FRDTCSYS | EXNOISE | Excessive Noise | Excessive Noise - EXNOISE | Problem | RS
FRDTCSYS | Fire Detection System | Fire Detection System - FRDTCSYS | EXVIBRTN | Excessive Vibration | Excessive Vibration - EXVIBRTN | Problem | RS
FRDTCSYS | Fire Detection System | Fire Detection System - FRDTCSYS | JAMMEDEQ | Jammed Equipment | Jammed Equipment - JAMMEDEQ | Problem | RS
FRDTCSYS | Fire Detection System | Fire Detection System - FRDTCSYS | LEAKING | Leaking | Leaking - LEAKING | Problem | RS
FRDTCSYS | Fire Detection System | Fire Detection System - FRDTCSYS | LOWPERF | Low Performance | Low Performance - LOWPERF | Problem | RS
FRDTCSYS | Fire Detection System | Fire Detection System - FRDTCSYS | NONOPER | Non-Operational | Non-Operational - NONOPER | Problem | RS
FRDTCSYS | Fire Detection System | Fire Detection System - FRDTCSYS | PHYDMGE | Physical Damage | Physical Damage - PHYDMGE | Problem | RS
FRDTCSYS | Fire Detection System | Fire Detection System - FRDTCSYS | UNSMELL | Unusual Smell | Unusual Smell - UNSMELL | Problem | RS
FRDTCSYS | Fire Detection System | Fire Detection System - FRDTCSYS | UNSMOKE | Unusual Smoke | Unusual Smoke - UNSMOKE | Problem | RS
FRDTCSYS | Fire Detection System | Fire Detection System - FRDTCSYS | FACPDET | FACP deteriorated | FACP deteriorated - FACPDET | Failure | RS
FRDTCSYS | Fire Detection System | Fire Detection System - FRDTCSYS | FACPFAIL | FACP components failed | FACP components failed - FACPFAIL | Failure | RS
FRDTCSYS | Fire Detection System | Fire Detection System - FRDTCSYS | ACCIDENT | Accident | Accident - ACCIDENT | Cause | RS
FRDTCSYS | Fire Detection System | Fire Detection System - FRDTCSYS | ACCWEAR | Accelerated Wear | Accelerated Wear - ACCWEAR | Cause | RS
FRDTCSYS | Fire Detection System | Fire Detection System - FRDTCSYS | ACTGOD | Weather condition/Forces of nature or Act of God | Weather condition/Forces of nature or Act of God - ACTGOD | Cause | RS
FRDTCSYS | Fire Detection System | Fire Detection System - FRDTCSYS | CONTAM | Contamination | Contamination - CONTAM | Cause | RS
FRDTCSYS | Fire Detection System | Fire Detection System - FRDTCSYS | DEFASSET | Defective Asset | Defective Asset - DEFASSET | Cause | RS
FRDTCSYS | Fire Detection System | Fire Detection System - FRDTCSYS | EXLOAD | Excessive Load | Excessive Load - EXLOAD | Cause | RS
FRDTCSYS | Fire Detection System | Fire Detection System - FRDTCSYS | IMPRMNT | Improper Maintenance | Improper Maintenance - IMPRMNT | Cause | RS
FRDTCSYS | Fire Detection System | Fire Detection System - FRDTCSYS | INSLUBR | Insufficient Lubrication | Insufficient Lubrication - INSLUBR | Cause | RS
FRDTCSYS | Fire Detection System | Fire Detection System - FRDTCSYS | LACKTRN | Lack of/ Inadequate Training | Lack of/ Inadequate Training - LACKTRN | Cause | RS
FRDTCSYS | Fire Detection System | Fire Detection System - FRDTCSYS | MISSCMP | Loose/ Missing Component | Loose/ Missing Component - MISSCMP | Cause | RS
FRDTCSYS | Fire Detection System | Fire Detection System - FRDTCSYS | NRMWEAR | Normal Wear | Normal Wear - NRMWEAR | Cause | RS
FRDTCSYS | Fire Detection System | Fire Detection System - FRDTCSYS | OTHER | Other (specify) | Other (specify) - OTHER | Cause | RS
FRDTCSYS | Fire Detection System | Fire Detection System - FRDTCSYS | PRINSTAL | Poor Installation | Poor Installation - PRINSTAL | Cause | RS
FRDTCSYS | Fire Detection System | Fire Detection System - FRDTCSYS | PROCISSU | Procedure Issue | Procedure Issue - PROCISSU | Cause | RS
FRDTCSYS | Fire Detection System | Fire Detection System - FRDTCSYS | UTLFAIL | Utility Failure | Utility Failure - UTLFAIL | Cause | RS
FRDTCSYS | Fire Detection System | Fire Detection System - FRDTCSYS | VNDLSM | Vandalism | Vandalism - VNDLSM | Cause | RS
FRDTCSYS | Fire Detection System | Fire Detection System - FRDTCSYS | WORNCMPT | Defective/ Worn Component | Defective/ Worn Component - WORNCMPT | Cause | RS
FRDTCSYS | Fire Detection System | Fire Detection System - FRDTCSYS | ADJUSTD | Adjusted | Adjusted - ADJUSTD | Action | RS
FRDTCSYS | Fire Detection System | Fire Detection System - FRDTCSYS | DECOMM | Decommission | Decommission - DECOMM | Action | RS
FRDTCSYS | Fire Detection System | Fire Detection System - FRDTCSYS | DECONTME | Decontaminate | Decontaminate - DECONTME | Action | RS
FRDTCSYS | Fire Detection System | Fire Detection System - FRDTCSYS | DONOTHIN | Do Nothing | Do Nothing - DONOTHIN | Action | RS
FRDTCSYS | Fire Detection System | Fire Detection System - FRDTCSYS | LUBRCTE | Lubricate | Lubricate - LUBRCTE | Action | RS
FRDTCSYS | Fire Detection System | Fire Detection System - FRDTCSYS | OTHER | Other (specify) | Other (specify) - OTHER | Action | RS
FRDTCSYS | Fire Detection System | Fire Detection System - FRDTCSYS | RECALBRT | Recalibrate | Recalibrate - RECALBRT | Action | RS
FRDTCSYS | Fire Detection System | Fire Detection System - FRDTCSYS | REMVOBT | Remove Obstruction | Remove Obstruction - REMVOBT | Action | RS
FRDTCSYS | Fire Detection System | Fire Detection System - FRDTCSYS | REPCMPT | Repair Component | Repair Component - REPCMPT | Action | RS
FRDTCSYS | Fire Detection System | Fire Detection System - FRDTCSYS | REPLASS | Replace Asset | Replace Asset - REPLASS | Action | RS
FRDTCSYS | Fire Detection System | Fire Detection System - FRDTCSYS | REPLCMPT | Replace Component | Replace Component - REPLCMPT | Action | RS
FRDTCSYS | Fire Detection System | Fire Detection System - FRDTCSYS | REPRASS | Repair Asset | Repair Asset - REPRASS | Action | RS
FRDTCSYS | Fire Detection System | Fire Detection System - FRDTCSYS | UPGRADES | Upgrade | Upgrade - UPGRADES | Action | RS
FREXTNG | Fire Extinguisher | Fire Extinguisher - FREXTNG | ABNTEMP | Abnormal Temprature | Abnormal Temprature - ABNTEMP | Problem | RS
FREXTNG | Fire Extinguisher | Fire Extinguisher - FREXTNG | CORROS | Corrosion | Corrosion - CORROS | Problem | RS
FREXTNG | Fire Extinguisher | Fire Extinguisher - FREXTNG | ELECTRIP | Electrical Trip Out | Electrical Trip Out - ELECTRIP | Problem | RS
FREXTNG | Fire Extinguisher | Fire Extinguisher - FREXTNG | EXNOISE | Excessive Noise | Excessive Noise - EXNOISE | Problem | RS
FREXTNG | Fire Extinguisher | Fire Extinguisher - FREXTNG | EXVIBRTN | Excessive Vibration | Excessive Vibration - EXVIBRTN | Problem | RS
FREXTNG | Fire Extinguisher | Fire Extinguisher - FREXTNG | JAMMEDEQ | Jammed Equipment | Jammed Equipment - JAMMEDEQ | Problem | RS
FREXTNG | Fire Extinguisher | Fire Extinguisher - FREXTNG | LEAKING | Leaking | Leaking - LEAKING | Problem | RS
FREXTNG | Fire Extinguisher | Fire Extinguisher - FREXTNG | LOWPERF | Low Performance | Low Performance - LOWPERF | Problem | RS
FREXTNG | Fire Extinguisher | Fire Extinguisher - FREXTNG | NONOPER | Non-Operational | Non-Operational - NONOPER | Problem | RS
FREXTNG | Fire Extinguisher | Fire Extinguisher - FREXTNG | PHYDMGE | Physical Damage | Physical Damage - PHYDMGE | Problem | RS
FREXTNG | Fire Extinguisher | Fire Extinguisher - FREXTNG | UNSMELL | Unusual Smell | Unusual Smell - UNSMELL | Problem | RS
FREXTNG | Fire Extinguisher | Fire Extinguisher - FREXTNG | UNSMOKE | Unusual Smoke | Unusual Smoke - UNSMOKE | Problem | RS
FREXTNG | Fire Extinguisher | Fire Extinguisher - FREXTNG | FECDET | Fire extinguisher components deteriorated | Fire extinguisher components deteriorated - FECDET | Failure | RS
FREXTNG | Fire Extinguisher | Fire Extinguisher - FREXTNG | FEHCFAIL | Fire extinguisher hydrostatic capability failed | Fire extinguisher hydrostatic capability failed - FEHCFAIL | Failure | RS
FREXTNG | Fire Extinguisher | Fire Extinguisher - FREXTNG | ACCIDENT | Accident | Accident - ACCIDENT | Cause | RS
FREXTNG | Fire Extinguisher | Fire Extinguisher - FREXTNG | ACCWEAR | Accelerated Wear | Accelerated Wear - ACCWEAR | Cause | RS
FREXTNG | Fire Extinguisher | Fire Extinguisher - FREXTNG | ACTGOD | Weather condition/Forces of nature or Act of God | Weather condition/Forces of nature or Act of God - ACTGOD | Cause | RS
FREXTNG | Fire Extinguisher | Fire Extinguisher - FREXTNG | CONTAM | Contamination | Contamination - CONTAM | Cause | RS
FREXTNG | Fire Extinguisher | Fire Extinguisher - FREXTNG | DEFASSET | Defective Asset | Defective Asset - DEFASSET | Cause | RS
FREXTNG | Fire Extinguisher | Fire Extinguisher - FREXTNG | EXLOAD | Excessive Load | Excessive Load - EXLOAD | Cause | RS
FREXTNG | Fire Extinguisher | Fire Extinguisher - FREXTNG | IMPRMNT | Improper Maintenance | Improper Maintenance - IMPRMNT | Cause | RS
FREXTNG | Fire Extinguisher | Fire Extinguisher - FREXTNG | INSLUBR | Insufficient Lubrication | Insufficient Lubrication - INSLUBR | Cause | RS
FREXTNG | Fire Extinguisher | Fire Extinguisher - FREXTNG | LACKTRN | Lack of/ Inadequate Training | Lack of/ Inadequate Training - LACKTRN | Cause | RS
FREXTNG | Fire Extinguisher | Fire Extinguisher - FREXTNG | MISSCMP | Loose/ Missing Component | Loose/ Missing Component - MISSCMP | Cause | RS
FREXTNG | Fire Extinguisher | Fire Extinguisher - FREXTNG | NRMWEAR | Normal Wear | Normal Wear - NRMWEAR | Cause | RS
FREXTNG | Fire Extinguisher | Fire Extinguisher - FREXTNG | OTHER | Other (specify) | Other (specify) - OTHER | Cause | RS
FREXTNG | Fire Extinguisher | Fire Extinguisher - FREXTNG | PRINSTAL | Poor Installation | Poor Installation - PRINSTAL | Cause | RS
FREXTNG | Fire Extinguisher | Fire Extinguisher - FREXTNG | PROCISSU | Procedure Issue | Procedure Issue - PROCISSU | Cause | RS
FREXTNG | Fire Extinguisher | Fire Extinguisher - FREXTNG | UTLFAIL | Utility Failure | Utility Failure - UTLFAIL | Cause | RS
FREXTNG | Fire Extinguisher | Fire Extinguisher - FREXTNG | VNDLSM | Vandalism | Vandalism - VNDLSM | Cause | RS
FREXTNG | Fire Extinguisher | Fire Extinguisher - FREXTNG | WORNCMPT | Defective/ Worn Component | Defective/ Worn Component - WORNCMPT | Cause | RS
FREXTNG | Fire Extinguisher | Fire Extinguisher - FREXTNG | ADJUSTD | Adjusted | Adjusted - ADJUSTD | Action | RS
FREXTNG | Fire Extinguisher | Fire Extinguisher - FREXTNG | DECOMM | Decommission | Decommission - DECOMM | Action | RS
FREXTNG | Fire Extinguisher | Fire Extinguisher - FREXTNG | DECONTME | Decontaminate | Decontaminate - DECONTME | Action | RS
FREXTNG | Fire Extinguisher | Fire Extinguisher - FREXTNG | DONOTHIN | Do Nothing | Do Nothing - DONOTHIN | Action | RS
FREXTNG | Fire Extinguisher | Fire Extinguisher - FREXTNG | LUBRCTE | Lubricate | Lubricate - LUBRCTE | Action | RS
FREXTNG | Fire Extinguisher | Fire Extinguisher - FREXTNG | OTHER | Other (specify) | Other (specify) - OTHER | Action | RS
FREXTNG | Fire Extinguisher | Fire Extinguisher - FREXTNG | RECALBRT | Recalibrate | Recalibrate - RECALBRT | Action | RS
FREXTNG | Fire Extinguisher | Fire Extinguisher - FREXTNG | REMVOBT | Remove Obstruction | Remove Obstruction - REMVOBT | Action | RS
FREXTNG | Fire Extinguisher | Fire Extinguisher - FREXTNG | REPCMPT | Repair Component | Repair Component - REPCMPT | Action | RS
FREXTNG | Fire Extinguisher | Fire Extinguisher - FREXTNG | REPLASS | Replace Asset | Replace Asset - REPLASS | Action | RS
FREXTNG | Fire Extinguisher | Fire Extinguisher - FREXTNG | REPLCMPT | Replace Component | Replace Component - REPLCMPT | Action | RS
FREXTNG | Fire Extinguisher | Fire Extinguisher - FREXTNG | REPRASS | Repair Asset | Repair Asset - REPRASS | Action | RS
FREXTNG | Fire Extinguisher | Fire Extinguisher - FREXTNG | UPGRADES | Upgrade | Upgrade - UPGRADES | Action | RS
FRHSCAB | Fire Hose and Cabinet | Fire Hose and Cabinet - FRHSCAB | ABNTEMP | Abnormal Temprature | Abnormal Temprature - ABNTEMP | Problem | RS
FRHSCAB | Fire Hose and Cabinet | Fire Hose and Cabinet - FRHSCAB | CORROS | Corrosion | Corrosion - CORROS | Problem | RS
FRHSCAB | Fire Hose and Cabinet | Fire Hose and Cabinet - FRHSCAB | ELECTRIP | Electrical Trip Out | Electrical Trip Out - ELECTRIP | Problem | RS
FRHSCAB | Fire Hose and Cabinet | Fire Hose and Cabinet - FRHSCAB | EXNOISE | Excessive Noise | Excessive Noise - EXNOISE | Problem | RS
FRHSCAB | Fire Hose and Cabinet | Fire Hose and Cabinet - FRHSCAB | EXVIBRTN | Excessive Vibration | Excessive Vibration - EXVIBRTN | Problem | RS
FRHSCAB | Fire Hose and Cabinet | Fire Hose and Cabinet - FRHSCAB | JAMMEDEQ | Jammed Equipment | Jammed Equipment - JAMMEDEQ | Problem | RS
FRHSCAB | Fire Hose and Cabinet | Fire Hose and Cabinet - FRHSCAB | LEAKING | Leaking | Leaking - LEAKING | Problem | RS
FRHSCAB | Fire Hose and Cabinet | Fire Hose and Cabinet - FRHSCAB | LOWPERF | Low Performance | Low Performance - LOWPERF | Problem | RS
FRHSCAB | Fire Hose and Cabinet | Fire Hose and Cabinet - FRHSCAB | NONOPER | Non-Operational | Non-Operational - NONOPER | Problem | RS
FRHSCAB | Fire Hose and Cabinet | Fire Hose and Cabinet - FRHSCAB | PHYDMGE | Physical Damage | Physical Damage - PHYDMGE | Problem | RS
FRHSCAB | Fire Hose and Cabinet | Fire Hose and Cabinet - FRHSCAB | UNSMELL | Unusual Smell | Unusual Smell - UNSMELL | Problem | RS
FRHSCAB | Fire Hose and Cabinet | Fire Hose and Cabinet - FRHSCAB | UNSMOKE | Unusual Smoke | Unusual Smoke - UNSMOKE | Problem | RS
FRHSCAB | Fire Hose and Cabinet | Fire Hose and Cabinet - FRHSCAB | FHDET | Fire hose deteriorated | Fire hose deteriorated - FHDET | Failure | RS
FRHSCAB | Fire Hose and Cabinet | Fire Hose and Cabinet - FRHSCAB | FHFAIL | Fire hose failed | Fire hose failed - FHFAIL | Failure | RS
FRHSCAB | Fire Hose and Cabinet | Fire Hose and Cabinet - FRHSCAB | ACCIDENT | Accident | Accident - ACCIDENT | Cause | RS
FRHSCAB | Fire Hose and Cabinet | Fire Hose and Cabinet - FRHSCAB | ACCWEAR | Accelerated Wear | Accelerated Wear - ACCWEAR | Cause | RS
FRHSCAB | Fire Hose and Cabinet | Fire Hose and Cabinet - FRHSCAB | ACTGOD | Weather condition/Forces of nature or Act of God | Weather condition/Forces of nature or Act of God - ACTGOD | Cause | RS
FRHSCAB | Fire Hose and Cabinet | Fire Hose and Cabinet - FRHSCAB | CONTAM | Contamination | Contamination - CONTAM | Cause | RS
FRHSCAB | Fire Hose and Cabinet | Fire Hose and Cabinet - FRHSCAB | DEFASSET | Defective Asset | Defective Asset - DEFASSET | Cause | RS
FRHSCAB | Fire Hose and Cabinet | Fire Hose and Cabinet - FRHSCAB | EXLOAD | Excessive Load | Excessive Load - EXLOAD | Cause | RS
FRHSCAB | Fire Hose and Cabinet | Fire Hose and Cabinet - FRHSCAB | IMPRMNT | Improper Maintenance | Improper Maintenance - IMPRMNT | Cause | RS
FRHSCAB | Fire Hose and Cabinet | Fire Hose and Cabinet - FRHSCAB | INSLUBR | Insufficient Lubrication | Insufficient Lubrication - INSLUBR | Cause | RS
FRHSCAB | Fire Hose and Cabinet | Fire Hose and Cabinet - FRHSCAB | LACKTRN | Lack of/ Inadequate Training | Lack of/ Inadequate Training - LACKTRN | Cause | RS
FRHSCAB | Fire Hose and Cabinet | Fire Hose and Cabinet - FRHSCAB | MISSCMP | Loose/ Missing Component | Loose/ Missing Component - MISSCMP | Cause | RS
FRHSCAB | Fire Hose and Cabinet | Fire Hose and Cabinet - FRHSCAB | NRMWEAR | Normal Wear | Normal Wear - NRMWEAR | Cause | RS
FRHSCAB | Fire Hose and Cabinet | Fire Hose and Cabinet - FRHSCAB | OTHER | Other (specify) | Other (specify) - OTHER | Cause | RS
FRHSCAB | Fire Hose and Cabinet | Fire Hose and Cabinet - FRHSCAB | PRINSTAL | Poor Installation | Poor Installation - PRINSTAL | Cause | RS
FRHSCAB | Fire Hose and Cabinet | Fire Hose and Cabinet - FRHSCAB | PROCISSU | Procedure Issue | Procedure Issue - PROCISSU | Cause | RS
FRHSCAB | Fire Hose and Cabinet | Fire Hose and Cabinet - FRHSCAB | UTLFAIL | Utility Failure | Utility Failure - UTLFAIL | Cause | RS
FRHSCAB | Fire Hose and Cabinet | Fire Hose and Cabinet - FRHSCAB | VNDLSM | Vandalism | Vandalism - VNDLSM | Cause | RS
FRHSCAB | Fire Hose and Cabinet | Fire Hose and Cabinet - FRHSCAB | WORNCMPT | Defective/ Worn Component | Defective/ Worn Component - WORNCMPT | Cause | RS
FRHSCAB | Fire Hose and Cabinet | Fire Hose and Cabinet - FRHSCAB | ADJUSTD | Adjusted | Adjusted - ADJUSTD | Action | RS
FRHSCAB | Fire Hose and Cabinet | Fire Hose and Cabinet - FRHSCAB | DECOMM | Decommission | Decommission - DECOMM | Action | RS
FRHSCAB | Fire Hose and Cabinet | Fire Hose and Cabinet - FRHSCAB | DECONTME | Decontaminate | Decontaminate - DECONTME | Action | RS
FRHSCAB | Fire Hose and Cabinet | Fire Hose and Cabinet - FRHSCAB | DONOTHIN | Do Nothing | Do Nothing - DONOTHIN | Action | RS
FRHSCAB | Fire Hose and Cabinet | Fire Hose and Cabinet - FRHSCAB | LUBRCTE | Lubricate | Lubricate - LUBRCTE | Action | RS
FRHSCAB | Fire Hose and Cabinet | Fire Hose and Cabinet - FRHSCAB | OTHER | Other (specify) | Other (specify) - OTHER | Action | RS
FRHSCAB | Fire Hose and Cabinet | Fire Hose and Cabinet - FRHSCAB | RECALBRT | Recalibrate | Recalibrate - RECALBRT | Action | RS
FRHSCAB | Fire Hose and Cabinet | Fire Hose and Cabinet - FRHSCAB | REMVOBT | Remove Obstruction | Remove Obstruction - REMVOBT | Action | RS
FRHSCAB | Fire Hose and Cabinet | Fire Hose and Cabinet - FRHSCAB | REPCMPT | Repair Component | Repair Component - REPCMPT | Action | RS
FRHSCAB | Fire Hose and Cabinet | Fire Hose and Cabinet - FRHSCAB | REPLASS | Replace Asset | Replace Asset - REPLASS | Action | RS
FRHSCAB | Fire Hose and Cabinet | Fire Hose and Cabinet - FRHSCAB | REPLCMPT | Replace Component | Replace Component - REPLCMPT | Action | RS
FRHSCAB | Fire Hose and Cabinet | Fire Hose and Cabinet - FRHSCAB | REPRASS | Repair Asset | Repair Asset - REPRASS | Action | RS
FRHSCAB | Fire Hose and Cabinet | Fire Hose and Cabinet - FRHSCAB | UPGRADES | Upgrade | Upgrade - UPGRADES | Action | RS
FRHYDR | Fire Hydrants | Fire Hydrants - FRHYDR | ABNTEMP | Abnormal Temprature | Abnormal Temprature - ABNTEMP | Problem | RS
FRHYDR | Fire Hydrants | Fire Hydrants - FRHYDR | CORROS | Corrosion | Corrosion - CORROS | Problem | RS
FRHYDR | Fire Hydrants | Fire Hydrants - FRHYDR | ELECTRIP | Electrical Trip Out | Electrical Trip Out - ELECTRIP | Problem | RS
FRHYDR | Fire Hydrants | Fire Hydrants - FRHYDR | EXNOISE | Excessive Noise | Excessive Noise - EXNOISE | Problem | RS
FRHYDR | Fire Hydrants | Fire Hydrants - FRHYDR | EXVIBRTN | Excessive Vibration | Excessive Vibration - EXVIBRTN | Problem | RS
FRHYDR | Fire Hydrants | Fire Hydrants - FRHYDR | JAMMEDEQ | Jammed Equipment | Jammed Equipment - JAMMEDEQ | Problem | RS
FRHYDR | Fire Hydrants | Fire Hydrants - FRHYDR | LEAKIN10 | LEAKING | LEAKING - LEAKIN10 | Problem | RS
FRHYDR | Fire Hydrants | Fire Hydrants - FRHYDR | LEAKING | Leaking | Leaking - LEAKING | Problem | RS
FRHYDR | Fire Hydrants | Fire Hydrants - FRHYDR | LOWPERF | Low Performance | Low Performance - LOWPERF | Problem | RS
FRHYDR | Fire Hydrants | Fire Hydrants - FRHYDR | NONOPER | Non-Operational | Non-Operational - NONOPER | Problem | RS
FRHYDR | Fire Hydrants | Fire Hydrants - FRHYDR | PHYDMGE | Physical Damage | Physical Damage - PHYDMGE | Problem | RS
FRHYDR | Fire Hydrants | Fire Hydrants - FRHYDR | UNSMELL | Unusual Smell | Unusual Smell - UNSMELL | Problem | RS
FRHYDR | Fire Hydrants | Fire Hydrants - FRHYDR | UNSMOKE | Unusual Smoke | Unusual Smoke - UNSMOKE | Problem | RS
FRHYDR | Fire Hydrants | Fire Hydrants - FRHYDR | FHYDET | Fire Hydrant deteriorated | Fire Hydrant deteriorated - FHYDET | Failure | RS
FRHYDR | Fire Hydrants | Fire Hydrants - FRHYDR | FHYFAIL | Fire Hydrants Failed | Fire Hydrants Failed - FHYFAIL | Failure | RS
FRHYDR | Fire Hydrants | Fire Hydrants - FRHYDR | FHYFAIL1 | Fire Hydrant Failed | Fire Hydrant Failed - FHYFAIL1 | Failure | RS
FRHYDR | Fire Hydrants | Fire Hydrants - FRHYDR | ACCIDENT | Accident | Accident - ACCIDENT | Cause | RS
FRHYDR | Fire Hydrants | Fire Hydrants - FRHYDR | ACCWEAR | Accelerated Wear | Accelerated Wear - ACCWEAR | Cause | RS
FRHYDR | Fire Hydrants | Fire Hydrants - FRHYDR | ACTGOD | Weather condition/Forces of nature or Act of God | Weather condition/Forces of nature or Act of God - ACTGOD | Cause | RS
FRHYDR | Fire Hydrants | Fire Hydrants - FRHYDR | CONTAM | Contamination | Contamination - CONTAM | Cause | RS
FRHYDR | Fire Hydrants | Fire Hydrants - FRHYDR | DEFASSET | Defective Asset | Defective Asset - DEFASSET | Cause | RS
FRHYDR | Fire Hydrants | Fire Hydrants - FRHYDR | EXLOAD | Excessive Load | Excessive Load - EXLOAD | Cause | RS
FRHYDR | Fire Hydrants | Fire Hydrants - FRHYDR | IMPRM71 | Improper Maintenance | Improper Maintenance - IMPRM71 | Cause | RS
FRHYDR | Fire Hydrants | Fire Hydrants - FRHYDR | IMPRMNT | Improper Maintenance | Improper Maintenance - IMPRMNT | Cause | RS
FRHYDR | Fire Hydrants | Fire Hydrants - FRHYDR | INSLUBR | Insufficient Lubrication | Insufficient Lubrication - INSLUBR | Cause | RS
FRHYDR | Fire Hydrants | Fire Hydrants - FRHYDR | LACKTRN | Lack of/ Inadequate Training | Lack of/ Inadequate Training - LACKTRN | Cause | RS
FRHYDR | Fire Hydrants | Fire Hydrants - FRHYDR | MISSCMP | Loose/ Missing Component | Loose/ Missing Component - MISSCMP | Cause | RS
FRHYDR | Fire Hydrants | Fire Hydrants - FRHYDR | NRMWEAR | Normal Wear | Normal Wear - NRMWEAR | Cause | RS
FRHYDR | Fire Hydrants | Fire Hydrants - FRHYDR | OTHER | Other (specify) | Other (specify) - OTHER | Cause | RS
FRHYDR | Fire Hydrants | Fire Hydrants - FRHYDR | OTHER26 | Other (Specify) | Other (Specify) - OTHER26 | Cause | RS
FRHYDR | Fire Hydrants | Fire Hydrants - FRHYDR | PRINSTAL | Poor Installation | Poor Installation - PRINSTAL | Cause | RS
FRHYDR | Fire Hydrants | Fire Hydrants - FRHYDR | PROCISSU | Procedure Issue | Procedure Issue - PROCISSU | Cause | RS
FRHYDR | Fire Hydrants | Fire Hydrants - FRHYDR | UTLFAIL | Utility Failure | Utility Failure - UTLFAIL | Cause | RS
FRHYDR | Fire Hydrants | Fire Hydrants - FRHYDR | VNDLSM | Vandalism | Vandalism - VNDLSM | Cause | RS
FRHYDR | Fire Hydrants | Fire Hydrants - FRHYDR | WORNCMPT | Defective/ Worn Component | Defective/ Worn Component - WORNCMPT | Cause | RS
FRHYDR | Fire Hydrants | Fire Hydrants - FRHYDR | ADJUSTD | Adjusted | Adjusted - ADJUSTD | Action | RS
FRHYDR | Fire Hydrants | Fire Hydrants - FRHYDR | DECOMM | Decommission | Decommission - DECOMM | Action | RS
FRHYDR | Fire Hydrants | Fire Hydrants - FRHYDR | DECONTME | Decontaminate | Decontaminate - DECONTME | Action | RS
FRHYDR | Fire Hydrants | Fire Hydrants - FRHYDR | DONOTHIN | Do Nothing | Do Nothing - DONOTHIN | Action | RS
FRHYDR | Fire Hydrants | Fire Hydrants - FRHYDR | LUBRCTE | Lubricate | Lubricate - LUBRCTE | Action | RS
FRHYDR | Fire Hydrants | Fire Hydrants - FRHYDR | OTHER | Other (specify) | Other (specify) - OTHER | Action | RS
FRHYDR | Fire Hydrants | Fire Hydrants - FRHYDR | RECALBRT | Recalibrate | Recalibrate - RECALBRT | Action | RS
FRHYDR | Fire Hydrants | Fire Hydrants - FRHYDR | REMVOBT | Remove Obstruction | Remove Obstruction - REMVOBT | Action | RS
FRHYDR | Fire Hydrants | Fire Hydrants - FRHYDR | REPCMPT | Repair Component | Repair Component - REPCMPT | Action | RS
FRHYDR | Fire Hydrants | Fire Hydrants - FRHYDR | REPLACE | Replace | Replace - REPLACE | Action | RS
FRHYDR | Fire Hydrants | Fire Hydrants - FRHYDR | REPLASS | Replace Asset | Replace Asset - REPLASS | Action | RS
FRHYDR | Fire Hydrants | Fire Hydrants - FRHYDR | REPLCMPT | Replace Component | Replace Component - REPLCMPT | Action | RS
FRHYDR | Fire Hydrants | Fire Hydrants - FRHYDR | REPRASS | Repair Asset | Repair Asset - REPRASS | Action | RS
FRHYDR | Fire Hydrants | Fire Hydrants - FRHYDR | UPGRADES | Upgrade | Upgrade - UPGRADES | Action | RS
FRPMP | Fire Pump | Fire Pump - FRPMP | ABNTEMP | Abnormal Temprature | Abnormal Temprature - ABNTEMP | Problem | RS
FRPMP | Fire Pump | Fire Pump - FRPMP | CORROS | Corrosion | Corrosion - CORROS | Problem | RS
FRPMP | Fire Pump | Fire Pump - FRPMP | ELECTRIP | Electrical Trip Out | Electrical Trip Out - ELECTRIP | Problem | RS
FRPMP | Fire Pump | Fire Pump - FRPMP | EXNOISE | Excessive Noise | Excessive Noise - EXNOISE | Problem | RS
FRPMP | Fire Pump | Fire Pump - FRPMP | EXVIBRTN | Excessive Vibration | Excessive Vibration - EXVIBRTN | Problem | RS
FRPMP | Fire Pump | Fire Pump - FRPMP | JAMMEDEQ | Jammed Equipment | Jammed Equipment - JAMMEDEQ | Problem | RS
FRPMP | Fire Pump | Fire Pump - FRPMP | LEAKING | Leaking | Leaking - LEAKING | Problem | RS
FRPMP | Fire Pump | Fire Pump - FRPMP | LOWPERF | Low Performance | Low Performance - LOWPERF | Problem | RS
FRPMP | Fire Pump | Fire Pump - FRPMP | NONOPER | Non-Operational | Non-Operational - NONOPER | Problem | RS
FRPMP | Fire Pump | Fire Pump - FRPMP | PHYDMGE | Physical Damage | Physical Damage - PHYDMGE | Problem | RS
FRPMP | Fire Pump | Fire Pump - FRPMP | UNSMELL | Unusual Smell | Unusual Smell - UNSMELL | Problem | RS
FRPMP | Fire Pump | Fire Pump - FRPMP | UNSMOKE | Unusual Smoke | Unusual Smoke - UNSMOKE | Problem | RS
FRPMP | Fire Pump | Fire Pump - FRPMP | FRPCSDET | Fire pump cooling system deteriorated | Fire pump cooling system deteriorated - FRPCSDET | Failure | RS
FRPMP | Fire Pump | Fire Pump - FRPMP | FRPMFAIL | Fire pump failed | Fire pump failed - FRPMFAIL | Failure | RS
FRPMP | Fire Pump | Fire Pump - FRPMP | FRPSFAIL | Fire pump alarms and safety circuit failed | Fire pump alarms and safety circuit failed - FRPSFAIL | Failure | RS
FRPMP | Fire Pump | Fire Pump - FRPMP | FRPSODEP | Fire pump grease and oil depleted | Fire pump grease and oil depleted - FRPSODEP | Failure | RS
FRPMP | Fire Pump | Fire Pump - FRPMP | PMPECDET | Pump, electrical and diesel system components deteriorated | Pump, electrical and diesel system components deteriorated - PMPECDET | Failure | RS
FRPMP | Fire Pump | Fire Pump - FRPMP | ACCIDENT | Accident | Accident - ACCIDENT | Cause | RS
FRPMP | Fire Pump | Fire Pump - FRPMP | ACCWEAR | Accelerated Wear | Accelerated Wear - ACCWEAR | Cause | RS
FRPMP | Fire Pump | Fire Pump - FRPMP | ACTGOD | Weather condition/Forces of nature or Act of God | Weather condition/Forces of nature or Act of God - ACTGOD | Cause | RS
FRPMP | Fire Pump | Fire Pump - FRPMP | CONTAM | Contamination | Contamination - CONTAM | Cause | RS
FRPMP | Fire Pump | Fire Pump - FRPMP | DEFASSET | Defective Asset | Defective Asset - DEFASSET | Cause | RS
FRPMP | Fire Pump | Fire Pump - FRPMP | EXLOAD | Excessive Load | Excessive Load - EXLOAD | Cause | RS
FRPMP | Fire Pump | Fire Pump - FRPMP | IMPRMNT | Improper Maintenance | Improper Maintenance - IMPRMNT | Cause | RS
FRPMP | Fire Pump | Fire Pump - FRPMP | INSLUBR | Insufficient Lubrication | Insufficient Lubrication - INSLUBR | Cause | RS
FRPMP | Fire Pump | Fire Pump - FRPMP | LACKTRN | Lack of/ Inadequate Training | Lack of/ Inadequate Training - LACKTRN | Cause | RS
FRPMP | Fire Pump | Fire Pump - FRPMP | MISSCMP | Loose/ Missing Component | Loose/ Missing Component - MISSCMP | Cause | RS
FRPMP | Fire Pump | Fire Pump - FRPMP | NRMWEAR | Normal Wear | Normal Wear - NRMWEAR | Cause | RS
FRPMP | Fire Pump | Fire Pump - FRPMP | OTHER | Other (specify) | Other (specify) - OTHER | Cause | RS
FRPMP | Fire Pump | Fire Pump - FRPMP | PRINSTAL | Poor Installation | Poor Installation - PRINSTAL | Cause | RS
FRPMP | Fire Pump | Fire Pump - FRPMP | PROCISSU | Procedure Issue | Procedure Issue - PROCISSU | Cause | RS
FRPMP | Fire Pump | Fire Pump - FRPMP | UTLFAIL | Utility Failure | Utility Failure - UTLFAIL | Cause | RS
FRPMP | Fire Pump | Fire Pump - FRPMP | VNDLSM | Vandalism | Vandalism - VNDLSM | Cause | RS
FRPMP | Fire Pump | Fire Pump - FRPMP | WORNCMPT | Defective/ Worn Component | Defective/ Worn Component - WORNCMPT | Cause | RS
FRPMP | Fire Pump | Fire Pump - FRPMP | ADJUSTD | Adjusted | Adjusted - ADJUSTD | Action | RS
FRPMP | Fire Pump | Fire Pump - FRPMP | DECOMM | Decommission | Decommission - DECOMM | Action | RS
FRPMP | Fire Pump | Fire Pump - FRPMP | DECONTME | Decontaminate | Decontaminate - DECONTME | Action | RS
FRPMP | Fire Pump | Fire Pump - FRPMP | DONOTHIN | Do Nothing | Do Nothing - DONOTHIN | Action | RS
FRPMP | Fire Pump | Fire Pump - FRPMP | LUBRCTE | Lubricate | Lubricate - LUBRCTE | Action | RS
FRPMP | Fire Pump | Fire Pump - FRPMP | OTHER | Other (specify) | Other (specify) - OTHER | Action | RS
FRPMP | Fire Pump | Fire Pump - FRPMP | RECALBRT | Recalibrate | Recalibrate - RECALBRT | Action | RS
FRPMP | Fire Pump | Fire Pump - FRPMP | REMVOBT | Remove Obstruction | Remove Obstruction - REMVOBT | Action | RS
FRPMP | Fire Pump | Fire Pump - FRPMP | REPCMPT | Repair Component | Repair Component - REPCMPT | Action | RS
FRPMP | Fire Pump | Fire Pump - FRPMP | REPLASS | Replace Asset | Replace Asset - REPLASS | Action | RS
FRPMP | Fire Pump | Fire Pump - FRPMP | REPLCMPT | Replace Component | Replace Component - REPLCMPT | Action | RS
FRPMP | Fire Pump | Fire Pump - FRPMP | REPRASS | Repair Asset | Repair Asset - REPRASS | Action | RS
FRPMP | Fire Pump | Fire Pump - FRPMP | UPGRADES | Upgrade | Upgrade - UPGRADES | Action | RS
FRPRTSYS | Fire Protection System | Fire Protection System - FRPRTSYS | ABNTEMP | Abnormal Temprature | Abnormal Temprature - ABNTEMP | Problem | RS
FRPRTSYS | Fire Protection System | Fire Protection System - FRPRTSYS | CORROS | Corrosion | Corrosion - CORROS | Problem | RS
FRPRTSYS | Fire Protection System | Fire Protection System - FRPRTSYS | ELECTRIP | Electrical Trip Out | Electrical Trip Out - ELECTRIP | Problem | RS
FRPRTSYS | Fire Protection System | Fire Protection System - FRPRTSYS | EXNOISE | Excessive Noise | Excessive Noise - EXNOISE | Problem | RS
FRPRTSYS | Fire Protection System | Fire Protection System - FRPRTSYS | EXVIBRTN | Excessive Vibration | Excessive Vibration - EXVIBRTN | Problem | RS
FRPRTSYS | Fire Protection System | Fire Protection System - FRPRTSYS | JAMMEDEQ | Jammed Equipment | Jammed Equipment - JAMMEDEQ | Problem | RS
FRPRTSYS | Fire Protection System | Fire Protection System - FRPRTSYS | LEAKING | Leaking | Leaking - LEAKING | Problem | RS
FRPRTSYS | Fire Protection System | Fire Protection System - FRPRTSYS | LOWPERF | Low Performance | Low Performance - LOWPERF | Problem | RS
FRPRTSYS | Fire Protection System | Fire Protection System - FRPRTSYS | NONOPER | Non-Operational | Non-Operational - NONOPER | Problem | RS
FRPRTSYS | Fire Protection System | Fire Protection System - FRPRTSYS | PHYDMGE | Physical Damage | Physical Damage - PHYDMGE | Problem | RS
FRPRTSYS | Fire Protection System | Fire Protection System - FRPRTSYS | UNSMELL | Unusual Smell | Unusual Smell - UNSMELL | Problem | RS
FRPRTSYS | Fire Protection System | Fire Protection System - FRPRTSYS | UNSMOKE | Unusual Smoke | Unusual Smoke - UNSMOKE | Problem | RS
FRPRTSYS | Fire Protection System | Fire Protection System - FRPRTSYS | FDCHFAIL | Fire department connection (FDC) hydrostatic capability failed | Fire department connection (FDC) hydrostatic capability failed - FDCHFAIL | Failure | RS
FRPRTSYS | Fire Protection System | Fire Protection System - FRPRTSYS | FPSDET | Fire protection system deteriorated | Fire protection system deteriorated - FPSDET | Failure | RS
FRPRTSYS | Fire Protection System | Fire Protection System - FRPRTSYS | ACCIDENT | Accident | Accident - ACCIDENT | Cause | RS
FRPRTSYS | Fire Protection System | Fire Protection System - FRPRTSYS | ACCWEAR | Accelerated Wear | Accelerated Wear - ACCWEAR | Cause | RS
FRPRTSYS | Fire Protection System | Fire Protection System - FRPRTSYS | ACTGOD | Weather condition/Forces of nature or Act of God | Weather condition/Forces of nature or Act of God - ACTGOD | Cause | RS
FRPRTSYS | Fire Protection System | Fire Protection System - FRPRTSYS | CONTAM | Contamination | Contamination - CONTAM | Cause | RS
FRPRTSYS | Fire Protection System | Fire Protection System - FRPRTSYS | DEFASSET | Defective Asset | Defective Asset - DEFASSET | Cause | RS
FRPRTSYS | Fire Protection System | Fire Protection System - FRPRTSYS | EXLOAD | Excessive Load | Excessive Load - EXLOAD | Cause | RS
FRPRTSYS | Fire Protection System | Fire Protection System - FRPRTSYS | IMPRMNT | Improper Maintenance | Improper Maintenance - IMPRMNT | Cause | RS
FRPRTSYS | Fire Protection System | Fire Protection System - FRPRTSYS | INSLUBR | Insufficient Lubrication | Insufficient Lubrication - INSLUBR | Cause | RS
FRPRTSYS | Fire Protection System | Fire Protection System - FRPRTSYS | LACKTRN | Lack of/ Inadequate Training | Lack of/ Inadequate Training - LACKTRN | Cause | RS
FRPRTSYS | Fire Protection System | Fire Protection System - FRPRTSYS | MISSCMP | Loose/ Missing Component | Loose/ Missing Component - MISSCMP | Cause | RS
FRPRTSYS | Fire Protection System | Fire Protection System - FRPRTSYS | NRMWEAR | Normal Wear | Normal Wear - NRMWEAR | Cause | RS
FRPRTSYS | Fire Protection System | Fire Protection System - FRPRTSYS | OTHER | Other (specify) | Other (specify) - OTHER | Cause | RS
FRPRTSYS | Fire Protection System | Fire Protection System - FRPRTSYS | PRINSTAL | Poor Installation | Poor Installation - PRINSTAL | Cause | RS
FRPRTSYS | Fire Protection System | Fire Protection System - FRPRTSYS | PROCISSU | Procedure Issue | Procedure Issue - PROCISSU | Cause | RS
FRPRTSYS | Fire Protection System | Fire Protection System - FRPRTSYS | UTLFAIL | Utility Failure | Utility Failure - UTLFAIL | Cause | RS
FRPRTSYS | Fire Protection System | Fire Protection System - FRPRTSYS | VNDLSM | Vandalism | Vandalism - VNDLSM | Cause | RS
FRPRTSYS | Fire Protection System | Fire Protection System - FRPRTSYS | WORNCMPT | Defective/ Worn Component | Defective/ Worn Component - WORNCMPT | Cause | RS
FRPRTSYS | Fire Protection System | Fire Protection System - FRPRTSYS | ADJUSTD | Adjusted | Adjusted - ADJUSTD | Action | RS
FRPRTSYS | Fire Protection System | Fire Protection System - FRPRTSYS | DECOMM | Decommission | Decommission - DECOMM | Action | RS
FRPRTSYS | Fire Protection System | Fire Protection System - FRPRTSYS | DECONTME | Decontaminate | Decontaminate - DECONTME | Action | RS
FRPRTSYS | Fire Protection System | Fire Protection System - FRPRTSYS | DONOTHIN | Do Nothing | Do Nothing - DONOTHIN | Action | RS
FRPRTSYS | Fire Protection System | Fire Protection System - FRPRTSYS | LUBRCTE | Lubricate | Lubricate - LUBRCTE | Action | RS
FRPRTSYS | Fire Protection System | Fire Protection System - FRPRTSYS | OTHER | Other (specify) | Other (specify) - OTHER | Action | RS
FRPRTSYS | Fire Protection System | Fire Protection System - FRPRTSYS | RECALBRT | Recalibrate | Recalibrate - RECALBRT | Action | RS
FRPRTSYS | Fire Protection System | Fire Protection System - FRPRTSYS | REMVOBT | Remove Obstruction | Remove Obstruction - REMVOBT | Action | RS
FRPRTSYS | Fire Protection System | Fire Protection System - FRPRTSYS | REPCMPT | Repair Component | Repair Component - REPCMPT | Action | RS
FRPRTSYS | Fire Protection System | Fire Protection System - FRPRTSYS | REPLASS | Replace Asset | Replace Asset - REPLASS | Action | RS
FRPRTSYS | Fire Protection System | Fire Protection System - FRPRTSYS | REPLCMPT | Replace Component | Replace Component - REPLCMPT | Action | RS
FRPRTSYS | Fire Protection System | Fire Protection System - FRPRTSYS | REPRASS | Repair Asset | Repair Asset - REPRASS | Action | RS
FRPRTSYS | Fire Protection System | Fire Protection System - FRPRTSYS | UPGRADES | Upgrade | Upgrade - UPGRADES | Action | RS
FRSHTTR | Fire Shutter | Fire Shutter - FRSHTTR | ABNTEMP | Abnormal Temprature | Abnormal Temprature - ABNTEMP | Problem | RS
FRSHTTR | Fire Shutter | Fire Shutter - FRSHTTR | CORROS | Corrosion | Corrosion - CORROS | Problem | RS
FRSHTTR | Fire Shutter | Fire Shutter - FRSHTTR | ELECTRIP | Electrical Trip Out | Electrical Trip Out - ELECTRIP | Problem | RS
FRSHTTR | Fire Shutter | Fire Shutter - FRSHTTR | EXNOISE | Excessive Noise | Excessive Noise - EXNOISE | Problem | RS
FRSHTTR | Fire Shutter | Fire Shutter - FRSHTTR | EXVIBRTN | Excessive Vibration | Excessive Vibration - EXVIBRTN | Problem | RS
FRSHTTR | Fire Shutter | Fire Shutter - FRSHTTR | JAMMEDEQ | Jammed Equipment | Jammed Equipment - JAMMEDEQ | Problem | RS
FRSHTTR | Fire Shutter | Fire Shutter - FRSHTTR | LEAKING | Leaking | Leaking - LEAKING | Problem | RS
FRSHTTR | Fire Shutter | Fire Shutter - FRSHTTR | LOWPERF | Low Performance | Low Performance - LOWPERF | Problem | RS
FRSHTTR | Fire Shutter | Fire Shutter - FRSHTTR | NONOPER | Non-Operational | Non-Operational - NONOPER | Problem | RS
FRSHTTR | Fire Shutter | Fire Shutter - FRSHTTR | PHYDMGE | Physical Damage | Physical Damage - PHYDMGE | Problem | RS
FRSHTTR | Fire Shutter | Fire Shutter - FRSHTTR | UNSMELL | Unusual Smell | Unusual Smell - UNSMELL | Problem | RS
FRSHTTR | Fire Shutter | Fire Shutter - FRSHTTR | UNSMOKE | Unusual Smoke | Unusual Smoke - UNSMOKE | Problem | RS
FRSHTTR | Fire Shutter | Fire Shutter - FRSHTTR | FRSHDET | Fire shutter deteriorated | Fire shutter deteriorated - FRSHDET | Failure | RS
FRSHTTR | Fire Shutter | Fire Shutter - FRSHTTR | FRSHFAIL | Fire shutter failed | Fire shutter failed - FRSHFAIL | Failure | RS
FRSHTTR | Fire Shutter | Fire Shutter - FRSHTTR | ACCIDENT | Accident | Accident - ACCIDENT | Cause | RS
FRSHTTR | Fire Shutter | Fire Shutter - FRSHTTR | ACCWEAR | Accelerated Wear | Accelerated Wear - ACCWEAR | Cause | RS
FRSHTTR | Fire Shutter | Fire Shutter - FRSHTTR | ACTGOD | Weather condition/Forces of nature or Act of God | Weather condition/Forces of nature or Act of God - ACTGOD | Cause | RS
FRSHTTR | Fire Shutter | Fire Shutter - FRSHTTR | CONTAM | Contamination | Contamination - CONTAM | Cause | RS
FRSHTTR | Fire Shutter | Fire Shutter - FRSHTTR | DEFASSET | Defective Asset | Defective Asset - DEFASSET | Cause | RS
FRSHTTR | Fire Shutter | Fire Shutter - FRSHTTR | EXLOAD | Excessive Load | Excessive Load - EXLOAD | Cause | RS
FRSHTTR | Fire Shutter | Fire Shutter - FRSHTTR | IMPRMNT | Improper Maintenance | Improper Maintenance - IMPRMNT | Cause | RS
FRSHTTR | Fire Shutter | Fire Shutter - FRSHTTR | INSLUBR | Insufficient Lubrication | Insufficient Lubrication - INSLUBR | Cause | RS
FRSHTTR | Fire Shutter | Fire Shutter - FRSHTTR | LACKTRN | Lack of/ Inadequate Training | Lack of/ Inadequate Training - LACKTRN | Cause | RS
FRSHTTR | Fire Shutter | Fire Shutter - FRSHTTR | MISSCMP | Loose/ Missing Component | Loose/ Missing Component - MISSCMP | Cause | RS
FRSHTTR | Fire Shutter | Fire Shutter - FRSHTTR | NRMWEAR | Normal Wear | Normal Wear - NRMWEAR | Cause | RS
FRSHTTR | Fire Shutter | Fire Shutter - FRSHTTR | OTHER | Other (specify) | Other (specify) - OTHER | Cause | RS
FRSHTTR | Fire Shutter | Fire Shutter - FRSHTTR | PRINSTAL | Poor Installation | Poor Installation - PRINSTAL | Cause | RS
FRSHTTR | Fire Shutter | Fire Shutter - FRSHTTR | PROCISSU | Procedure Issue | Procedure Issue - PROCISSU | Cause | RS
FRSHTTR | Fire Shutter | Fire Shutter - FRSHTTR | UTLFAIL | Utility Failure | Utility Failure - UTLFAIL | Cause | RS
FRSHTTR | Fire Shutter | Fire Shutter - FRSHTTR | VNDLSM | Vandalism | Vandalism - VNDLSM | Cause | RS
FRSHTTR | Fire Shutter | Fire Shutter - FRSHTTR | WORNCMPT | Defective/ Worn Component | Defective/ Worn Component - WORNCMPT | Cause | RS
FRSHTTR | Fire Shutter | Fire Shutter - FRSHTTR | ADJUSTD | Adjusted | Adjusted - ADJUSTD | Action | RS
FRSHTTR | Fire Shutter | Fire Shutter - FRSHTTR | DECOMM | Decommission | Decommission - DECOMM | Action | RS
FRSHTTR | Fire Shutter | Fire Shutter - FRSHTTR | DECONTME | Decontaminate | Decontaminate - DECONTME | Action | RS
FRSHTTR | Fire Shutter | Fire Shutter - FRSHTTR | DONOTHIN | Do Nothing | Do Nothing - DONOTHIN | Action | RS
FRSHTTR | Fire Shutter | Fire Shutter - FRSHTTR | LUBRCTE | Lubricate | Lubricate - LUBRCTE | Action | RS
FRSHTTR | Fire Shutter | Fire Shutter - FRSHTTR | OTHER | Other (specify) | Other (specify) - OTHER | Action | RS
FRSHTTR | Fire Shutter | Fire Shutter - FRSHTTR | RECALBRT | Recalibrate | Recalibrate - RECALBRT | Action | RS
FRSHTTR | Fire Shutter | Fire Shutter - FRSHTTR | REMVOBT | Remove Obstruction | Remove Obstruction - REMVOBT | Action | RS
FRSHTTR | Fire Shutter | Fire Shutter - FRSHTTR | REPCMPT | Repair Component | Repair Component - REPCMPT | Action | RS
FRSHTTR | Fire Shutter | Fire Shutter - FRSHTTR | REPLASS | Replace Asset | Replace Asset - REPLASS | Action | RS
FRSHTTR | Fire Shutter | Fire Shutter - FRSHTTR | REPLCMPT | Replace Component | Replace Component - REPLCMPT | Action | RS
FRSHTTR | Fire Shutter | Fire Shutter - FRSHTTR | REPRASS | Repair Asset | Repair Asset - REPRASS | Action | RS
FRSHTTR | Fire Shutter | Fire Shutter - FRSHTTR | UPGRADES | Upgrade | Upgrade - UPGRADES | Action | RS
FRSTADKT | First Aid Kit | First Aid Kit - FRSTADKT | ABNTEMP | Abnormal Temprature | Abnormal Temprature - ABNTEMP | Problem | RS
FRSTADKT | First Aid Kit | First Aid Kit - FRSTADKT | CORROS | Corrosion | Corrosion - CORROS | Problem | RS
FRSTADKT | First Aid Kit | First Aid Kit - FRSTADKT | ELECTRIP | Electrical Trip Out | Electrical Trip Out - ELECTRIP | Problem | RS
FRSTADKT | First Aid Kit | First Aid Kit - FRSTADKT | EXNOISE | Excessive Noise | Excessive Noise - EXNOISE | Problem | RS
FRSTADKT | First Aid Kit | First Aid Kit - FRSTADKT | EXVIBRTN | Excessive Vibration | Excessive Vibration - EXVIBRTN | Problem | RS
FRSTADKT | First Aid Kit | First Aid Kit - FRSTADKT | JAMMEDEQ | Jammed Equipment | Jammed Equipment - JAMMEDEQ | Problem | RS
FRSTADKT | First Aid Kit | First Aid Kit - FRSTADKT | LEAKING | Leaking | Leaking - LEAKING | Problem | RS
FRSTADKT | First Aid Kit | First Aid Kit - FRSTADKT | LOWPERF | Low Performance | Low Performance - LOWPERF | Problem | RS
FRSTADKT | First Aid Kit | First Aid Kit - FRSTADKT | NONOPER | Non-Operational | Non-Operational - NONOPER | Problem | RS
FRSTADKT | First Aid Kit | First Aid Kit - FRSTADKT | PHYDMGE | Physical Damage | Physical Damage - PHYDMGE | Problem | RS
FRSTADKT | First Aid Kit | First Aid Kit - FRSTADKT | UNSMELL | Unusual Smell | Unusual Smell - UNSMELL | Problem | RS
FRSTADKT | First Aid Kit | First Aid Kit - FRSTADKT | UNSMOKE | Unusual Smoke | Unusual Smoke - UNSMOKE | Problem | RS
FRSTADKT | First Aid Kit | First Aid Kit - FRSTADKT | FAKDEP | First Aid Kit items depleted or deteriorated | First Aid Kit items depleted or deteriorated - FAKDEP | Failure | RS
FRSTADKT | First Aid Kit | First Aid Kit - FRSTADKT | ACCIDENT | Accident | Accident - ACCIDENT | Cause | RS
FRSTADKT | First Aid Kit | First Aid Kit - FRSTADKT | ACCWEAR | Accelerated Wear | Accelerated Wear - ACCWEAR | Cause | RS
FRSTADKT | First Aid Kit | First Aid Kit - FRSTADKT | ACTGOD | Weather condition/Forces of nature or Act of God | Weather condition/Forces of nature or Act of God - ACTGOD | Cause | RS
FRSTADKT | First Aid Kit | First Aid Kit - FRSTADKT | CONTAM | Contamination | Contamination - CONTAM | Cause | RS
FRSTADKT | First Aid Kit | First Aid Kit - FRSTADKT | DEFASSET | Defective Asset | Defective Asset - DEFASSET | Cause | RS
FRSTADKT | First Aid Kit | First Aid Kit - FRSTADKT | EXLOAD | Excessive Load | Excessive Load - EXLOAD | Cause | RS
FRSTADKT | First Aid Kit | First Aid Kit - FRSTADKT | IMPRMNT | Improper Maintenance | Improper Maintenance - IMPRMNT | Cause | RS
FRSTADKT | First Aid Kit | First Aid Kit - FRSTADKT | INSLUBR | Insufficient Lubrication | Insufficient Lubrication - INSLUBR | Cause | RS
FRSTADKT | First Aid Kit | First Aid Kit - FRSTADKT | LACKTRN | Lack of/ Inadequate Training | Lack of/ Inadequate Training - LACKTRN | Cause | RS
FRSTADKT | First Aid Kit | First Aid Kit - FRSTADKT | MISSCMP | Loose/ Missing Component | Loose/ Missing Component - MISSCMP | Cause | RS
FRSTADKT | First Aid Kit | First Aid Kit - FRSTADKT | NRMWEAR | Normal Wear | Normal Wear - NRMWEAR | Cause | RS
FRSTADKT | First Aid Kit | First Aid Kit - FRSTADKT | OTHER | Other (specify) | Other (specify) - OTHER | Cause | RS
FRSTADKT | First Aid Kit | First Aid Kit - FRSTADKT | PRINSTAL | Poor Installation | Poor Installation - PRINSTAL | Cause | RS
FRSTADKT | First Aid Kit | First Aid Kit - FRSTADKT | PROCISSU | Procedure Issue | Procedure Issue - PROCISSU | Cause | RS
FRSTADKT | First Aid Kit | First Aid Kit - FRSTADKT | UTLFAIL | Utility Failure | Utility Failure - UTLFAIL | Cause | RS
FRSTADKT | First Aid Kit | First Aid Kit - FRSTADKT | VNDLSM | Vandalism | Vandalism - VNDLSM | Cause | RS
FRSTADKT | First Aid Kit | First Aid Kit - FRSTADKT | WORNCMPT | Defective/ Worn Component | Defective/ Worn Component - WORNCMPT | Cause | RS
FRSTADKT | First Aid Kit | First Aid Kit - FRSTADKT | ADJUSTD | Adjusted | Adjusted - ADJUSTD | Action | RS
FRSTADKT | First Aid Kit | First Aid Kit - FRSTADKT | DECOMM | Decommission | Decommission - DECOMM | Action | RS
FRSTADKT | First Aid Kit | First Aid Kit - FRSTADKT | DECONTME | Decontaminate | Decontaminate - DECONTME | Action | RS
FRSTADKT | First Aid Kit | First Aid Kit - FRSTADKT | DONOTHIN | Do Nothing | Do Nothing - DONOTHIN | Action | RS
FRSTADKT | First Aid Kit | First Aid Kit - FRSTADKT | LUBRCTE | Lubricate | Lubricate - LUBRCTE | Action | RS
FRSTADKT | First Aid Kit | First Aid Kit - FRSTADKT | OTHER | Other (specify) | Other (specify) - OTHER | Action | RS
FRSTADKT | First Aid Kit | First Aid Kit - FRSTADKT | RECALBRT | Recalibrate | Recalibrate - RECALBRT | Action | RS
FRSTADKT | First Aid Kit | First Aid Kit - FRSTADKT | REMVOBT | Remove Obstruction | Remove Obstruction - REMVOBT | Action | RS
FRSTADKT | First Aid Kit | First Aid Kit - FRSTADKT | REPCMPT | Repair Component | Repair Component - REPCMPT | Action | RS
FRSTADKT | First Aid Kit | First Aid Kit - FRSTADKT | REPLASS | Replace Asset | Replace Asset - REPLASS | Action | RS
FRSTADKT | First Aid Kit | First Aid Kit - FRSTADKT | REPLCMPT | Replace Component | Replace Component - REPLCMPT | Action | RS
FRSTADKT | First Aid Kit | First Aid Kit - FRSTADKT | REPRASS | Repair Asset | Repair Asset - REPRASS | Action | RS
FRSTADKT | First Aid Kit | First Aid Kit - FRSTADKT | UPGRADES | Upgrade | Upgrade - UPGRADES | Action | RS
FRSUPPU | Fire Suppression Units | Fire Suppression Units - FRSUPPU | ABNTEMP | Abnormal Temprature | Abnormal Temprature - ABNTEMP | Problem | RS
FRSUPPU | Fire Suppression Units | Fire Suppression Units - FRSUPPU | CORROS | Corrosion | Corrosion - CORROS | Problem | RS
FRSUPPU | Fire Suppression Units | Fire Suppression Units - FRSUPPU | ELECTRIP | Electrical Trip Out | Electrical Trip Out - ELECTRIP | Problem | RS
FRSUPPU | Fire Suppression Units | Fire Suppression Units - FRSUPPU | EXNOISE | Excessive Noise | Excessive Noise - EXNOISE | Problem | RS
FRSUPPU | Fire Suppression Units | Fire Suppression Units - FRSUPPU | EXVIBRTN | Excessive Vibration | Excessive Vibration - EXVIBRTN | Problem | RS
FRSUPPU | Fire Suppression Units | Fire Suppression Units - FRSUPPU | JAMMEDEQ | Jammed Equipment | Jammed Equipment - JAMMEDEQ | Problem | RS
FRSUPPU | Fire Suppression Units | Fire Suppression Units - FRSUPPU | LEAKING | Leaking | Leaking - LEAKING | Problem | RS
FRSUPPU | Fire Suppression Units | Fire Suppression Units - FRSUPPU | LOWPERF | Low Performance | Low Performance - LOWPERF | Problem | RS
FRSUPPU | Fire Suppression Units | Fire Suppression Units - FRSUPPU | NONOPER | Non-Operational | Non-Operational - NONOPER | Problem | RS
FRSUPPU | Fire Suppression Units | Fire Suppression Units - FRSUPPU | PHYDMGE | Physical Damage | Physical Damage - PHYDMGE | Problem | RS
FRSUPPU | Fire Suppression Units | Fire Suppression Units - FRSUPPU | UNSMELL | Unusual Smell | Unusual Smell - UNSMELL | Problem | RS
FRSUPPU | Fire Suppression Units | Fire Suppression Units - FRSUPPU | UNSMOKE | Unusual Smoke | Unusual Smoke - UNSMOKE | Problem | RS
FRSUPPU | Fire Suppression Units | Fire Suppression Units - FRSUPPU | CARCDEP | Clean agent refillable containers solution depleted | Clean agent refillable containers solution depleted - CARCDEP | Failure | RS
FRSUPPU | Fire Suppression Units | Fire Suppression Units - FRSUPPU | FSUDET | Fire Suppression unit deteriorated | Fire Suppression unit deteriorated - FSUDET | Failure | RS
FRSUPPU | Fire Suppression Units | Fire Suppression Units - FRSUPPU | FSUGFAIL | Fire Suppression unit pressure gauge failed | Fire Suppression unit pressure gauge failed - FSUGFAIL | Failure | RS
FRSUPPU | Fire Suppression Units | Fire Suppression Units - FRSUPPU | FSUHFAIL | Fire Suppression unit hose failed | Fire Suppression unit hose failed - FSUHFAIL | Failure | RS
FRSUPPU | Fire Suppression Units | Fire Suppression Units - FRSUPPU | FSUPFAIL | Fire Suppression unit pull station failed | Fire Suppression unit pull station failed - FSUPFAIL | Failure | RS
FRSUPPU | Fire Suppression Units | Fire Suppression Units - FRSUPPU | FSUSFAIL | Fire Suppression unit release panel and safety alarms failed | Fire Suppression unit release panel and safety alarms failed - FSUSFAIL | Failure | RS
FRSUPPU | Fire Suppression Units | Fire Suppression Units - FRSUPPU | ACCIDENT | Accident | Accident - ACCIDENT | Cause | RS
FRSUPPU | Fire Suppression Units | Fire Suppression Units - FRSUPPU | ACCWEAR | Accelerated Wear | Accelerated Wear - ACCWEAR | Cause | RS
FRSUPPU | Fire Suppression Units | Fire Suppression Units - FRSUPPU | ACTGOD | Weather condition/Forces of nature or Act of God | Weather condition/Forces of nature or Act of God - ACTGOD | Cause | RS
FRSUPPU | Fire Suppression Units | Fire Suppression Units - FRSUPPU | CONTAM | Contamination | Contamination - CONTAM | Cause | RS
FRSUPPU | Fire Suppression Units | Fire Suppression Units - FRSUPPU | DEFASSET | Defective Asset | Defective Asset - DEFASSET | Cause | RS
FRSUPPU | Fire Suppression Units | Fire Suppression Units - FRSUPPU | EXLOAD | Excessive Load | Excessive Load - EXLOAD | Cause | RS
FRSUPPU | Fire Suppression Units | Fire Suppression Units - FRSUPPU | IMPRMNT | Improper Maintenance | Improper Maintenance - IMPRMNT | Cause | RS
FRSUPPU | Fire Suppression Units | Fire Suppression Units - FRSUPPU | INSLUBR | Insufficient Lubrication | Insufficient Lubrication - INSLUBR | Cause | RS
FRSUPPU | Fire Suppression Units | Fire Suppression Units - FRSUPPU | LACKTRN | Lack of/ Inadequate Training | Lack of/ Inadequate Training - LACKTRN | Cause | RS
FRSUPPU | Fire Suppression Units | Fire Suppression Units - FRSUPPU | MISSCMP | Loose/ Missing Component | Loose/ Missing Component - MISSCMP | Cause | RS
FRSUPPU | Fire Suppression Units | Fire Suppression Units - FRSUPPU | NRMWEAR | Normal Wear | Normal Wear - NRMWEAR | Cause | RS
FRSUPPU | Fire Suppression Units | Fire Suppression Units - FRSUPPU | OTHER | Other (specify) | Other (specify) - OTHER | Cause | RS
FRSUPPU | Fire Suppression Units | Fire Suppression Units - FRSUPPU | PRINSTAL | Poor Installation | Poor Installation - PRINSTAL | Cause | RS
FRSUPPU | Fire Suppression Units | Fire Suppression Units - FRSUPPU | PROCISSU | Procedure Issue | Procedure Issue - PROCISSU | Cause | RS
FRSUPPU | Fire Suppression Units | Fire Suppression Units - FRSUPPU | UTLFAIL | Utility Failure | Utility Failure - UTLFAIL | Cause | RS
FRSUPPU | Fire Suppression Units | Fire Suppression Units - FRSUPPU | VNDLSM | Vandalism | Vandalism - VNDLSM | Cause | RS
FRSUPPU | Fire Suppression Units | Fire Suppression Units - FRSUPPU | WORNCMPT | Defective/ Worn Component | Defective/ Worn Component - WORNCMPT | Cause | RS
FRSUPPU | Fire Suppression Units | Fire Suppression Units - FRSUPPU | ADJUSTD | Adjusted | Adjusted - ADJUSTD | Action | RS
FRSUPPU | Fire Suppression Units | Fire Suppression Units - FRSUPPU | DECOMM | Decommission | Decommission - DECOMM | Action | RS
FRSUPPU | Fire Suppression Units | Fire Suppression Units - FRSUPPU | DECONTME | Decontaminate | Decontaminate - DECONTME | Action | RS
FRSUPPU | Fire Suppression Units | Fire Suppression Units - FRSUPPU | DONOTHIN | Do Nothing | Do Nothing - DONOTHIN | Action | RS
FRSUPPU | Fire Suppression Units | Fire Suppression Units - FRSUPPU | LUBRCTE | Lubricate | Lubricate - LUBRCTE | Action | RS
FRSUPPU | Fire Suppression Units | Fire Suppression Units - FRSUPPU | OTHER | Other (specify) | Other (specify) - OTHER | Action | RS
FRSUPPU | Fire Suppression Units | Fire Suppression Units - FRSUPPU | RECALBRT | Recalibrate | Recalibrate - RECALBRT | Action | RS
FRSUPPU | Fire Suppression Units | Fire Suppression Units - FRSUPPU | REMVOBT | Remove Obstruction | Remove Obstruction - REMVOBT | Action | RS
FRSUPPU | Fire Suppression Units | Fire Suppression Units - FRSUPPU | REPCMPT | Repair Component | Repair Component - REPCMPT | Action | RS
FRSUPPU | Fire Suppression Units | Fire Suppression Units - FRSUPPU | REPLASS | Replace Asset | Replace Asset - REPLASS | Action | RS
FRSUPPU | Fire Suppression Units | Fire Suppression Units - FRSUPPU | REPLCMPT | Replace Component | Replace Component - REPLCMPT | Action | RS
FRSUPPU | Fire Suppression Units | Fire Suppression Units - FRSUPPU | REPRASS | Repair Asset | Repair Asset - REPRASS | Action | RS
FRSUPPU | Fire Suppression Units | Fire Suppression Units - FRSUPPU | UPGRADES | Upgrade | Upgrade - UPGRADES | Action | RS
FUELPMTR | Fuel System Pump Motor | Fuel System Pump Motor - FUELPMTR | ABNTEMP | Abnormal Temprature | Abnormal Temprature - ABNTEMP | Problem | RS
FUELPMTR | Fuel System Pump Motor | Fuel System Pump Motor - FUELPMTR | CORROS | Corrosion | Corrosion - CORROS | Problem | RS
FUELPMTR | Fuel System Pump Motor | Fuel System Pump Motor - FUELPMTR | ELECTRIP | Electrical Trip Out | Electrical Trip Out - ELECTRIP | Problem | RS
FUELPMTR | Fuel System Pump Motor | Fuel System Pump Motor - FUELPMTR | EXNOISE | Excessive Noise | Excessive Noise - EXNOISE | Problem | RS
FUELPMTR | Fuel System Pump Motor | Fuel System Pump Motor - FUELPMTR | EXVIBRTN | Excessive Vibration | Excessive Vibration - EXVIBRTN | Problem | RS
FUELPMTR | Fuel System Pump Motor | Fuel System Pump Motor - FUELPMTR | JAMMEDEQ | Jammed Equipment | Jammed Equipment - JAMMEDEQ | Problem | RS
FUELPMTR | Fuel System Pump Motor | Fuel System Pump Motor - FUELPMTR | LEAKING | Leaking | Leaking - LEAKING | Problem | RS
FUELPMTR | Fuel System Pump Motor | Fuel System Pump Motor - FUELPMTR | LOWPERF | Low Performance | Low Performance - LOWPERF | Problem | RS
FUELPMTR | Fuel System Pump Motor | Fuel System Pump Motor - FUELPMTR | NONOPER | Non-Operational | Non-Operational - NONOPER | Problem | RS
FUELPMTR | Fuel System Pump Motor | Fuel System Pump Motor - FUELPMTR | PHYDMGE | Physical Damage | Physical Damage - PHYDMGE | Problem | RS
FUELPMTR | Fuel System Pump Motor | Fuel System Pump Motor - FUELPMTR | UNSMELL | Unusual Smell | Unusual Smell - UNSMELL | Problem | RS
FUELPMTR | Fuel System Pump Motor | Fuel System Pump Motor - FUELPMTR | UNSMOKE | Unusual Smoke | Unusual Smoke - UNSMOKE | Problem | RS
FUELPMTR | Fuel System Pump Motor | Fuel System Pump Motor - FUELPMTR | MTBRILUB | Motor bearings insufficiently lubricated | Motor bearings insufficiently lubricated - MTBRILUB | Failure | RS
FUELPMTR | Fuel System Pump Motor | Fuel System Pump Motor - FUELPMTR | MTCMDET | Motor components deteriorated or contaminated | Motor components deteriorated or contaminated - MTCMDET | Failure | RS
FUELPMTR | Fuel System Pump Motor | Fuel System Pump Motor - FUELPMTR | MTRFAIL | Motor failed | Motor failed - MTRFAIL | Failure | RS
FUELPMTR | Fuel System Pump Motor | Fuel System Pump Motor - FUELPMTR | ACCIDENT | Accident | Accident - ACCIDENT | Cause | RS
FUELPMTR | Fuel System Pump Motor | Fuel System Pump Motor - FUELPMTR | ACCWEAR | Accelerated Wear | Accelerated Wear - ACCWEAR | Cause | RS
FUELPMTR | Fuel System Pump Motor | Fuel System Pump Motor - FUELPMTR | ACTGOD | Weather condition/Forces of nature or Act of God | Weather condition/Forces of nature or Act of God - ACTGOD | Cause | RS
FUELPMTR | Fuel System Pump Motor | Fuel System Pump Motor - FUELPMTR | CONTAM | Contamination | Contamination - CONTAM | Cause | RS
FUELPMTR | Fuel System Pump Motor | Fuel System Pump Motor - FUELPMTR | DEFASSET | Defective Asset | Defective Asset - DEFASSET | Cause | RS
FUELPMTR | Fuel System Pump Motor | Fuel System Pump Motor - FUELPMTR | EXLOAD | Excessive Load | Excessive Load - EXLOAD | Cause | RS
FUELPMTR | Fuel System Pump Motor | Fuel System Pump Motor - FUELPMTR | IMPRMNT | Improper Maintenance | Improper Maintenance - IMPRMNT | Cause | RS
FUELPMTR | Fuel System Pump Motor | Fuel System Pump Motor - FUELPMTR | INSLUBR | Insufficient Lubrication | Insufficient Lubrication - INSLUBR | Cause | RS
FUELPMTR | Fuel System Pump Motor | Fuel System Pump Motor - FUELPMTR | LACKTRN | Lack of/ Inadequate Training | Lack of/ Inadequate Training - LACKTRN | Cause | RS
FUELPMTR | Fuel System Pump Motor | Fuel System Pump Motor - FUELPMTR | MISSCMP | Loose/ Missing Component | Loose/ Missing Component - MISSCMP | Cause | RS
FUELPMTR | Fuel System Pump Motor | Fuel System Pump Motor - FUELPMTR | NRMWEAR | Normal Wear | Normal Wear - NRMWEAR | Cause | RS
FUELPMTR | Fuel System Pump Motor | Fuel System Pump Motor - FUELPMTR | OTHER | Other (specify) | Other (specify) - OTHER | Cause | RS
FUELPMTR | Fuel System Pump Motor | Fuel System Pump Motor - FUELPMTR | PRINSTAL | Poor Installation | Poor Installation - PRINSTAL | Cause | RS
FUELPMTR | Fuel System Pump Motor | Fuel System Pump Motor - FUELPMTR | PROCISSU | Procedure Issue | Procedure Issue - PROCISSU | Cause | RS
FUELPMTR | Fuel System Pump Motor | Fuel System Pump Motor - FUELPMTR | UTLFAIL | Utility Failure | Utility Failure - UTLFAIL | Cause | RS
FUELPMTR | Fuel System Pump Motor | Fuel System Pump Motor - FUELPMTR | VNDLSM | Vandalism | Vandalism - VNDLSM | Cause | RS
FUELPMTR | Fuel System Pump Motor | Fuel System Pump Motor - FUELPMTR | WORNCMPT | Defective/ Worn Component | Defective/ Worn Component - WORNCMPT | Cause | RS
FUELPMTR | Fuel System Pump Motor | Fuel System Pump Motor - FUELPMTR | ADJUSTD | Adjusted | Adjusted - ADJUSTD | Action | RS
FUELPMTR | Fuel System Pump Motor | Fuel System Pump Motor - FUELPMTR | DECOMM | Decommission | Decommission - DECOMM | Action | RS
FUELPMTR | Fuel System Pump Motor | Fuel System Pump Motor - FUELPMTR | DECONTME | Decontaminate | Decontaminate - DECONTME | Action | RS
FUELPMTR | Fuel System Pump Motor | Fuel System Pump Motor - FUELPMTR | DONOTHIN | Do Nothing | Do Nothing - DONOTHIN | Action | RS
FUELPMTR | Fuel System Pump Motor | Fuel System Pump Motor - FUELPMTR | LUBRCTE | Lubricate | Lubricate - LUBRCTE | Action | RS
FUELPMTR | Fuel System Pump Motor | Fuel System Pump Motor - FUELPMTR | OTHER | Other (specify) | Other (specify) - OTHER | Action | RS
FUELPMTR | Fuel System Pump Motor | Fuel System Pump Motor - FUELPMTR | RECALBRT | Recalibrate | Recalibrate - RECALBRT | Action | RS
FUELPMTR | Fuel System Pump Motor | Fuel System Pump Motor - FUELPMTR | REMVOBT | Remove Obstruction | Remove Obstruction - REMVOBT | Action | RS
FUELPMTR | Fuel System Pump Motor | Fuel System Pump Motor - FUELPMTR | REPCMPT | Repair Component | Repair Component - REPCMPT | Action | RS
FUELPMTR | Fuel System Pump Motor | Fuel System Pump Motor - FUELPMTR | REPLASS | Replace Asset | Replace Asset - REPLASS | Action | RS
FUELPMTR | Fuel System Pump Motor | Fuel System Pump Motor - FUELPMTR | REPLCMPT | Replace Component | Replace Component - REPLCMPT | Action | RS
FUELPMTR | Fuel System Pump Motor | Fuel System Pump Motor - FUELPMTR | REPRASS | Repair Asset | Repair Asset - REPRASS | Action | RS
FUELPMTR | Fuel System Pump Motor | Fuel System Pump Motor - FUELPMTR | UPGRADES | Upgrade | Upgrade - UPGRADES | Action | RS
FURN | Furnace | Furnace - FURN | ABNTEMP | Abnormal Temprature | Abnormal Temprature - ABNTEMP | Problem | RS
FURN | Furnace | Furnace - FURN | CORROS | Corrosion | Corrosion - CORROS | Problem | RS
FURN | Furnace | Furnace - FURN | ELECTRIP | Electrical Trip Out | Electrical Trip Out - ELECTRIP | Problem | RS
FURN | Furnace | Furnace - FURN | EXNOISE | Excessive Noise | Excessive Noise - EXNOISE | Problem | RS
FURN | Furnace | Furnace - FURN | EXVIBRTN | Excessive Vibration | Excessive Vibration - EXVIBRTN | Problem | RS
FURN | Furnace | Furnace - FURN | JAMMEDEQ | Jammed Equipment | Jammed Equipment - JAMMEDEQ | Problem | RS
FURN | Furnace | Furnace - FURN | LEAKING | Leaking | Leaking - LEAKING | Problem | RS
FURN | Furnace | Furnace - FURN | LOWPERF | Low Performance | Low Performance - LOWPERF | Problem | RS
FURN | Furnace | Furnace - FURN | NONOPER | Non-Operational | Non-Operational - NONOPER | Problem | RS
FURN | Furnace | Furnace - FURN | PHYDMGE | Physical Damage | Physical Damage - PHYDMGE | Problem | RS
FURN | Furnace | Furnace - FURN | UNSMELL | Unusual Smell | Unusual Smell - UNSMELL | Problem | RS
FURN | Furnace | Furnace - FURN | UNSMOKE | Unusual Smoke | Unusual Smoke - UNSMOKE | Problem | RS
FURN | Furnace | Furnace - FURN | CNDPLUG | Condensation Drain Plugged | Condensation Drain Plugged - CNDPLUG | Failure | RS
FURN | Furnace | Furnace - FURN | FRCMCONT | Furnace components contaminated | Furnace components contaminated - FRCMCONT | Failure | RS
FURN | Furnace | Furnace - FURN | FRCMDET | Furnace components deteriorated | Furnace components deteriorated - FRCMDET | Failure | RS
FURN | Furnace | Furnace - FURN | FRFLCONT | Furnace filter contaminated and/or plugged | Furnace filter contaminated and/or plugged - FRFLCONT | Failure | RS
FURN | Furnace | Furnace - FURN | FRIGFAIL | Furnace igniter failed | Furnace igniter failed - FRIGFAIL | Failure | RS
FURN | Furnace | Furnace - FURN | FRNCANAL | Furnace Combustion Analysis | Furnace Combustion Analysis - FRNCANAL | Failure | RS
FURN | Furnace | Furnace - FURN | ACCIDENT | Accident | Accident - ACCIDENT | Cause | RS
FURN | Furnace | Furnace - FURN | ACCWEAR | Accelerated Wear | Accelerated Wear - ACCWEAR | Cause | RS
FURN | Furnace | Furnace - FURN | ACTGOD | Weather condition/Forces of nature or Act of God | Weather condition/Forces of nature or Act of God - ACTGOD | Cause | RS
FURN | Furnace | Furnace - FURN | CONTAM | Contamination | Contamination - CONTAM | Cause | RS
FURN | Furnace | Furnace - FURN | DEFASSET | Defective Asset | Defective Asset - DEFASSET | Cause | RS
FURN | Furnace | Furnace - FURN | EXLOAD | Excessive Load | Excessive Load - EXLOAD | Cause | RS
FURN | Furnace | Furnace - FURN | IMPRMNT | Improper Maintenance | Improper Maintenance - IMPRMNT | Cause | RS
FURN | Furnace | Furnace - FURN | INSLUBR | Insufficient Lubrication | Insufficient Lubrication - INSLUBR | Cause | RS
FURN | Furnace | Furnace - FURN | LACKTRN | Lack of/ Inadequate Training | Lack of/ Inadequate Training - LACKTRN | Cause | RS
FURN | Furnace | Furnace - FURN | MISSCMP | Loose/ Missing Component | Loose/ Missing Component - MISSCMP | Cause | RS
FURN | Furnace | Furnace - FURN | NRMWEAR | Normal Wear | Normal Wear - NRMWEAR | Cause | RS
FURN | Furnace | Furnace - FURN | OTHER | Other (specify) | Other (specify) - OTHER | Cause | RS
FURN | Furnace | Furnace - FURN | PRINSTAL | Poor Installation | Poor Installation - PRINSTAL | Cause | RS
FURN | Furnace | Furnace - FURN | PROCISSU | Procedure Issue | Procedure Issue - PROCISSU | Cause | RS
FURN | Furnace | Furnace - FURN | UTLFAIL | Utility Failure | Utility Failure - UTLFAIL | Cause | RS
FURN | Furnace | Furnace - FURN | VNDLSM | Vandalism | Vandalism - VNDLSM | Cause | RS
FURN | Furnace | Furnace - FURN | WORNCMPT | Defective/ Worn Component | Defective/ Worn Component - WORNCMPT | Cause | RS
FURN | Furnace | Furnace - FURN | ADJUSTD | Adjusted | Adjusted - ADJUSTD | Action | RS
FURN | Furnace | Furnace - FURN | DECOMM | Decommission | Decommission - DECOMM | Action | RS
FURN | Furnace | Furnace - FURN | DECONTME | Decontaminate | Decontaminate - DECONTME | Action | RS
FURN | Furnace | Furnace - FURN | DONOTHIN | Do Nothing | Do Nothing - DONOTHIN | Action | RS
FURN | Furnace | Furnace - FURN | LUBRCTE | Lubricate | Lubricate - LUBRCTE | Action | RS
FURN | Furnace | Furnace - FURN | OTHER | Other (specify) | Other (specify) - OTHER | Action | RS
FURN | Furnace | Furnace - FURN | RECALBRT | Recalibrate | Recalibrate - RECALBRT | Action | RS
FURN | Furnace | Furnace - FURN | REMVOBT | Remove Obstruction | Remove Obstruction - REMVOBT | Action | RS
FURN | Furnace | Furnace - FURN | REPCMPT | Repair Component | Repair Component - REPCMPT | Action | RS
FURN | Furnace | Furnace - FURN | REPLASS | Replace Asset | Replace Asset - REPLASS | Action | RS
FURN | Furnace | Furnace - FURN | REPLCMPT | Replace Component | Replace Component - REPLCMPT | Action | RS
FURN | Furnace | Furnace - FURN | REPRASS | Repair Asset | Repair Asset - REPRASS | Action | RS
FURN | Furnace | Furnace - FURN | UPGRADES | Upgrade | Upgrade - UPGRADES | Action | RS
FXFURN | Fixed Furniture | Fixed Furniture - FXFURN | ABNTEMP | Abnormal Temprature | Abnormal Temprature - ABNTEMP | Problem | RS
FXFURN | Fixed Furniture | Fixed Furniture - FXFURN | CORROS | Corrosion | Corrosion - CORROS | Problem | RS
FXFURN | Fixed Furniture | Fixed Furniture - FXFURN | ELECTRIP | Electrical Trip Out | Electrical Trip Out - ELECTRIP | Problem | RS
FXFURN | Fixed Furniture | Fixed Furniture - FXFURN | EXNOISE | Excessive Noise | Excessive Noise - EXNOISE | Problem | RS
FXFURN | Fixed Furniture | Fixed Furniture - FXFURN | EXVIBRTN | Excessive Vibration | Excessive Vibration - EXVIBRTN | Problem | RS
FXFURN | Fixed Furniture | Fixed Furniture - FXFURN | JAMMEDEQ | Jammed Equipment | Jammed Equipment - JAMMEDEQ | Problem | RS
FXFURN | Fixed Furniture | Fixed Furniture - FXFURN | LEAKING | Leaking | Leaking - LEAKING | Problem | RS
FXFURN | Fixed Furniture | Fixed Furniture - FXFURN | LOWPERF | Low Performance | Low Performance - LOWPERF | Problem | RS
FXFURN | Fixed Furniture | Fixed Furniture - FXFURN | NONOPER | Non-Operational | Non-Operational - NONOPER | Problem | RS
FXFURN | Fixed Furniture | Fixed Furniture - FXFURN | PHYDMGE | Physical Damage | Physical Damage - PHYDMGE | Problem | RS
FXFURN | Fixed Furniture | Fixed Furniture - FXFURN | UNSMELL | Unusual Smell | Unusual Smell - UNSMELL | Problem | RS
FXFURN | Fixed Furniture | Fixed Furniture - FXFURN | UNSMOKE | Unusual Smoke | Unusual Smoke - UNSMOKE | Problem | RS
FXFURN | Fixed Furniture | Fixed Furniture - FXFURN | FFDET | Fixed furniture deteriorated | Fixed furniture deteriorated - FFDET | Failure | RS
FXFURN | Fixed Furniture | Fixed Furniture - FXFURN | ACCIDENT | Accident | Accident - ACCIDENT | Cause | RS
FXFURN | Fixed Furniture | Fixed Furniture - FXFURN | ACCWEAR | Accelerated Wear | Accelerated Wear - ACCWEAR | Cause | RS
FXFURN | Fixed Furniture | Fixed Furniture - FXFURN | ACTGOD | Weather condition/Forces of nature or Act of God | Weather condition/Forces of nature or Act of God - ACTGOD | Cause | RS
FXFURN | Fixed Furniture | Fixed Furniture - FXFURN | CONTAM | Contamination | Contamination - CONTAM | Cause | RS
FXFURN | Fixed Furniture | Fixed Furniture - FXFURN | DEFASSET | Defective Asset | Defective Asset - DEFASSET | Cause | RS
FXFURN | Fixed Furniture | Fixed Furniture - FXFURN | EXLOAD | Excessive Load | Excessive Load - EXLOAD | Cause | RS
FXFURN | Fixed Furniture | Fixed Furniture - FXFURN | IMPRMNT | Improper Maintenance | Improper Maintenance - IMPRMNT | Cause | RS
FXFURN | Fixed Furniture | Fixed Furniture - FXFURN | INSLUBR | Insufficient Lubrication | Insufficient Lubrication - INSLUBR | Cause | RS
FXFURN | Fixed Furniture | Fixed Furniture - FXFURN | LACKTRN | Lack of/ Inadequate Training | Lack of/ Inadequate Training - LACKTRN | Cause | RS
FXFURN | Fixed Furniture | Fixed Furniture - FXFURN | MISSCMP | Loose/ Missing Component | Loose/ Missing Component - MISSCMP | Cause | RS
FXFURN | Fixed Furniture | Fixed Furniture - FXFURN | NRMWEAR | Normal Wear | Normal Wear - NRMWEAR | Cause | RS
FXFURN | Fixed Furniture | Fixed Furniture - FXFURN | OTHER | Other (specify) | Other (specify) - OTHER | Cause | RS
FXFURN | Fixed Furniture | Fixed Furniture - FXFURN | PRINSTAL | Poor Installation | Poor Installation - PRINSTAL | Cause | RS
FXFURN | Fixed Furniture | Fixed Furniture - FXFURN | PROCISSU | Procedure Issue | Procedure Issue - PROCISSU | Cause | RS
FXFURN | Fixed Furniture | Fixed Furniture - FXFURN | UTLFAIL | Utility Failure | Utility Failure - UTLFAIL | Cause | RS
FXFURN | Fixed Furniture | Fixed Furniture - FXFURN | VNDLSM | Vandalism | Vandalism - VNDLSM | Cause | RS
FXFURN | Fixed Furniture | Fixed Furniture - FXFURN | WORNCMPT | Defective/ Worn Component | Defective/ Worn Component - WORNCMPT | Cause | RS
FXFURN | Fixed Furniture | Fixed Furniture - FXFURN | ADJUSTD | Adjusted | Adjusted - ADJUSTD | Action | RS
FXFURN | Fixed Furniture | Fixed Furniture - FXFURN | DECOMM | Decommission | Decommission - DECOMM | Action | RS
FXFURN | Fixed Furniture | Fixed Furniture - FXFURN | DECONTME | Decontaminate | Decontaminate - DECONTME | Action | RS
FXFURN | Fixed Furniture | Fixed Furniture - FXFURN | DONOTHIN | Do Nothing | Do Nothing - DONOTHIN | Action | RS
FXFURN | Fixed Furniture | Fixed Furniture - FXFURN | LUBRCTE | Lubricate | Lubricate - LUBRCTE | Action | RS
FXFURN | Fixed Furniture | Fixed Furniture - FXFURN | OTHER | Other (specify) | Other (specify) - OTHER | Action | RS
FXFURN | Fixed Furniture | Fixed Furniture - FXFURN | RECALBRT | Recalibrate | Recalibrate - RECALBRT | Action | RS
FXFURN | Fixed Furniture | Fixed Furniture - FXFURN | REMVOBT | Remove Obstruction | Remove Obstruction - REMVOBT | Action | RS
FXFURN | Fixed Furniture | Fixed Furniture - FXFURN | REPCMPT | Repair Component | Repair Component - REPCMPT | Action | RS
FXFURN | Fixed Furniture | Fixed Furniture - FXFURN | REPLASS | Replace Asset | Replace Asset - REPLASS | Action | RS
FXFURN | Fixed Furniture | Fixed Furniture - FXFURN | REPLCMPT | Replace Component | Replace Component - REPLCMPT | Action | RS
FXFURN | Fixed Furniture | Fixed Furniture - FXFURN | REPRASS | Repair Asset | Repair Asset - REPRASS | Action | RS
FXFURN | Fixed Furniture | Fixed Furniture - FXFURN | UPGRADES | Upgrade | Upgrade - UPGRADES | Action | RS
FXGRBG | Fixed Garbage Bin | Fixed Garbage Bin - FXGRBG | ABNTEMP | Abnormal Temprature | Abnormal Temprature - ABNTEMP | Problem | RS
FXGRBG | Fixed Garbage Bin | Fixed Garbage Bin - FXGRBG | CORROS | Corrosion | Corrosion - CORROS | Problem | RS
FXGRBG | Fixed Garbage Bin | Fixed Garbage Bin - FXGRBG | ELECTRIP | Electrical Trip Out | Electrical Trip Out - ELECTRIP | Problem | RS
FXGRBG | Fixed Garbage Bin | Fixed Garbage Bin - FXGRBG | EXNOISE | Excessive Noise | Excessive Noise - EXNOISE | Problem | RS
FXGRBG | Fixed Garbage Bin | Fixed Garbage Bin - FXGRBG | EXVIBRTN | Excessive Vibration | Excessive Vibration - EXVIBRTN | Problem | RS
FXGRBG | Fixed Garbage Bin | Fixed Garbage Bin - FXGRBG | JAMMEDEQ | Jammed Equipment | Jammed Equipment - JAMMEDEQ | Problem | RS
FXGRBG | Fixed Garbage Bin | Fixed Garbage Bin - FXGRBG | LEAKING | Leaking | Leaking - LEAKING | Problem | RS
FXGRBG | Fixed Garbage Bin | Fixed Garbage Bin - FXGRBG | LOWPERF | Low Performance | Low Performance - LOWPERF | Problem | RS
FXGRBG | Fixed Garbage Bin | Fixed Garbage Bin - FXGRBG | NONOPER | Non-Operational | Non-Operational - NONOPER | Problem | RS
FXGRBG | Fixed Garbage Bin | Fixed Garbage Bin - FXGRBG | PHYDMGE | Physical Damage | Physical Damage - PHYDMGE | Problem | RS
FXGRBG | Fixed Garbage Bin | Fixed Garbage Bin - FXGRBG | UNSMELL | Unusual Smell | Unusual Smell - UNSMELL | Problem | RS
FXGRBG | Fixed Garbage Bin | Fixed Garbage Bin - FXGRBG | UNSMOKE | Unusual Smoke | Unusual Smoke - UNSMOKE | Problem | RS
FXGRBG | Fixed Garbage Bin | Fixed Garbage Bin - FXGRBG | FGBDET | Fixed garbage bin deteriorated | Fixed garbage bin deteriorated - FGBDET | Failure | RS
FXGRBG | Fixed Garbage Bin | Fixed Garbage Bin - FXGRBG | ACCIDENT | Accident | Accident - ACCIDENT | Cause | RS
FXGRBG | Fixed Garbage Bin | Fixed Garbage Bin - FXGRBG | ACCWEAR | Accelerated Wear | Accelerated Wear - ACCWEAR | Cause | RS
FXGRBG | Fixed Garbage Bin | Fixed Garbage Bin - FXGRBG | ACTGOD | Weather condition/Forces of nature or Act of God | Weather condition/Forces of nature or Act of God - ACTGOD | Cause | RS
FXGRBG | Fixed Garbage Bin | Fixed Garbage Bin - FXGRBG | CONTAM | Contamination | Contamination - CONTAM | Cause | RS
FXGRBG | Fixed Garbage Bin | Fixed Garbage Bin - FXGRBG | DEFASSET | Defective Asset | Defective Asset - DEFASSET | Cause | RS
FXGRBG | Fixed Garbage Bin | Fixed Garbage Bin - FXGRBG | EXLOAD | Excessive Load | Excessive Load - EXLOAD | Cause | RS
FXGRBG | Fixed Garbage Bin | Fixed Garbage Bin - FXGRBG | IMPRMNT | Improper Maintenance | Improper Maintenance - IMPRMNT | Cause | RS
FXGRBG | Fixed Garbage Bin | Fixed Garbage Bin - FXGRBG | INSLUBR | Insufficient Lubrication | Insufficient Lubrication - INSLUBR | Cause | RS
FXGRBG | Fixed Garbage Bin | Fixed Garbage Bin - FXGRBG | LACKTRN | Lack of/ Inadequate Training | Lack of/ Inadequate Training - LACKTRN | Cause | RS
FXGRBG | Fixed Garbage Bin | Fixed Garbage Bin - FXGRBG | MISSCMP | Loose/ Missing Component | Loose/ Missing Component - MISSCMP | Cause | RS
FXGRBG | Fixed Garbage Bin | Fixed Garbage Bin - FXGRBG | NRMWEAR | Normal Wear | Normal Wear - NRMWEAR | Cause | RS
FXGRBG | Fixed Garbage Bin | Fixed Garbage Bin - FXGRBG | OTHER | Other (specify) | Other (specify) - OTHER | Cause | RS
FXGRBG | Fixed Garbage Bin | Fixed Garbage Bin - FXGRBG | PRINSTAL | Poor Installation | Poor Installation - PRINSTAL | Cause | RS
FXGRBG | Fixed Garbage Bin | Fixed Garbage Bin - FXGRBG | PROCISSU | Procedure Issue | Procedure Issue - PROCISSU | Cause | RS
FXGRBG | Fixed Garbage Bin | Fixed Garbage Bin - FXGRBG | UTLFAIL | Utility Failure | Utility Failure - UTLFAIL | Cause | RS
FXGRBG | Fixed Garbage Bin | Fixed Garbage Bin - FXGRBG | VNDLSM | Vandalism | Vandalism - VNDLSM | Cause | RS
FXGRBG | Fixed Garbage Bin | Fixed Garbage Bin - FXGRBG | WORNCMPT | Defective/ Worn Component | Defective/ Worn Component - WORNCMPT | Cause | RS
FXGRBG | Fixed Garbage Bin | Fixed Garbage Bin - FXGRBG | ADJUSTD | Adjusted | Adjusted - ADJUSTD | Action | RS
FXGRBG | Fixed Garbage Bin | Fixed Garbage Bin - FXGRBG | DECOMM | Decommission | Decommission - DECOMM | Action | RS
FXGRBG | Fixed Garbage Bin | Fixed Garbage Bin - FXGRBG | DECONTME | Decontaminate | Decontaminate - DECONTME | Action | RS
FXGRBG | Fixed Garbage Bin | Fixed Garbage Bin - FXGRBG | DONOTHIN | Do Nothing | Do Nothing - DONOTHIN | Action | RS
FXGRBG | Fixed Garbage Bin | Fixed Garbage Bin - FXGRBG | LUBRCTE | Lubricate | Lubricate - LUBRCTE | Action | RS
FXGRBG | Fixed Garbage Bin | Fixed Garbage Bin - FXGRBG | OTHER | Other (specify) | Other (specify) - OTHER | Action | RS
FXGRBG | Fixed Garbage Bin | Fixed Garbage Bin - FXGRBG | RECALBRT | Recalibrate | Recalibrate - RECALBRT | Action | RS
FXGRBG | Fixed Garbage Bin | Fixed Garbage Bin - FXGRBG | REMVOBT | Remove Obstruction | Remove Obstruction - REMVOBT | Action | RS
FXGRBG | Fixed Garbage Bin | Fixed Garbage Bin - FXGRBG | REPCMPT | Repair Component | Repair Component - REPCMPT | Action | RS
FXGRBG | Fixed Garbage Bin | Fixed Garbage Bin - FXGRBG | REPLASS | Replace Asset | Replace Asset - REPLASS | Action | RS
FXGRBG | Fixed Garbage Bin | Fixed Garbage Bin - FXGRBG | REPLCMPT | Replace Component | Replace Component - REPLCMPT | Action | RS
FXGRBG | Fixed Garbage Bin | Fixed Garbage Bin - FXGRBG | REPRASS | Repair Asset | Repair Asset - REPRASS | Action | RS
FXGRBG | Fixed Garbage Bin | Fixed Garbage Bin - FXGRBG | UPGRADES | Upgrade | Upgrade - UPGRADES | Action | RS
FZDISC | Fuse Disconnect | Fuse Disconnect - FZDISC | ABNTEMP | Abnormal Temprature | Abnormal Temprature - ABNTEMP | Problem | RS
FZDISC | Fuse Disconnect | Fuse Disconnect - FZDISC | CORROS | Corrosion | Corrosion - CORROS | Problem | RS
FZDISC | Fuse Disconnect | Fuse Disconnect - FZDISC | ELECTRIP | Electrical Trip Out | Electrical Trip Out - ELECTRIP | Problem | RS
FZDISC | Fuse Disconnect | Fuse Disconnect - FZDISC | EXNOISE | Excessive Noise | Excessive Noise - EXNOISE | Problem | RS
FZDISC | Fuse Disconnect | Fuse Disconnect - FZDISC | EXVIBRTN | Excessive Vibration | Excessive Vibration - EXVIBRTN | Problem | RS
FZDISC | Fuse Disconnect | Fuse Disconnect - FZDISC | JAMMEDEQ | Jammed Equipment | Jammed Equipment - JAMMEDEQ | Problem | RS
FZDISC | Fuse Disconnect | Fuse Disconnect - FZDISC | LEAKING | Leaking | Leaking - LEAKING | Problem | RS
FZDISC | Fuse Disconnect | Fuse Disconnect - FZDISC | LOWPERF | Low Performance | Low Performance - LOWPERF | Problem | RS
FZDISC | Fuse Disconnect | Fuse Disconnect - FZDISC | NONOPER | Non-Operational | Non-Operational - NONOPER | Problem | RS
FZDISC | Fuse Disconnect | Fuse Disconnect - FZDISC | NOPOWER6 | No Power | No Power - NOPOWER6 | Problem | RS
FZDISC | Fuse Disconnect | Fuse Disconnect - FZDISC | OTOPEC12 | Other (Specify) | Other (Specify) - OTOPEC12 | Problem | RS
FZDISC | Fuse Disconnect | Fuse Disconnect - FZDISC | PHYDMGE | Physical Damage | Physical Damage - PHYDMGE | Problem | RS
FZDISC | Fuse Disconnect | Fuse Disconnect - FZDISC | UNSMELL | Unusual Smell | Unusual Smell - UNSMELL | Problem | RS
FZDISC | Fuse Disconnect | Fuse Disconnect - FZDISC | UNSMOKE | Unusual Smoke | Unusual Smoke - UNSMOKE | Problem | RS
FZDISC | Fuse Disconnect | Fuse Disconnect - FZDISC | CHAFCAB1 | Chafed Cables | Chafed Cables - CHAFCAB1 | Failure | RS
FZDISC | Fuse Disconnect | Fuse Disconnect - FZDISC | DEFEFU7 | Defected Fuse | Defected Fuse - DEFEFU7 | Failure | RS
FZDISC | Fuse Disconnect | Fuse Disconnect - FZDISC | DEFEMES1 | Defected Mechanical Switch | Defected Mechanical Switch - DEFEMES1 | Failure | RS
FZDISC | Fuse Disconnect | Fuse Disconnect - FZDISC | DEFEWI3 | Defected Wire | Defected Wire - DEFEWI3 | Failure | RS
FZDISC | Fuse Disconnect | Fuse Disconnect - FZDISC | FUDSEDET | Fuse Disconnect Electrical Connection Deteriorated | Fuse Disconnect Electrical Connection Deteriorated - FUDSEDET | Failure | RS
FZDISC | Fuse Disconnect | Fuse Disconnect - FZDISC | FUDSFAT | Fuse Disconnect Fatigued | Fuse Disconnect Fatigued - FUDSFAT | Failure | RS
FZDISC | Fuse Disconnect | Fuse Disconnect - FZDISC | FUDSMDET | Fuse Disconnect Mechanism Deteriorated | Fuse Disconnect Mechanism Deteriorated - FUDSMDET | Failure | RS
FZDISC | Fuse Disconnect | Fuse Disconnect - FZDISC | FUSEDEF2 | Blown Fuse | Blown Fuse - FUSEDEF2 | Failure | RS
FZDISC | Fuse Disconnect | Fuse Disconnect - FZDISC | LOOSWIC1 | Loose Wire Connection | Loose Wire Connection - LOOSWIC1 | Failure | RS
FZDISC | Fuse Disconnect | Fuse Disconnect - FZDISC | OTHERS17 | Other (Specify) | Other (Specify) - OTHERS17 | Failure | RS
FZDISC | Fuse Disconnect | Fuse Disconnect - FZDISC | UNDEFU5 | Undersized Fuse | Undersized Fuse - UNDEFU5 | Failure | RS
FZDISC | Fuse Disconnect | Fuse Disconnect - FZDISC | ACCIDENT | Accident | Accident - ACCIDENT | Cause | RS
FZDISC | Fuse Disconnect | Fuse Disconnect - FZDISC | ACCWEAR | Accelerated Wear | Accelerated Wear - ACCWEAR | Cause | RS
FZDISC | Fuse Disconnect | Fuse Disconnect - FZDISC | ACTGOD | Weather condition/Forces of nature or Act of God | Weather condition/Forces of nature or Act of God - ACTGOD | Cause | RS
FZDISC | Fuse Disconnect | Fuse Disconnect - FZDISC | AGING109 | Aging | Aging - AGING109 | Cause | RS
FZDISC | Fuse Disconnect | Fuse Disconnect - FZDISC | AGING110 | Aging | Aging - AGING110 | Cause | RS
FZDISC | Fuse Disconnect | Fuse Disconnect - FZDISC | AGING156 | Aging | Aging - AGING156 | Cause | RS
FZDISC | Fuse Disconnect | Fuse Disconnect - FZDISC | CONTAM | Contamination | Contamination - CONTAM | Cause | RS
FZDISC | Fuse Disconnect | Fuse Disconnect - FZDISC | DEFASSET | Defective Asset | Defective Asset - DEFASSET | Cause | RS
FZDISC | Fuse Disconnect | Fuse Disconnect - FZDISC | ELECFA48 | Electrical Fault | Electrical Fault - ELECFA48 | Cause | RS
FZDISC | Fuse Disconnect | Fuse Disconnect - FZDISC | ELECFA68 | Electrical Fault | Electrical Fault - ELECFA68 | Cause | RS
FZDISC | Fuse Disconnect | Fuse Disconnect - FZDISC | ELECFA76 | Electrical Fault | Electrical Fault - ELECFA76 | Cause | RS
FZDISC | Fuse Disconnect | Fuse Disconnect - FZDISC | EXLOAD | Excessive Load | Excessive Load - EXLOAD | Cause | RS
FZDISC | Fuse Disconnect | Fuse Disconnect - FZDISC | FUSEBL1 | Fuse Blown | Fuse Blown - FUSEBL1 | Cause | RS
FZDISC | Fuse Disconnect | Fuse Disconnect - FZDISC | IMPRM32 | Improper Maintenance | Improper Maintenance - IMPRM32 | Cause | RS
FZDISC | Fuse Disconnect | Fuse Disconnect - FZDISC | IMPRM48 | Improper Maintenance | Improper Maintenance - IMPRM48 | Cause | RS
FZDISC | Fuse Disconnect | Fuse Disconnect - FZDISC | IMPRM66 | Improper Maintenance | Improper Maintenance - IMPRM66 | Cause | RS
FZDISC | Fuse Disconnect | Fuse Disconnect - FZDISC | IMPRMNT | Improper Maintenance | Improper Maintenance - IMPRMNT | Cause | RS
FZDISC | Fuse Disconnect | Fuse Disconnect - FZDISC | INSLUBR | Insufficient Lubrication | Insufficient Lubrication - INSLUBR | Cause | RS
FZDISC | Fuse Disconnect | Fuse Disconnect - FZDISC | LACKTRN | Lack of/ Inadequate Training | Lack of/ Inadequate Training - LACKTRN | Cause | RS
FZDISC | Fuse Disconnect | Fuse Disconnect - FZDISC | MISSCMP | Loose/ Missing Component | Loose/ Missing Component - MISSCMP | Cause | RS
FZDISC | Fuse Disconnect | Fuse Disconnect - FZDISC | NRMWEAR | Normal Wear | Normal Wear - NRMWEAR | Cause | RS
FZDISC | Fuse Disconnect | Fuse Disconnect - FZDISC | OTHER | Other (specify) | Other (specify) - OTHER | Cause | RS
FZDISC | Fuse Disconnect | Fuse Disconnect - FZDISC | OTHER11 | Other (Specify) | Other (Specify) - OTHER11 | Cause | RS
FZDISC | Fuse Disconnect | Fuse Disconnect - FZDISC | PRINSTAL | Poor Installation | Poor Installation - PRINSTAL | Cause | RS
FZDISC | Fuse Disconnect | Fuse Disconnect - FZDISC | PROCISSU | Procedure Issue | Procedure Issue - PROCISSU | Cause | RS
FZDISC | Fuse Disconnect | Fuse Disconnect - FZDISC | UTLFAIL | Utility Failure | Utility Failure - UTLFAIL | Cause | RS
FZDISC | Fuse Disconnect | Fuse Disconnect - FZDISC | VIBRA11 | Vibrations | Vibrations - VIBRA11 | Cause | RS
FZDISC | Fuse Disconnect | Fuse Disconnect - FZDISC | VNDLSM | Vandalism | Vandalism - VNDLSM | Cause | RS
FZDISC | Fuse Disconnect | Fuse Disconnect - FZDISC | WORNCMPT | Defective/ Worn Component | Defective/ Worn Component - WORNCMPT | Cause | RS
FZDISC | Fuse Disconnect | Fuse Disconnect - FZDISC | ADJUSTD | Adjusted | Adjusted - ADJUSTD | Action | RS
FZDISC | Fuse Disconnect | Fuse Disconnect - FZDISC | CHKMM | Check Manufacturer Manual | Check Manufacturer Manual - CHKMM | Action | RS
FZDISC | Fuse Disconnect | Fuse Disconnect - FZDISC | DECOMM | Decommission | Decommission - DECOMM | Action | RS
FZDISC | Fuse Disconnect | Fuse Disconnect - FZDISC | DECONTME | Decontaminate | Decontaminate - DECONTME | Action | RS
FZDISC | Fuse Disconnect | Fuse Disconnect - FZDISC | DONOTHIN | Do Nothing | Do Nothing - DONOTHIN | Action | RS
FZDISC | Fuse Disconnect | Fuse Disconnect - FZDISC | LUBRCTE | Lubricate | Lubricate - LUBRCTE | Action | RS
FZDISC | Fuse Disconnect | Fuse Disconnect - FZDISC | OTHER | Other (specify) | Other (specify) - OTHER | Action | RS
FZDISC | Fuse Disconnect | Fuse Disconnect - FZDISC | RECALBRT | Recalibrate | Recalibrate - RECALBRT | Action | RS
FZDISC | Fuse Disconnect | Fuse Disconnect - FZDISC | REMVOBT | Remove Obstruction | Remove Obstruction - REMVOBT | Action | RS
FZDISC | Fuse Disconnect | Fuse Disconnect - FZDISC | REPAIR | Repair | Repair - REPAIR | Action | RS
FZDISC | Fuse Disconnect | Fuse Disconnect - FZDISC | REPCMPT | Repair Component | Repair Component - REPCMPT | Action | RS
FZDISC | Fuse Disconnect | Fuse Disconnect - FZDISC | REPLACE | Replace | Replace - REPLACE | Action | RS
FZDISC | Fuse Disconnect | Fuse Disconnect - FZDISC | REPLASS | Replace Asset | Replace Asset - REPLASS | Action | RS
FZDISC | Fuse Disconnect | Fuse Disconnect - FZDISC | REPLCMPT | Replace Component | Replace Component - REPLCMPT | Action | RS
FZDISC | Fuse Disconnect | Fuse Disconnect - FZDISC | REPRASS | Repair Asset | Repair Asset - REPRASS | Action | RS
FZDISC | Fuse Disconnect | Fuse Disconnect - FZDISC | UPGRADES | Upgrade | Upgrade - UPGRADES | Action | RS
GATE | Gate | Gate - GATE | ABNTEMP | Abnormal Temprature | Abnormal Temprature - ABNTEMP | Problem | RS
GATE | Gate | Gate - GATE | CORROS | Corrosion | Corrosion - CORROS | Problem | RS
GATE | Gate | Gate - GATE | ELECTRIP | Electrical Trip Out | Electrical Trip Out - ELECTRIP | Problem | RS
GATE | Gate | Gate - GATE | EXNOISE | Excessive Noise | Excessive Noise - EXNOISE | Problem | RS
GATE | Gate | Gate - GATE | EXVIBRTN | Excessive Vibration | Excessive Vibration - EXVIBRTN | Problem | RS
GATE | Gate | Gate - GATE | JAMMEDEQ | Jammed Equipment | Jammed Equipment - JAMMEDEQ | Problem | RS
GATE | Gate | Gate - GATE | LEAKING | Leaking | Leaking - LEAKING | Problem | RS
GATE | Gate | Gate - GATE | LOWPERF | Low Performance | Low Performance - LOWPERF | Problem | RS
GATE | Gate | Gate - GATE | NONOPER | Non-Operational | Non-Operational - NONOPER | Problem | RS
GATE | Gate | Gate - GATE | PHYDMGE | Physical Damage | Physical Damage - PHYDMGE | Problem | RS
GATE | Gate | Gate - GATE | UNSMELL | Unusual Smell | Unusual Smell - UNSMELL | Problem | RS
GATE | Gate | Gate - GATE | UNSMOKE | Unusual Smoke | Unusual Smoke - UNSMOKE | Problem | RS
GATE | Gate | Gate - GATE | AGTOFAIL | Automatic gate manual override failed | Automatic gate manual override failed - AGTOFAIL | Failure | RS
GATE | Gate | Gate - GATE | GATELUB | Drive/Mechanical system insufficiently lubricated | Drive/Mechanical system insufficiently lubricated - GATELUB | Failure | RS
GATE | Gate | Gate - GATE | GCSFAIL | Gate communication system failed | Gate communication system failed - GCSFAIL | Failure | RS
GATE | Gate | Gate - GATE | GDSDET | Gate drive system deteriorated | Gate drive system deteriorated - GDSDET | Failure | RS
GATE | Gate | Gate - GATE | GMSDET | Gate mechanical system deteriorated | Gate mechanical system deteriorated - GMSDET | Failure | RS
GATE | Gate | Gate - GATE | GSENCONT | Gate sensors misalignment/contamination | Gate sensors misalignment/contamination - GSENCONT | Failure | RS
GATE | Gate | Gate - GATE | GSENNRES | Gate sensors non-responsive | Gate sensors non-responsive - GSENNRES | Failure | RS
GATE | Gate | Gate - GATE | GSMDET | Gate span material deteriorated | Gate span material deteriorated - GSMDET | Failure | RS
GATE | Gate | Gate - GATE | GSOFAIL | Gate safety operation failed | Gate safety operation failed - GSOFAIL | Failure | RS
GATE | Gate | Gate - GATE | ACCIDENT | Accident | Accident - ACCIDENT | Cause | RS
GATE | Gate | Gate - GATE | ACCWEAR | Accelerated Wear | Accelerated Wear - ACCWEAR | Cause | RS
GATE | Gate | Gate - GATE | ACTGOD | Weather condition/Forces of nature or Act of God | Weather condition/Forces of nature or Act of God - ACTGOD | Cause | RS
GATE | Gate | Gate - GATE | CONTAM | Contamination | Contamination - CONTAM | Cause | RS
GATE | Gate | Gate - GATE | DEFASSET | Defective Asset | Defective Asset - DEFASSET | Cause | RS
GATE | Gate | Gate - GATE | EXLOAD | Excessive Load | Excessive Load - EXLOAD | Cause | RS
GATE | Gate | Gate - GATE | IMPRMNT | Improper Maintenance | Improper Maintenance - IMPRMNT | Cause | RS
GATE | Gate | Gate - GATE | INSLUBR | Insufficient Lubrication | Insufficient Lubrication - INSLUBR | Cause | RS
GATE | Gate | Gate - GATE | LACKTRN | Lack of/ Inadequate Training | Lack of/ Inadequate Training - LACKTRN | Cause | RS
GATE | Gate | Gate - GATE | MISSCMP | Loose/ Missing Component | Loose/ Missing Component - MISSCMP | Cause | RS
GATE | Gate | Gate - GATE | NRMWEAR | Normal Wear | Normal Wear - NRMWEAR | Cause | RS
GATE | Gate | Gate - GATE | OTHER | Other (specify) | Other (specify) - OTHER | Cause | RS
GATE | Gate | Gate - GATE | PRINSTAL | Poor Installation | Poor Installation - PRINSTAL | Cause | RS
GATE | Gate | Gate - GATE | PROCISSU | Procedure Issue | Procedure Issue - PROCISSU | Cause | RS
GATE | Gate | Gate - GATE | UTLFAIL | Utility Failure | Utility Failure - UTLFAIL | Cause | RS
GATE | Gate | Gate - GATE | VNDLSM | Vandalism | Vandalism - VNDLSM | Cause | RS
GATE | Gate | Gate - GATE | WORNCMPT | Defective/ Worn Component | Defective/ Worn Component - WORNCMPT | Cause | RS
GATE | Gate | Gate - GATE | ADJUSTD | Adjusted | Adjusted - ADJUSTD | Action | RS
GATE | Gate | Gate - GATE | DECOMM | Decommission | Decommission - DECOMM | Action | RS
GATE | Gate | Gate - GATE | DECONTME | Decontaminate | Decontaminate - DECONTME | Action | RS
GATE | Gate | Gate - GATE | DONOTHIN | Do Nothing | Do Nothing - DONOTHIN | Action | RS
GATE | Gate | Gate - GATE | LUBRCTE | Lubricate | Lubricate - LUBRCTE | Action | RS
GATE | Gate | Gate - GATE | OTHER | Other (specify) | Other (specify) - OTHER | Action | RS
GATE | Gate | Gate - GATE | RECALBRT | Recalibrate | Recalibrate - RECALBRT | Action | RS
GATE | Gate | Gate - GATE | REMVOBT | Remove Obstruction | Remove Obstruction - REMVOBT | Action | RS
GATE | Gate | Gate - GATE | REPCMPT | Repair Component | Repair Component - REPCMPT | Action | RS
GATE | Gate | Gate - GATE | REPLASS | Replace Asset | Replace Asset - REPLASS | Action | RS
GATE | Gate | Gate - GATE | REPLCMPT | Replace Component | Replace Component - REPLCMPT | Action | RS
GATE | Gate | Gate - GATE | REPRASS | Repair Asset | Repair Asset - REPRASS | Action | RS
GATE | Gate | Gate - GATE | UPGRADES | Upgrade | Upgrade - UPGRADES | Action | RS
GENERAL | General | General - GENERAL | GENPROB | General/Unknown | General/Unknown - GENPROB | Problem | RS
GENERAL | General Class | General Class - GENERAL | GENPROB | General/Unknown | General/Unknown - GENPROB | Problem | RS
GENERAL | General | General - GENERAL | GENFAIL | General/Unknown | General/Unknown - GENFAIL | Failure | RS
GENERAL | General Class | General Class - GENERAL | GENFAIL | General/Unknown | General/Unknown - GENFAIL | Failure | RS
GENERAL | General | General - GENERAL | GENCAUS | General/Unknown | General/Unknown - GENCAUS | Cause | RS
GENERAL | General Class | General Class - GENERAL | GENCAUS | General/Unknown | General/Unknown - GENCAUS | Cause | RS
GENERAL | General | General - GENERAL | GENACT | General/Unknown | General/Unknown - GENACT | Action | RS
GENERAL | General Class | General Class - GENERAL | GENACT | General/Unknown | General/Unknown - GENACT | Action | RS
GGE | Gauge | Gauge - GGE | ABNTEMP | Abnormal Temprature | Abnormal Temprature - ABNTEMP | Problem | RS
GGE | Gauge | Gauge - GGE | CORROS | Corrosion | Corrosion - CORROS | Problem | RS
GGE | Gauge | Gauge - GGE | ELECTRIP | Electrical Trip Out | Electrical Trip Out - ELECTRIP | Problem | RS
GGE | Gauge | Gauge - GGE | EXNOISE | Excessive Noise | Excessive Noise - EXNOISE | Problem | RS
GGE | Gauge | Gauge - GGE | EXVIBRTN | Excessive Vibration | Excessive Vibration - EXVIBRTN | Problem | RS
GGE | Gauge | Gauge - GGE | JAMMEDEQ | Jammed Equipment | Jammed Equipment - JAMMEDEQ | Problem | RS
GGE | Gauge | Gauge - GGE | LEAKING | Leaking | Leaking - LEAKING | Problem | RS
GGE | Gauge | Gauge - GGE | LOWPERF | Low Performance | Low Performance - LOWPERF | Problem | RS
GGE | Gauge | Gauge - GGE | NONOPER | Non-Operational | Non-Operational - NONOPER | Problem | RS
GGE | Gauge | Gauge - GGE | PHYDMGE | Physical Damage | Physical Damage - PHYDMGE | Problem | RS
GGE | Gauge | Gauge - GGE | UNSMELL | Unusual Smell | Unusual Smell - UNSMELL | Problem | RS
GGE | Gauge | Gauge - GGE | UNSMOKE | Unusual Smoke | Unusual Smoke - UNSMOKE | Problem | RS
GGE | Gauge | Gauge - GGE | GUGFAIL | Gauge failed | Gauge failed - GUGFAIL | Failure | RS
GGE | Gauge | Gauge - GGE | ACCIDENT | Accident | Accident - ACCIDENT | Cause | RS
GGE | Gauge | Gauge - GGE | ACCWEAR | Accelerated Wear | Accelerated Wear - ACCWEAR | Cause | RS
GGE | Gauge | Gauge - GGE | ACTGOD | Weather condition/Forces of nature or Act of God | Weather condition/Forces of nature or Act of God - ACTGOD | Cause | RS
GGE | Gauge | Gauge - GGE | CONTAM | Contamination | Contamination - CONTAM | Cause | RS
GGE | Gauge | Gauge - GGE | DEFASSET | Defective Asset | Defective Asset - DEFASSET | Cause | RS
GGE | Gauge | Gauge - GGE | EXLOAD | Excessive Load | Excessive Load - EXLOAD | Cause | RS
GGE | Gauge | Gauge - GGE | IMPRMNT | Improper Maintenance | Improper Maintenance - IMPRMNT | Cause | RS
GGE | Gauge | Gauge - GGE | INSLUBR | Insufficient Lubrication | Insufficient Lubrication - INSLUBR | Cause | RS
GGE | Gauge | Gauge - GGE | LACKTRN | Lack of/ Inadequate Training | Lack of/ Inadequate Training - LACKTRN | Cause | RS
GGE | Gauge | Gauge - GGE | MISSCMP | Loose/ Missing Component | Loose/ Missing Component - MISSCMP | Cause | RS
GGE | Gauge | Gauge - GGE | NRMWEAR | Normal Wear | Normal Wear - NRMWEAR | Cause | RS
GGE | Gauge | Gauge - GGE | OTHER | Other (specify) | Other (specify) - OTHER | Cause | RS
GGE | Gauge | Gauge - GGE | PRINSTAL | Poor Installation | Poor Installation - PRINSTAL | Cause | RS
GGE | Gauge | Gauge - GGE | PROCISSU | Procedure Issue | Procedure Issue - PROCISSU | Cause | RS
GGE | Gauge | Gauge - GGE | UTLFAIL | Utility Failure | Utility Failure - UTLFAIL | Cause | RS
GGE | Gauge | Gauge - GGE | VNDLSM | Vandalism | Vandalism - VNDLSM | Cause | RS
GGE | Gauge | Gauge - GGE | WORNCMPT | Defective/ Worn Component | Defective/ Worn Component - WORNCMPT | Cause | RS
GGE | Gauge | Gauge - GGE | ADJUSTD | Adjusted | Adjusted - ADJUSTD | Action | RS
GGE | Gauge | Gauge - GGE | DECOMM | Decommission | Decommission - DECOMM | Action | RS
GGE | Gauge | Gauge - GGE | DECONTME | Decontaminate | Decontaminate - DECONTME | Action | RS
GGE | Gauge | Gauge - GGE | DONOTHIN | Do Nothing | Do Nothing - DONOTHIN | Action | RS
GGE | Gauge | Gauge - GGE | LUBRCTE | Lubricate | Lubricate - LUBRCTE | Action | RS
GGE | Gauge | Gauge - GGE | OTHER | Other (specify) | Other (specify) - OTHER | Action | RS
GGE | Gauge | Gauge - GGE | RECALBRT | Recalibrate | Recalibrate - RECALBRT | Action | RS
GGE | Gauge | Gauge - GGE | REMVOBT | Remove Obstruction | Remove Obstruction - REMVOBT | Action | RS
GGE | Gauge | Gauge - GGE | REPCMPT | Repair Component | Repair Component - REPCMPT | Action | RS
GGE | Gauge | Gauge - GGE | REPLASS | Replace Asset | Replace Asset - REPLASS | Action | RS
GGE | Gauge | Gauge - GGE | REPLCMPT | Replace Component | Replace Component - REPLCMPT | Action | RS
GGE | Gauge | Gauge - GGE | REPRASS | Repair Asset | Repair Asset - REPRASS | Action | RS
GGE | Gauge | Gauge - GGE | UPGRADES | Upgrade | Upgrade - UPGRADES | Action | RS
GLYMUSYS | Glycol Make-Up System | Glycol Make-Up System - GLYMUSYS | ABNTEMP | Abnormal Temprature | Abnormal Temprature - ABNTEMP | Problem | RS
GLYMUSYS | Glycol Make-Up System | Glycol Make-Up System - GLYMUSYS | CORROS | Corrosion | Corrosion - CORROS | Problem | RS
GLYMUSYS | Glycol Make-Up System | Glycol Make-Up System - GLYMUSYS | ELECTRIP | Electrical Trip Out | Electrical Trip Out - ELECTRIP | Problem | RS
GLYMUSYS | Glycol Make-Up System | Glycol Make-Up System - GLYMUSYS | EXNOISE | Excessive Noise | Excessive Noise - EXNOISE | Problem | RS
GLYMUSYS | Glycol Make-Up System | Glycol Make-Up System - GLYMUSYS | EXVIBRTN | Excessive Vibration | Excessive Vibration - EXVIBRTN | Problem | RS
GLYMUSYS | Glycol Make-Up System | Glycol Make-Up System - GLYMUSYS | JAMMEDEQ | Jammed Equipment | Jammed Equipment - JAMMEDEQ | Problem | RS
GLYMUSYS | Glycol Make-Up System | Glycol Make-Up System - GLYMUSYS | LEAKING | Leaking | Leaking - LEAKING | Problem | RS
GLYMUSYS | Glycol Make-Up System | Glycol Make-Up System - GLYMUSYS | LOWPERF | Low Performance | Low Performance - LOWPERF | Problem | RS
GLYMUSYS | Glycol Make-Up System | Glycol Make-Up System - GLYMUSYS | NONOPER | Non-Operational | Non-Operational - NONOPER | Problem | RS
GLYMUSYS | Glycol Make-Up System | Glycol Make-Up System - GLYMUSYS | PHYDMGE | Physical Damage | Physical Damage - PHYDMGE | Problem | RS
GLYMUSYS | Glycol Make-Up System | Glycol Make-Up System - GLYMUSYS | UNSMELL | Unusual Smell | Unusual Smell - UNSMELL | Problem | RS
GLYMUSYS | Glycol Make-Up System | Glycol Make-Up System - GLYMUSYS | UNSMOKE | Unusual Smoke | Unusual Smoke - UNSMOKE | Problem | RS
GLYMUSYS | Glycol Make-Up System | Glycol Make-Up System - GLYMUSYS | GLMCCORR | Glycol mixture scaled and/or corroded | Glycol mixture scaled and/or corroded - GLMCCORR | Failure | RS
GLYMUSYS | Glycol Make-Up System | Glycol Make-Up System - GLYMUSYS | GLMSSDET | Glycol make-up system structure deteriorated | Glycol make-up system structure deteriorated - GLMSSDET | Failure | RS
GLYMUSYS | Glycol Make-Up System | Glycol Make-Up System - GLYMUSYS | ACCIDENT | Accident | Accident - ACCIDENT | Cause | RS
GLYMUSYS | Glycol Make-Up System | Glycol Make-Up System - GLYMUSYS | ACCWEAR | Accelerated Wear | Accelerated Wear - ACCWEAR | Cause | RS
GLYMUSYS | Glycol Make-Up System | Glycol Make-Up System - GLYMUSYS | ACTGOD | Weather condition/Forces of nature or Act of God | Weather condition/Forces of nature or Act of God - ACTGOD | Cause | RS
GLYMUSYS | Glycol Make-Up System | Glycol Make-Up System - GLYMUSYS | CONTAM | Contamination | Contamination - CONTAM | Cause | RS
GLYMUSYS | Glycol Make-Up System | Glycol Make-Up System - GLYMUSYS | DEFASSET | Defective Asset | Defective Asset - DEFASSET | Cause | RS
GLYMUSYS | Glycol Make-Up System | Glycol Make-Up System - GLYMUSYS | EXLOAD | Excessive Load | Excessive Load - EXLOAD | Cause | RS
GLYMUSYS | Glycol Make-Up System | Glycol Make-Up System - GLYMUSYS | IMPRMNT | Improper Maintenance | Improper Maintenance - IMPRMNT | Cause | RS
GLYMUSYS | Glycol Make-Up System | Glycol Make-Up System - GLYMUSYS | INSLUBR | Insufficient Lubrication | Insufficient Lubrication - INSLUBR | Cause | RS
GLYMUSYS | Glycol Make-Up System | Glycol Make-Up System - GLYMUSYS | LACKTRN | Lack of/ Inadequate Training | Lack of/ Inadequate Training - LACKTRN | Cause | RS
GLYMUSYS | Glycol Make-Up System | Glycol Make-Up System - GLYMUSYS | MISSCMP | Loose/ Missing Component | Loose/ Missing Component - MISSCMP | Cause | RS
GLYMUSYS | Glycol Make-Up System | Glycol Make-Up System - GLYMUSYS | NRMWEAR | Normal Wear | Normal Wear - NRMWEAR | Cause | RS
GLYMUSYS | Glycol Make-Up System | Glycol Make-Up System - GLYMUSYS | OTHER | Other (specify) | Other (specify) - OTHER | Cause | RS
GLYMUSYS | Glycol Make-Up System | Glycol Make-Up System - GLYMUSYS | PRINSTAL | Poor Installation | Poor Installation - PRINSTAL | Cause | RS
GLYMUSYS | Glycol Make-Up System | Glycol Make-Up System - GLYMUSYS | PROCISSU | Procedure Issue | Procedure Issue - PROCISSU | Cause | RS
GLYMUSYS | Glycol Make-Up System | Glycol Make-Up System - GLYMUSYS | UTLFAIL | Utility Failure | Utility Failure - UTLFAIL | Cause | RS
GLYMUSYS | Glycol Make-Up System | Glycol Make-Up System - GLYMUSYS | VNDLSM | Vandalism | Vandalism - VNDLSM | Cause | RS
GLYMUSYS | Glycol Make-Up System | Glycol Make-Up System - GLYMUSYS | WORNCMPT | Defective/ Worn Component | Defective/ Worn Component - WORNCMPT | Cause | RS
GLYMUSYS | Glycol Make-Up System | Glycol Make-Up System - GLYMUSYS | ADJUSTD | Adjusted | Adjusted - ADJUSTD | Action | RS
GLYMUSYS | Glycol Make-Up System | Glycol Make-Up System - GLYMUSYS | DECOMM | Decommission | Decommission - DECOMM | Action | RS
GLYMUSYS | Glycol Make-Up System | Glycol Make-Up System - GLYMUSYS | DECONTME | Decontaminate | Decontaminate - DECONTME | Action | RS
GLYMUSYS | Glycol Make-Up System | Glycol Make-Up System - GLYMUSYS | DONOTHIN | Do Nothing | Do Nothing - DONOTHIN | Action | RS
GLYMUSYS | Glycol Make-Up System | Glycol Make-Up System - GLYMUSYS | LUBRCTE | Lubricate | Lubricate - LUBRCTE | Action | RS
GLYMUSYS | Glycol Make-Up System | Glycol Make-Up System - GLYMUSYS | OTHER | Other (specify) | Other (specify) - OTHER | Action | RS
GLYMUSYS | Glycol Make-Up System | Glycol Make-Up System - GLYMUSYS | RECALBRT | Recalibrate | Recalibrate - RECALBRT | Action | RS
GLYMUSYS | Glycol Make-Up System | Glycol Make-Up System - GLYMUSYS | REMVOBT | Remove Obstruction | Remove Obstruction - REMVOBT | Action | RS
GLYMUSYS | Glycol Make-Up System | Glycol Make-Up System - GLYMUSYS | REPCMPT | Repair Component | Repair Component - REPCMPT | Action | RS
GLYMUSYS | Glycol Make-Up System | Glycol Make-Up System - GLYMUSYS | REPLASS | Replace Asset | Replace Asset - REPLASS | Action | RS
GLYMUSYS | Glycol Make-Up System | Glycol Make-Up System - GLYMUSYS | REPLCMPT | Replace Component | Replace Component - REPLCMPT | Action | RS
GLYMUSYS | Glycol Make-Up System | Glycol Make-Up System - GLYMUSYS | REPRASS | Repair Asset | Repair Asset - REPRASS | Action | RS
GLYMUSYS | Glycol Make-Up System | Glycol Make-Up System - GLYMUSYS | UPGRADES | Upgrade | Upgrade - UPGRADES | Action | RS
GRDRL | Guard Rail | Guard Rail - GRDRL | ABNTEMP | Abnormal Temprature | Abnormal Temprature - ABNTEMP | Problem | RS
GRDRL | Guard Rail | Guard Rail - GRDRL | CORROS | Corrosion | Corrosion - CORROS | Problem | RS
GRDRL | Guard Rail | Guard Rail - GRDRL | ELECTRIP | Electrical Trip Out | Electrical Trip Out - ELECTRIP | Problem | RS
GRDRL | Guard Rail | Guard Rail - GRDRL | EXNOISE | Excessive Noise | Excessive Noise - EXNOISE | Problem | RS
GRDRL | Guard Rail | Guard Rail - GRDRL | EXVIBRTN | Excessive Vibration | Excessive Vibration - EXVIBRTN | Problem | RS
GRDRL | Guard Rail | Guard Rail - GRDRL | JAMMEDEQ | Jammed Equipment | Jammed Equipment - JAMMEDEQ | Problem | RS
GRDRL | Guard Rail | Guard Rail - GRDRL | LEAKING | Leaking | Leaking - LEAKING | Problem | RS
GRDRL | Guard Rail | Guard Rail - GRDRL | LOWPERF | Low Performance | Low Performance - LOWPERF | Problem | RS
GRDRL | Guard Rail | Guard Rail - GRDRL | NONOPER | Non-Operational | Non-Operational - NONOPER | Problem | RS
GRDRL | Guard Rail | Guard Rail - GRDRL | PHYDMGE | Physical Damage | Physical Damage - PHYDMGE | Problem | RS
GRDRL | Guard Rail | Guard Rail - GRDRL | UNSMELL | Unusual Smell | Unusual Smell - UNSMELL | Problem | RS
GRDRL | Guard Rail | Guard Rail - GRDRL | UNSMOKE | Unusual Smoke | Unusual Smoke - UNSMOKE | Problem | RS
GRDRL | Guard Rail | Guard Rail - GRDRL | GRSDET | Guard rail structure deteriorated | Guard rail structure deteriorated - GRSDET | Failure | RS
GRDRL | Guard Rail | Guard Rail - GRDRL | ACCIDENT | Accident | Accident - ACCIDENT | Cause | RS
GRDRL | Guard Rail | Guard Rail - GRDRL | ACCWEAR | Accelerated Wear | Accelerated Wear - ACCWEAR | Cause | RS
GRDRL | Guard Rail | Guard Rail - GRDRL | ACTGOD | Weather condition/Forces of nature or Act of God | Weather condition/Forces of nature or Act of God - ACTGOD | Cause | RS
GRDRL | Guard Rail | Guard Rail - GRDRL | CONTAM | Contamination | Contamination - CONTAM | Cause | RS
GRDRL | Guard Rail | Guard Rail - GRDRL | DEFASSET | Defective Asset | Defective Asset - DEFASSET | Cause | RS
GRDRL | Guard Rail | Guard Rail - GRDRL | EXLOAD | Excessive Load | Excessive Load - EXLOAD | Cause | RS
GRDRL | Guard Rail | Guard Rail - GRDRL | IMPRMNT | Improper Maintenance | Improper Maintenance - IMPRMNT | Cause | RS
GRDRL | Guard Rail | Guard Rail - GRDRL | INSLUBR | Insufficient Lubrication | Insufficient Lubrication - INSLUBR | Cause | RS
GRDRL | Guard Rail | Guard Rail - GRDRL | LACKTRN | Lack of/ Inadequate Training | Lack of/ Inadequate Training - LACKTRN | Cause | RS
GRDRL | Guard Rail | Guard Rail - GRDRL | MISSCMP | Loose/ Missing Component | Loose/ Missing Component - MISSCMP | Cause | RS
GRDRL | Guard Rail | Guard Rail - GRDRL | NRMWEAR | Normal Wear | Normal Wear - NRMWEAR | Cause | RS
GRDRL | Guard Rail | Guard Rail - GRDRL | OTHER | Other (specify) | Other (specify) - OTHER | Cause | RS
GRDRL | Guard Rail | Guard Rail - GRDRL | PRINSTAL | Poor Installation | Poor Installation - PRINSTAL | Cause | RS
GRDRL | Guard Rail | Guard Rail - GRDRL | PROCISSU | Procedure Issue | Procedure Issue - PROCISSU | Cause | RS
GRDRL | Guard Rail | Guard Rail - GRDRL | UTLFAIL | Utility Failure | Utility Failure - UTLFAIL | Cause | RS
GRDRL | Guard Rail | Guard Rail - GRDRL | VNDLSM | Vandalism | Vandalism - VNDLSM | Cause | RS
GRDRL | Guard Rail | Guard Rail - GRDRL | WORNCMPT | Defective/ Worn Component | Defective/ Worn Component - WORNCMPT | Cause | RS
GRDRL | Guard Rail | Guard Rail - GRDRL | ADJUSTD | Adjusted | Adjusted - ADJUSTD | Action | RS
GRDRL | Guard Rail | Guard Rail - GRDRL | DECOMM | Decommission | Decommission - DECOMM | Action | RS
GRDRL | Guard Rail | Guard Rail - GRDRL | DECONTME | Decontaminate | Decontaminate - DECONTME | Action | RS
GRDRL | Guard Rail | Guard Rail - GRDRL | DONOTHIN | Do Nothing | Do Nothing - DONOTHIN | Action | RS
GRDRL | Guard Rail | Guard Rail - GRDRL | LUBRCTE | Lubricate | Lubricate - LUBRCTE | Action | RS
GRDRL | Guard Rail | Guard Rail - GRDRL | OTHER | Other (specify) | Other (specify) - OTHER | Action | RS
GRDRL | Guard Rail | Guard Rail - GRDRL | RECALBRT | Recalibrate | Recalibrate - RECALBRT | Action | RS
GRDRL | Guard Rail | Guard Rail - GRDRL | REMVOBT | Remove Obstruction | Remove Obstruction - REMVOBT | Action | RS
GRDRL | Guard Rail | Guard Rail - GRDRL | REPCMPT | Repair Component | Repair Component - REPCMPT | Action | RS
GRDRL | Guard Rail | Guard Rail - GRDRL | REPLASS | Replace Asset | Replace Asset - REPLASS | Action | RS
GRDRL | Guard Rail | Guard Rail - GRDRL | REPLCMPT | Replace Component | Replace Component - REPLCMPT | Action | RS
GRDRL | Guard Rail | Guard Rail - GRDRL | REPRASS | Repair Asset | Repair Asset - REPRASS | Action | RS
GRDRL | Guard Rail | Guard Rail - GRDRL | UPGRADES | Upgrade | Upgrade - UPGRADES | Action | RS
GRNDLPS | Grounding and Lightning Protection System | Grounding and Lightning Protection System - GRNDLPS | ABNTEMP | Abnormal Temprature | Abnormal Temprature - ABNTEMP | Problem | RS
GRNDLPS | Grounding and Lightning Protection System | Grounding and Lightning Protection System - GRNDLPS | CORROS | Corrosion | Corrosion - CORROS | Problem | RS
GRNDLPS | Grounding and Lightning Protection System | Grounding and Lightning Protection System - GRNDLPS | ELECTRIP | Electrical Trip Out | Electrical Trip Out - ELECTRIP | Problem | RS
GRNDLPS | Grounding and Lightning Protection System | Grounding and Lightning Protection System - GRNDLPS | EXNOISE | Excessive Noise | Excessive Noise - EXNOISE | Problem | RS
GRNDLPS | Grounding and Lightning Protection System | Grounding and Lightning Protection System - GRNDLPS | EXVIBRTN | Excessive Vibration | Excessive Vibration - EXVIBRTN | Problem | RS
GRNDLPS | Grounding and Lightning Protection System | Grounding and Lightning Protection System - GRNDLPS | JAMMEDEQ | Jammed Equipment | Jammed Equipment - JAMMEDEQ | Problem | RS
GRNDLPS | Grounding and Lightning Protection System | Grounding and Lightning Protection System - GRNDLPS | LEAKING | Leaking | Leaking - LEAKING | Problem | RS
GRNDLPS | Grounding and Lightning Protection System | Grounding and Lightning Protection System - GRNDLPS | LOWPERF | Low Performance | Low Performance - LOWPERF | Problem | RS
GRNDLPS | Grounding and Lightning Protection System | Grounding and Lightning Protection System - GRNDLPS | NONOPER | Non-Operational | Non-Operational - NONOPER | Problem | RS
GRNDLPS | Grounding and Lightning Protection System | Grounding and Lightning Protection System - GRNDLPS | PHYDMGE | Physical Damage | Physical Damage - PHYDMGE | Problem | RS
GRNDLPS | Grounding and Lightning Protection System | Grounding and Lightning Protection System - GRNDLPS | UNSMELL | Unusual Smell | Unusual Smell - UNSMELL | Problem | RS
GRNDLPS | Grounding and Lightning Protection System | Grounding and Lightning Protection System - GRNDLPS | UNSMOKE | Unusual Smoke | Unusual Smoke - UNSMOKE | Problem | RS
GRNDLPS | Grounding and Lightning Protection System | Grounding and Lightning Protection System - GRNDLPS | GPSDET | Grounding Protection System Deteriorated | Grounding Protection System Deteriorated - GPSDET | Failure | RS
GRNDLPS | Grounding and Lightning Protection System | Grounding and Lightning Protection System - GRNDLPS | ACCIDENT | Accident | Accident - ACCIDENT | Cause | RS
GRNDLPS | Grounding and Lightning Protection System | Grounding and Lightning Protection System - GRNDLPS | ACCWEAR | Accelerated Wear | Accelerated Wear - ACCWEAR | Cause | RS
GRNDLPS | Grounding and Lightning Protection System | Grounding and Lightning Protection System - GRNDLPS | ACTGOD | Weather condition/Forces of nature or Act of God | Weather condition/Forces of nature or Act of God - ACTGOD | Cause | RS
GRNDLPS | Grounding and Lightning Protection System | Grounding and Lightning Protection System - GRNDLPS | CONTAM | Contamination | Contamination - CONTAM | Cause | RS
GRNDLPS | Grounding and Lightning Protection System | Grounding and Lightning Protection System - GRNDLPS | DEFASSET | Defective Asset | Defective Asset - DEFASSET | Cause | RS
GRNDLPS | Grounding and Lightning Protection System | Grounding and Lightning Protection System - GRNDLPS | EXLOAD | Excessive Load | Excessive Load - EXLOAD | Cause | RS
GRNDLPS | Grounding and Lightning Protection System | Grounding and Lightning Protection System - GRNDLPS | IMPRMNT | Improper Maintenance | Improper Maintenance - IMPRMNT | Cause | RS
GRNDLPS | Grounding and Lightning Protection System | Grounding and Lightning Protection System - GRNDLPS | INSLUBR | Insufficient Lubrication | Insufficient Lubrication - INSLUBR | Cause | RS
GRNDLPS | Grounding and Lightning Protection System | Grounding and Lightning Protection System - GRNDLPS | LACKTRN | Lack of/ Inadequate Training | Lack of/ Inadequate Training - LACKTRN | Cause | RS
GRNDLPS | Grounding and Lightning Protection System | Grounding and Lightning Protection System - GRNDLPS | MISSCMP | Loose/ Missing Component | Loose/ Missing Component - MISSCMP | Cause | RS
GRNDLPS | Grounding and Lightning Protection System | Grounding and Lightning Protection System - GRNDLPS | NRMWEAR | Normal Wear | Normal Wear - NRMWEAR | Cause | RS
GRNDLPS | Grounding and Lightning Protection System | Grounding and Lightning Protection System - GRNDLPS | OTHER | Other (specify) | Other (specify) - OTHER | Cause | RS
GRNDLPS | Grounding and Lightning Protection System | Grounding and Lightning Protection System - GRNDLPS | PRINSTAL | Poor Installation | Poor Installation - PRINSTAL | Cause | RS
GRNDLPS | Grounding and Lightning Protection System | Grounding and Lightning Protection System - GRNDLPS | PROCISSU | Procedure Issue | Procedure Issue - PROCISSU | Cause | RS
GRNDLPS | Grounding and Lightning Protection System | Grounding and Lightning Protection System - GRNDLPS | UTLFAIL | Utility Failure | Utility Failure - UTLFAIL | Cause | RS
GRNDLPS | Grounding and Lightning Protection System | Grounding and Lightning Protection System - GRNDLPS | VNDLSM | Vandalism | Vandalism - VNDLSM | Cause | RS
GRNDLPS | Grounding and Lightning Protection System | Grounding and Lightning Protection System - GRNDLPS | WORNCMPT | Defective/ Worn Component | Defective/ Worn Component - WORNCMPT | Cause | RS
GRNDLPS | Grounding and Lightning Protection System | Grounding and Lightning Protection System - GRNDLPS | ADJUSTD | Adjusted | Adjusted - ADJUSTD | Action | RS
GRNDLPS | Grounding and Lightning Protection System | Grounding and Lightning Protection System - GRNDLPS | DECOMM | Decommission | Decommission - DECOMM | Action | RS
GRNDLPS | Grounding and Lightning Protection System | Grounding and Lightning Protection System - GRNDLPS | DECONTME | Decontaminate | Decontaminate - DECONTME | Action | RS
GRNDLPS | Grounding and Lightning Protection System | Grounding and Lightning Protection System - GRNDLPS | DONOTHIN | Do Nothing | Do Nothing - DONOTHIN | Action | RS
GRNDLPS | Grounding and Lightning Protection System | Grounding and Lightning Protection System - GRNDLPS | LUBRCTE | Lubricate | Lubricate - LUBRCTE | Action | RS
GRNDLPS | Grounding and Lightning Protection System | Grounding and Lightning Protection System - GRNDLPS | OTHER | Other (specify) | Other (specify) - OTHER | Action | RS
GRNDLPS | Grounding and Lightning Protection System | Grounding and Lightning Protection System - GRNDLPS | RECALBRT | Recalibrate | Recalibrate - RECALBRT | Action | RS
GRNDLPS | Grounding and Lightning Protection System | Grounding and Lightning Protection System - GRNDLPS | REMVOBT | Remove Obstruction | Remove Obstruction - REMVOBT | Action | RS
GRNDLPS | Grounding and Lightning Protection System | Grounding and Lightning Protection System - GRNDLPS | REPCMPT | Repair Component | Repair Component - REPCMPT | Action | RS
GRNDLPS | Grounding and Lightning Protection System | Grounding and Lightning Protection System - GRNDLPS | REPLASS | Replace Asset | Replace Asset - REPLASS | Action | RS
GRNDLPS | Grounding and Lightning Protection System | Grounding and Lightning Protection System - GRNDLPS | REPLCMPT | Replace Component | Replace Component - REPLCMPT | Action | RS
GRNDLPS | Grounding and Lightning Protection System | Grounding and Lightning Protection System - GRNDLPS | REPRASS | Repair Asset | Repair Asset - REPRASS | Action | RS
GRNDLPS | Grounding and Lightning Protection System | Grounding and Lightning Protection System - GRNDLPS | UPGRADES | Upgrade | Upgrade - UPGRADES | Action | RS
GSDSTMV | Gas Distribution - Main Valve | Gas Distribution - Main Valve - GSDSTMV | ABNTEMP | Abnormal Temprature | Abnormal Temprature - ABNTEMP | Problem | RS
GSDSTMV | Gas Distribution - Main Valve | Gas Distribution - Main Valve - GSDSTMV | CORROS | Corrosion | Corrosion - CORROS | Problem | RS
GSDSTMV | Gas Distribution - Main Valve | Gas Distribution - Main Valve - GSDSTMV | ELECTRIP | Electrical Trip Out | Electrical Trip Out - ELECTRIP | Problem | RS
GSDSTMV | Gas Distribution - Main Valve | Gas Distribution - Main Valve - GSDSTMV | EXNOISE | Excessive Noise | Excessive Noise - EXNOISE | Problem | RS
GSDSTMV | Gas Distribution - Main Valve | Gas Distribution - Main Valve - GSDSTMV | EXVIBRTN | Excessive Vibration | Excessive Vibration - EXVIBRTN | Problem | RS
GSDSTMV | Gas Distribution - Main Valve | Gas Distribution - Main Valve - GSDSTMV | JAMMEDEQ | Jammed Equipment | Jammed Equipment - JAMMEDEQ | Problem | RS
GSDSTMV | Gas Distribution - Main Valve | Gas Distribution - Main Valve - GSDSTMV | LEAKING | Leaking | Leaking - LEAKING | Problem | RS
GSDSTMV | Gas Distribution - Main Valve | Gas Distribution - Main Valve - GSDSTMV | LOWPERF | Low Performance | Low Performance - LOWPERF | Problem | RS
GSDSTMV | Gas Distribution - Main Valve | Gas Distribution - Main Valve - GSDSTMV | NONOPER | Non-Operational | Non-Operational - NONOPER | Problem | RS
GSDSTMV | Gas Distribution - Main Valve | Gas Distribution - Main Valve - GSDSTMV | PHYDMGE | Physical Damage | Physical Damage - PHYDMGE | Problem | RS
GSDSTMV | Gas Distribution - Main Valve | Gas Distribution - Main Valve - GSDSTMV | UNSMELL | Unusual Smell | Unusual Smell - UNSMELL | Problem | RS
GSDSTMV | Gas Distribution - Main Valve | Gas Distribution - Main Valve - GSDSTMV | UNSMOKE | Unusual Smoke | Unusual Smoke - UNSMOKE | Problem | RS
GSDSTMV | Gas Distribution - Main Valve | Gas Distribution - Main Valve - GSDSTMV | GDSVDET | Gas distribution valve deteriorated | Gas distribution valve deteriorated - GDSVDET | Failure | RS
GSDSTMV | Gas Distribution - Main Valve | Gas Distribution - Main Valve - GSDSTMV | ACCIDENT | Accident | Accident - ACCIDENT | Cause | RS
GSDSTMV | Gas Distribution - Main Valve | Gas Distribution - Main Valve - GSDSTMV | ACCWEAR | Accelerated Wear | Accelerated Wear - ACCWEAR | Cause | RS
GSDSTMV | Gas Distribution - Main Valve | Gas Distribution - Main Valve - GSDSTMV | ACTGOD | Weather condition/Forces of nature or Act of God | Weather condition/Forces of nature or Act of God - ACTGOD | Cause | RS
GSDSTMV | Gas Distribution - Main Valve | Gas Distribution - Main Valve - GSDSTMV | CONTAM | Contamination | Contamination - CONTAM | Cause | RS
GSDSTMV | Gas Distribution - Main Valve | Gas Distribution - Main Valve - GSDSTMV | DEFASSET | Defective Asset | Defective Asset - DEFASSET | Cause | RS
GSDSTMV | Gas Distribution - Main Valve | Gas Distribution - Main Valve - GSDSTMV | EXLOAD | Excessive Load | Excessive Load - EXLOAD | Cause | RS
GSDSTMV | Gas Distribution - Main Valve | Gas Distribution - Main Valve - GSDSTMV | IMPRMNT | Improper Maintenance | Improper Maintenance - IMPRMNT | Cause | RS
GSDSTMV | Gas Distribution - Main Valve | Gas Distribution - Main Valve - GSDSTMV | INSLUBR | Insufficient Lubrication | Insufficient Lubrication - INSLUBR | Cause | RS
GSDSTMV | Gas Distribution - Main Valve | Gas Distribution - Main Valve - GSDSTMV | LACKTRN | Lack of/ Inadequate Training | Lack of/ Inadequate Training - LACKTRN | Cause | RS
GSDSTMV | Gas Distribution - Main Valve | Gas Distribution - Main Valve - GSDSTMV | MISSCMP | Loose/ Missing Component | Loose/ Missing Component - MISSCMP | Cause | RS
GSDSTMV | Gas Distribution - Main Valve | Gas Distribution - Main Valve - GSDSTMV | NRMWEAR | Normal Wear | Normal Wear - NRMWEAR | Cause | RS
GSDSTMV | Gas Distribution - Main Valve | Gas Distribution - Main Valve - GSDSTMV | OTHER | Other (specify) | Other (specify) - OTHER | Cause | RS
GSDSTMV | Gas Distribution - Main Valve | Gas Distribution - Main Valve - GSDSTMV | PRINSTAL | Poor Installation | Poor Installation - PRINSTAL | Cause | RS
GSDSTMV | Gas Distribution - Main Valve | Gas Distribution - Main Valve - GSDSTMV | PROCISSU | Procedure Issue | Procedure Issue - PROCISSU | Cause | RS
GSDSTMV | Gas Distribution - Main Valve | Gas Distribution - Main Valve - GSDSTMV | UTLFAIL | Utility Failure | Utility Failure - UTLFAIL | Cause | RS
GSDSTMV | Gas Distribution - Main Valve | Gas Distribution - Main Valve - GSDSTMV | VNDLSM | Vandalism | Vandalism - VNDLSM | Cause | RS
GSDSTMV | Gas Distribution - Main Valve | Gas Distribution - Main Valve - GSDSTMV | WORNCMPT | Defective/ Worn Component | Defective/ Worn Component - WORNCMPT | Cause | RS
GSDSTMV | Gas Distribution - Main Valve | Gas Distribution - Main Valve - GSDSTMV | ADJUSTD | Adjusted | Adjusted - ADJUSTD | Action | RS
GSDSTMV | Gas Distribution - Main Valve | Gas Distribution - Main Valve - GSDSTMV | DECOMM | Decommission | Decommission - DECOMM | Action | RS
GSDSTMV | Gas Distribution - Main Valve | Gas Distribution - Main Valve - GSDSTMV | DECONTME | Decontaminate | Decontaminate - DECONTME | Action | RS
GSDSTMV | Gas Distribution - Main Valve | Gas Distribution - Main Valve - GSDSTMV | DONOTHIN | Do Nothing | Do Nothing - DONOTHIN | Action | RS
GSDSTMV | Gas Distribution - Main Valve | Gas Distribution - Main Valve - GSDSTMV | LUBRCTE | Lubricate | Lubricate - LUBRCTE | Action | RS
GSDSTMV | Gas Distribution - Main Valve | Gas Distribution - Main Valve - GSDSTMV | OTHER | Other (specify) | Other (specify) - OTHER | Action | RS
GSDSTMV | Gas Distribution - Main Valve | Gas Distribution - Main Valve - GSDSTMV | RECALBRT | Recalibrate | Recalibrate - RECALBRT | Action | RS
GSDSTMV | Gas Distribution - Main Valve | Gas Distribution - Main Valve - GSDSTMV | REMVOBT | Remove Obstruction | Remove Obstruction - REMVOBT | Action | RS
GSDSTMV | Gas Distribution - Main Valve | Gas Distribution - Main Valve - GSDSTMV | REPCMPT | Repair Component | Repair Component - REPCMPT | Action | RS
GSDSTMV | Gas Distribution - Main Valve | Gas Distribution - Main Valve - GSDSTMV | REPLASS | Replace Asset | Replace Asset - REPLASS | Action | RS
GSDSTMV | Gas Distribution - Main Valve | Gas Distribution - Main Valve - GSDSTMV | REPLCMPT | Replace Component | Replace Component - REPLCMPT | Action | RS
GSDSTMV | Gas Distribution - Main Valve | Gas Distribution - Main Valve - GSDSTMV | REPRASS | Repair Asset | Repair Asset - REPRASS | Action | RS
GSDSTMV | Gas Distribution - Main Valve | Gas Distribution - Main Valve - GSDSTMV | UPGRADES | Upgrade | Upgrade - UPGRADES | Action | RS
GSDSTPS | Gas Distribution Piping System | Gas Distribution Piping System - GSDSTPS | ABNTEMP | Abnormal Temprature | Abnormal Temprature - ABNTEMP | Problem | RS
GSDSTPS | Gas Distribution Piping System | Gas Distribution Piping System - GSDSTPS | CORROS | Corrosion | Corrosion - CORROS | Problem | RS
GSDSTPS | Gas Distribution Piping System | Gas Distribution Piping System - GSDSTPS | ELECTRIP | Electrical Trip Out | Electrical Trip Out - ELECTRIP | Problem | RS
GSDSTPS | Gas Distribution Piping System | Gas Distribution Piping System - GSDSTPS | EXNOISE | Excessive Noise | Excessive Noise - EXNOISE | Problem | RS
GSDSTPS | Gas Distribution Piping System | Gas Distribution Piping System - GSDSTPS | EXVIBRTN | Excessive Vibration | Excessive Vibration - EXVIBRTN | Problem | RS
GSDSTPS | Gas Distribution Piping System | Gas Distribution Piping System - GSDSTPS | JAMMEDEQ | Jammed Equipment | Jammed Equipment - JAMMEDEQ | Problem | RS
GSDSTPS | Gas Distribution Piping System | Gas Distribution Piping System - GSDSTPS | LEAKING | Leaking | Leaking - LEAKING | Problem | RS
GSDSTPS | Gas Distribution Piping System | Gas Distribution Piping System - GSDSTPS | LOWPERF | Low Performance | Low Performance - LOWPERF | Problem | RS
GSDSTPS | Gas Distribution Piping System | Gas Distribution Piping System - GSDSTPS | NONOPER | Non-Operational | Non-Operational - NONOPER | Problem | RS
GSDSTPS | Gas Distribution Piping System | Gas Distribution Piping System - GSDSTPS | PHYDMGE | Physical Damage | Physical Damage - PHYDMGE | Problem | RS
GSDSTPS | Gas Distribution Piping System | Gas Distribution Piping System - GSDSTPS | UNSMELL | Unusual Smell | Unusual Smell - UNSMELL | Problem | RS
GSDSTPS | Gas Distribution Piping System | Gas Distribution Piping System - GSDSTPS | UNSMOKE | Unusual Smoke | Unusual Smoke - UNSMOKE | Problem | RS
GSDSTPS | Gas Distribution Piping System | Gas Distribution Piping System - GSDSTPS | GSDPDET | Gas distribution piping/fittings deteriorated | Gas distribution piping/fittings deteriorated - GSDPDET | Failure | RS
GSDSTPS | Gas Distribution Piping System | Gas Distribution Piping System - GSDSTPS | ACCIDENT | Accident | Accident - ACCIDENT | Cause | RS
GSDSTPS | Gas Distribution Piping System | Gas Distribution Piping System - GSDSTPS | ACCWEAR | Accelerated Wear | Accelerated Wear - ACCWEAR | Cause | RS
GSDSTPS | Gas Distribution Piping System | Gas Distribution Piping System - GSDSTPS | ACTGOD | Weather condition/Forces of nature or Act of God | Weather condition/Forces of nature or Act of God - ACTGOD | Cause | RS
GSDSTPS | Gas Distribution Piping System | Gas Distribution Piping System - GSDSTPS | CONTAM | Contamination | Contamination - CONTAM | Cause | RS
GSDSTPS | Gas Distribution Piping System | Gas Distribution Piping System - GSDSTPS | DEFASSET | Defective Asset | Defective Asset - DEFASSET | Cause | RS
GSDSTPS | Gas Distribution Piping System | Gas Distribution Piping System - GSDSTPS | EXLOAD | Excessive Load | Excessive Load - EXLOAD | Cause | RS
GSDSTPS | Gas Distribution Piping System | Gas Distribution Piping System - GSDSTPS | IMPRMNT | Improper Maintenance | Improper Maintenance - IMPRMNT | Cause | RS
GSDSTPS | Gas Distribution Piping System | Gas Distribution Piping System - GSDSTPS | INSLUBR | Insufficient Lubrication | Insufficient Lubrication - INSLUBR | Cause | RS
GSDSTPS | Gas Distribution Piping System | Gas Distribution Piping System - GSDSTPS | LACKTRN | Lack of/ Inadequate Training | Lack of/ Inadequate Training - LACKTRN | Cause | RS
GSDSTPS | Gas Distribution Piping System | Gas Distribution Piping System - GSDSTPS | MISSCMP | Loose/ Missing Component | Loose/ Missing Component - MISSCMP | Cause | RS
GSDSTPS | Gas Distribution Piping System | Gas Distribution Piping System - GSDSTPS | NRMWEAR | Normal Wear | Normal Wear - NRMWEAR | Cause | RS
GSDSTPS | Gas Distribution Piping System | Gas Distribution Piping System - GSDSTPS | OTHER | Other (specify) | Other (specify) - OTHER | Cause | RS
GSDSTPS | Gas Distribution Piping System | Gas Distribution Piping System - GSDSTPS | PRINSTAL | Poor Installation | Poor Installation - PRINSTAL | Cause | RS
GSDSTPS | Gas Distribution Piping System | Gas Distribution Piping System - GSDSTPS | PROCISSU | Procedure Issue | Procedure Issue - PROCISSU | Cause | RS
GSDSTPS | Gas Distribution Piping System | Gas Distribution Piping System - GSDSTPS | UTLFAIL | Utility Failure | Utility Failure - UTLFAIL | Cause | RS
GSDSTPS | Gas Distribution Piping System | Gas Distribution Piping System - GSDSTPS | VNDLSM | Vandalism | Vandalism - VNDLSM | Cause | RS
GSDSTPS | Gas Distribution Piping System | Gas Distribution Piping System - GSDSTPS | WORNCMPT | Defective/ Worn Component | Defective/ Worn Component - WORNCMPT | Cause | RS
GSDSTPS | Gas Distribution Piping System | Gas Distribution Piping System - GSDSTPS | ADJUSTD | Adjusted | Adjusted - ADJUSTD | Action | RS
GSDSTPS | Gas Distribution Piping System | Gas Distribution Piping System - GSDSTPS | DECOMM | Decommission | Decommission - DECOMM | Action | RS
GSDSTPS | Gas Distribution Piping System | Gas Distribution Piping System - GSDSTPS | DECONTME | Decontaminate | Decontaminate - DECONTME | Action | RS
GSDSTPS | Gas Distribution Piping System | Gas Distribution Piping System - GSDSTPS | DONOTHIN | Do Nothing | Do Nothing - DONOTHIN | Action | RS
GSDSTPS | Gas Distribution Piping System | Gas Distribution Piping System - GSDSTPS | LUBRCTE | Lubricate | Lubricate - LUBRCTE | Action | RS
GSDSTPS | Gas Distribution Piping System | Gas Distribution Piping System - GSDSTPS | OTHER | Other (specify) | Other (specify) - OTHER | Action | RS
GSDSTPS | Gas Distribution Piping System | Gas Distribution Piping System - GSDSTPS | RECALBRT | Recalibrate | Recalibrate - RECALBRT | Action | RS
GSDSTPS | Gas Distribution Piping System | Gas Distribution Piping System - GSDSTPS | REMVOBT | Remove Obstruction | Remove Obstruction - REMVOBT | Action | RS
GSDSTPS | Gas Distribution Piping System | Gas Distribution Piping System - GSDSTPS | REPCMPT | Repair Component | Repair Component - REPCMPT | Action | RS
GSDSTPS | Gas Distribution Piping System | Gas Distribution Piping System - GSDSTPS | REPLASS | Replace Asset | Replace Asset - REPLASS | Action | RS
GSDSTPS | Gas Distribution Piping System | Gas Distribution Piping System - GSDSTPS | REPLCMPT | Replace Component | Replace Component - REPLCMPT | Action | RS
GSDSTPS | Gas Distribution Piping System | Gas Distribution Piping System - GSDSTPS | REPRASS | Repair Asset | Repair Asset - REPRASS | Action | RS
GSDSTPS | Gas Distribution Piping System | Gas Distribution Piping System - GSDSTPS | UPGRADES | Upgrade | Upgrade - UPGRADES | Action | RS
GSDSTSYS | Gas Distribution System | Gas Distribution System - GSDSTSYS | ABNTEMP | Abnormal Temprature | Abnormal Temprature - ABNTEMP | Problem | RS
GSDSTSYS | Gas Distribution System | Gas Distribution System - GSDSTSYS | CORROS | Corrosion | Corrosion - CORROS | Problem | RS
GSDSTSYS | Gas Distribution System | Gas Distribution System - GSDSTSYS | ELECTRIP | Electrical Trip Out | Electrical Trip Out - ELECTRIP | Problem | RS
GSDSTSYS | Gas Distribution System | Gas Distribution System - GSDSTSYS | EXNOISE | Excessive Noise | Excessive Noise - EXNOISE | Problem | RS
GSDSTSYS | Gas Distribution System | Gas Distribution System - GSDSTSYS | EXVIBRTN | Excessive Vibration | Excessive Vibration - EXVIBRTN | Problem | RS
GSDSTSYS | Gas Distribution System | Gas Distribution System - GSDSTSYS | JAMMEDEQ | Jammed Equipment | Jammed Equipment - JAMMEDEQ | Problem | RS
GSDSTSYS | Gas Distribution System | Gas Distribution System - GSDSTSYS | LEAKING | Leaking | Leaking - LEAKING | Problem | RS
GSDSTSYS | Gas Distribution System | Gas Distribution System - GSDSTSYS | LOWPERF | Low Performance | Low Performance - LOWPERF | Problem | RS
GSDSTSYS | Gas Distribution System | Gas Distribution System - GSDSTSYS | NONOPER | Non-Operational | Non-Operational - NONOPER | Problem | RS
GSDSTSYS | Gas Distribution System | Gas Distribution System - GSDSTSYS | PHYDMGE | Physical Damage | Physical Damage - PHYDMGE | Problem | RS
GSDSTSYS | Gas Distribution System | Gas Distribution System - GSDSTSYS | UNSMELL | Unusual Smell | Unusual Smell - UNSMELL | Problem | RS
GSDSTSYS | Gas Distribution System | Gas Distribution System - GSDSTSYS | UNSMOKE | Unusual Smoke | Unusual Smoke - UNSMOKE | Problem | RS
GSDSTSYS | Gas Distribution System | Gas Distribution System - GSDSTSYS | ACCIDENT | Accident | Accident - ACCIDENT | Cause | RS
GSDSTSYS | Gas Distribution System | Gas Distribution System - GSDSTSYS | ACCWEAR | Accelerated Wear | Accelerated Wear - ACCWEAR | Cause | RS
GSDSTSYS | Gas Distribution System | Gas Distribution System - GSDSTSYS | ACTGOD | Weather condition/Forces of nature or Act of God | Weather condition/Forces of nature or Act of God - ACTGOD | Cause | RS
GSDSTSYS | Gas Distribution System | Gas Distribution System - GSDSTSYS | CONTAM | Contamination | Contamination - CONTAM | Cause | RS
GSDSTSYS | Gas Distribution System | Gas Distribution System - GSDSTSYS | DEFASSET | Defective Asset | Defective Asset - DEFASSET | Cause | RS
GSDSTSYS | Gas Distribution System | Gas Distribution System - GSDSTSYS | EXLOAD | Excessive Load | Excessive Load - EXLOAD | Cause | RS
GSDSTSYS | Gas Distribution System | Gas Distribution System - GSDSTSYS | IMPRMNT | Improper Maintenance | Improper Maintenance - IMPRMNT | Cause | RS
GSDSTSYS | Gas Distribution System | Gas Distribution System - GSDSTSYS | INSLUBR | Insufficient Lubrication | Insufficient Lubrication - INSLUBR | Cause | RS
GSDSTSYS | Gas Distribution System | Gas Distribution System - GSDSTSYS | LACKTRN | Lack of/ Inadequate Training | Lack of/ Inadequate Training - LACKTRN | Cause | RS
GSDSTSYS | Gas Distribution System | Gas Distribution System - GSDSTSYS | MISSCMP | Loose/ Missing Component | Loose/ Missing Component - MISSCMP | Cause | RS
GSDSTSYS | Gas Distribution System | Gas Distribution System - GSDSTSYS | NRMWEAR | Normal Wear | Normal Wear - NRMWEAR | Cause | RS
GSDSTSYS | Gas Distribution System | Gas Distribution System - GSDSTSYS | OTHER | Other (specify) | Other (specify) - OTHER | Cause | RS
GSDSTSYS | Gas Distribution System | Gas Distribution System - GSDSTSYS | PRINSTAL | Poor Installation | Poor Installation - PRINSTAL | Cause | RS
GSDSTSYS | Gas Distribution System | Gas Distribution System - GSDSTSYS | PROCISSU | Procedure Issue | Procedure Issue - PROCISSU | Cause | RS
GSDSTSYS | Gas Distribution System | Gas Distribution System - GSDSTSYS | UTLFAIL | Utility Failure | Utility Failure - UTLFAIL | Cause | RS
GSDSTSYS | Gas Distribution System | Gas Distribution System - GSDSTSYS | VNDLSM | Vandalism | Vandalism - VNDLSM | Cause | RS
GSDSTSYS | Gas Distribution System | Gas Distribution System - GSDSTSYS | WORNCMPT | Defective/ Worn Component | Defective/ Worn Component - WORNCMPT | Cause | RS
GSDSTSYS | Gas Distribution System | Gas Distribution System - GSDSTSYS | ADJUSTD | Adjusted | Adjusted - ADJUSTD | Action | RS
GSDSTSYS | Gas Distribution System | Gas Distribution System - GSDSTSYS | DECOMM | Decommission | Decommission - DECOMM | Action | RS
GSDSTSYS | Gas Distribution System | Gas Distribution System - GSDSTSYS | DECONTME | Decontaminate | Decontaminate - DECONTME | Action | RS
GSDSTSYS | Gas Distribution System | Gas Distribution System - GSDSTSYS | DONOTHIN | Do Nothing | Do Nothing - DONOTHIN | Action | RS
GSDSTSYS | Gas Distribution System | Gas Distribution System - GSDSTSYS | LUBRCTE | Lubricate | Lubricate - LUBRCTE | Action | RS
GSDSTSYS | Gas Distribution System | Gas Distribution System - GSDSTSYS | OTHER | Other (specify) | Other (specify) - OTHER | Action | RS
GSDSTSYS | Gas Distribution System | Gas Distribution System - GSDSTSYS | RECALBRT | Recalibrate | Recalibrate - RECALBRT | Action | RS
GSDSTSYS | Gas Distribution System | Gas Distribution System - GSDSTSYS | REMVOBT | Remove Obstruction | Remove Obstruction - REMVOBT | Action | RS
GSDSTSYS | Gas Distribution System | Gas Distribution System - GSDSTSYS | REPCMPT | Repair Component | Repair Component - REPCMPT | Action | RS
GSDSTSYS | Gas Distribution System | Gas Distribution System - GSDSTSYS | REPLASS | Replace Asset | Replace Asset - REPLASS | Action | RS
GSDSTSYS | Gas Distribution System | Gas Distribution System - GSDSTSYS | REPLCMPT | Replace Component | Replace Component - REPLCMPT | Action | RS
GSDSTSYS | Gas Distribution System | Gas Distribution System - GSDSTSYS | REPRASS | Repair Asset | Repair Asset - REPRASS | Action | RS
GSDSTSYS | Gas Distribution System | Gas Distribution System - GSDSTSYS | UPGRADES | Upgrade | Upgrade - UPGRADES | Action | RS
GSDTCSYS | Gas Detection System | Gas Detection System - GSDTCSYS | ABNTEMP | Abnormal Temprature | Abnormal Temprature - ABNTEMP | Problem | RS
GSDTCSYS | Gas Detection System | Gas Detection System - GSDTCSYS | CORROS | Corrosion | Corrosion - CORROS | Problem | RS
GSDTCSYS | Gas Detection System | Gas Detection System - GSDTCSYS | ELECTRIP | Electrical Trip Out | Electrical Trip Out - ELECTRIP | Problem | RS
GSDTCSYS | Gas Detection System | Gas Detection System - GSDTCSYS | EXNOISE | Excessive Noise | Excessive Noise - EXNOISE | Problem | RS
GSDTCSYS | Gas Detection System | Gas Detection System - GSDTCSYS | EXVIBRTN | Excessive Vibration | Excessive Vibration - EXVIBRTN | Problem | RS
GSDTCSYS | Gas Detection System | Gas Detection System - GSDTCSYS | JAMMEDEQ | Jammed Equipment | Jammed Equipment - JAMMEDEQ | Problem | RS
GSDTCSYS | Gas Detection System | Gas Detection System - GSDTCSYS | LEAKING | Leaking | Leaking - LEAKING | Problem | RS
GSDTCSYS | Gas Detection System | Gas Detection System - GSDTCSYS | LOWPERF | Low Performance | Low Performance - LOWPERF | Problem | RS
GSDTCSYS | Gas Detection System | Gas Detection System - GSDTCSYS | NONOPER | Non-Operational | Non-Operational - NONOPER | Problem | RS
GSDTCSYS | Gas Detection System | Gas Detection System - GSDTCSYS | PHYDMGE | Physical Damage | Physical Damage - PHYDMGE | Problem | RS
GSDTCSYS | Gas Detection System | Gas Detection System - GSDTCSYS | UNSMELL | Unusual Smell | Unusual Smell - UNSMELL | Problem | RS
GSDTCSYS | Gas Detection System | Gas Detection System - GSDTCSYS | UNSMOKE | Unusual Smoke | Unusual Smoke - UNSMOKE | Problem | RS
GSDTCSYS | Gas Detection System | Gas Detection System - GSDTCSYS | DCDRIFT | Detector calibration drifted | Detector calibration drifted - DCDRIFT | Failure | RS
GSDTCSYS | Gas Detection System | Gas Detection System - GSDTCSYS | GDSAFAIL | Gas Detection System alarm failed | Gas Detection System alarm failed - GDSAFAIL | Failure | RS
GSDTCSYS | Gas Detection System | Gas Detection System - GSDTCSYS | SLNCONT | Sensor lens contaminated | Sensor lens contaminated - SLNCONT | Failure | RS
GSDTCSYS | Gas Detection System | Gas Detection System - GSDTCSYS | ACCIDENT | Accident | Accident - ACCIDENT | Cause | RS
GSDTCSYS | Gas Detection System | Gas Detection System - GSDTCSYS | ACCWEAR | Accelerated Wear | Accelerated Wear - ACCWEAR | Cause | RS
GSDTCSYS | Gas Detection System | Gas Detection System - GSDTCSYS | ACTGOD | Weather condition/Forces of nature or Act of God | Weather condition/Forces of nature or Act of God - ACTGOD | Cause | RS
GSDTCSYS | Gas Detection System | Gas Detection System - GSDTCSYS | CONTAM | Contamination | Contamination - CONTAM | Cause | RS
GSDTCSYS | Gas Detection System | Gas Detection System - GSDTCSYS | DEFASSET | Defective Asset | Defective Asset - DEFASSET | Cause | RS
GSDTCSYS | Gas Detection System | Gas Detection System - GSDTCSYS | EXLOAD | Excessive Load | Excessive Load - EXLOAD | Cause | RS
GSDTCSYS | Gas Detection System | Gas Detection System - GSDTCSYS | IMPRMNT | Improper Maintenance | Improper Maintenance - IMPRMNT | Cause | RS
GSDTCSYS | Gas Detection System | Gas Detection System - GSDTCSYS | INSLUBR | Insufficient Lubrication | Insufficient Lubrication - INSLUBR | Cause | RS
GSDTCSYS | Gas Detection System | Gas Detection System - GSDTCSYS | LACKTRN | Lack of/ Inadequate Training | Lack of/ Inadequate Training - LACKTRN | Cause | RS
GSDTCSYS | Gas Detection System | Gas Detection System - GSDTCSYS | MISSCMP | Loose/ Missing Component | Loose/ Missing Component - MISSCMP | Cause | RS
GSDTCSYS | Gas Detection System | Gas Detection System - GSDTCSYS | NRMWEAR | Normal Wear | Normal Wear - NRMWEAR | Cause | RS
GSDTCSYS | Gas Detection System | Gas Detection System - GSDTCSYS | OTHER | Other (specify) | Other (specify) - OTHER | Cause | RS
GSDTCSYS | Gas Detection System | Gas Detection System - GSDTCSYS | PRINSTAL | Poor Installation | Poor Installation - PRINSTAL | Cause | RS
GSDTCSYS | Gas Detection System | Gas Detection System - GSDTCSYS | PROCISSU | Procedure Issue | Procedure Issue - PROCISSU | Cause | RS
GSDTCSYS | Gas Detection System | Gas Detection System - GSDTCSYS | UTLFAIL | Utility Failure | Utility Failure - UTLFAIL | Cause | RS
GSDTCSYS | Gas Detection System | Gas Detection System - GSDTCSYS | VNDLSM | Vandalism | Vandalism - VNDLSM | Cause | RS
GSDTCSYS | Gas Detection System | Gas Detection System - GSDTCSYS | WORNCMPT | Defective/ Worn Component | Defective/ Worn Component - WORNCMPT | Cause | RS
GSDTCSYS | Gas Detection System | Gas Detection System - GSDTCSYS | ADJUSTD | Adjusted | Adjusted - ADJUSTD | Action | RS
GSDTCSYS | Gas Detection System | Gas Detection System - GSDTCSYS | DECOMM | Decommission | Decommission - DECOMM | Action | RS
GSDTCSYS | Gas Detection System | Gas Detection System - GSDTCSYS | DECONTME | Decontaminate | Decontaminate - DECONTME | Action | RS
GSDTCSYS | Gas Detection System | Gas Detection System - GSDTCSYS | DONOTHIN | Do Nothing | Do Nothing - DONOTHIN | Action | RS
GSDTCSYS | Gas Detection System | Gas Detection System - GSDTCSYS | LUBRCTE | Lubricate | Lubricate - LUBRCTE | Action | RS
GSDTCSYS | Gas Detection System | Gas Detection System - GSDTCSYS | OTHER | Other (specify) | Other (specify) - OTHER | Action | RS
GSDTCSYS | Gas Detection System | Gas Detection System - GSDTCSYS | RECALBRT | Recalibrate | Recalibrate - RECALBRT | Action | RS
GSDTCSYS | Gas Detection System | Gas Detection System - GSDTCSYS | REMVOBT | Remove Obstruction | Remove Obstruction - REMVOBT | Action | RS
GSDTCSYS | Gas Detection System | Gas Detection System - GSDTCSYS | REPCMPT | Repair Component | Repair Component - REPCMPT | Action | RS
GSDTCSYS | Gas Detection System | Gas Detection System - GSDTCSYS | REPLASS | Replace Asset | Replace Asset - REPLASS | Action | RS
GSDTCSYS | Gas Detection System | Gas Detection System - GSDTCSYS | REPLCMPT | Replace Component | Replace Component - REPLCMPT | Action | RS
GSDTCSYS | Gas Detection System | Gas Detection System - GSDTCSYS | REPRASS | Repair Asset | Repair Asset - REPRASS | Action | RS
GSDTCSYS | Gas Detection System | Gas Detection System - GSDTCSYS | UPGRADES | Upgrade | Upgrade - UPGRADES | Action | RS
GSVP | Gas Vaporizer | Gas Vaporizer - GSVP | ABNTEMP | Abnormal Temprature | Abnormal Temprature - ABNTEMP | Problem | RS
GSVP | Gas Vaporizer | Gas Vaporizer - GSVP | CORROS | Corrosion | Corrosion - CORROS | Problem | RS
GSVP | Gas Vaporizer | Gas Vaporizer - GSVP | ELECTRIP | Electrical Trip Out | Electrical Trip Out - ELECTRIP | Problem | RS
GSVP | Gas Vaporizer | Gas Vaporizer - GSVP | EXNOISE | Excessive Noise | Excessive Noise - EXNOISE | Problem | RS
GSVP | Gas Vaporizer | Gas Vaporizer - GSVP | EXVIBRTN | Excessive Vibration | Excessive Vibration - EXVIBRTN | Problem | RS
GSVP | Gas Vaporizer | Gas Vaporizer - GSVP | JAMMEDEQ | Jammed Equipment | Jammed Equipment - JAMMEDEQ | Problem | RS
GSVP | Gas Vaporizer | Gas Vaporizer - GSVP | LEAKING | Leaking | Leaking - LEAKING | Problem | RS
GSVP | Gas Vaporizer | Gas Vaporizer - GSVP | LOWPERF | Low Performance | Low Performance - LOWPERF | Problem | RS
GSVP | Gas Vaporizer | Gas Vaporizer - GSVP | NONOPER | Non-Operational | Non-Operational - NONOPER | Problem | RS
GSVP | Gas Vaporizer | Gas Vaporizer - GSVP | PHYDMGE | Physical Damage | Physical Damage - PHYDMGE | Problem | RS
GSVP | Gas Vaporizer | Gas Vaporizer - GSVP | UNSMELL | Unusual Smell | Unusual Smell - UNSMELL | Problem | RS
GSVP | Gas Vaporizer | Gas Vaporizer - GSVP | UNSMOKE | Unusual Smoke | Unusual Smoke - UNSMOKE | Problem | RS
GSVP | Gas Vaporizer | Gas Vaporizer - GSVP | GSGFNDET | Gas vaporizer gas fired burner deteriorated | Gas vaporizer gas fired burner deteriorated - GSGFNDET | Failure | RS
GSVP | Gas Vaporizer | Gas Vaporizer - GSVP | GSVEHDET | Gas vaporizer electric heater deteriorated | Gas vaporizer electric heater deteriorated - GSVEHDET | Failure | RS
GSVP | Gas Vaporizer | Gas Vaporizer - GSVP | GSVPCDET | Gas vaporizer components deteriorated | Gas vaporizer components deteriorated - GSVPCDET | Failure | RS
GSVP | Gas Vaporizer | Gas Vaporizer - GSVP | ACCIDENT | Accident | Accident - ACCIDENT | Cause | RS
GSVP | Gas Vaporizer | Gas Vaporizer - GSVP | ACCWEAR | Accelerated Wear | Accelerated Wear - ACCWEAR | Cause | RS
GSVP | Gas Vaporizer | Gas Vaporizer - GSVP | ACTGOD | Weather condition/Forces of nature or Act of God | Weather condition/Forces of nature or Act of God - ACTGOD | Cause | RS
GSVP | Gas Vaporizer | Gas Vaporizer - GSVP | CONTAM | Contamination | Contamination - CONTAM | Cause | RS
GSVP | Gas Vaporizer | Gas Vaporizer - GSVP | DEFASSET | Defective Asset | Defective Asset - DEFASSET | Cause | RS
GSVP | Gas Vaporizer | Gas Vaporizer - GSVP | EXLOAD | Excessive Load | Excessive Load - EXLOAD | Cause | RS
GSVP | Gas Vaporizer | Gas Vaporizer - GSVP | IMPRMNT | Improper Maintenance | Improper Maintenance - IMPRMNT | Cause | RS
GSVP | Gas Vaporizer | Gas Vaporizer - GSVP | INSLUBR | Insufficient Lubrication | Insufficient Lubrication - INSLUBR | Cause | RS
GSVP | Gas Vaporizer | Gas Vaporizer - GSVP | LACKTRN | Lack of/ Inadequate Training | Lack of/ Inadequate Training - LACKTRN | Cause | RS
GSVP | Gas Vaporizer | Gas Vaporizer - GSVP | MISSCMP | Loose/ Missing Component | Loose/ Missing Component - MISSCMP | Cause | RS
GSVP | Gas Vaporizer | Gas Vaporizer - GSVP | NRMWEAR | Normal Wear | Normal Wear - NRMWEAR | Cause | RS
GSVP | Gas Vaporizer | Gas Vaporizer - GSVP | OTHER | Other (specify) | Other (specify) - OTHER | Cause | RS
GSVP | Gas Vaporizer | Gas Vaporizer - GSVP | PRINSTAL | Poor Installation | Poor Installation - PRINSTAL | Cause | RS
GSVP | Gas Vaporizer | Gas Vaporizer - GSVP | PROCISSU | Procedure Issue | Procedure Issue - PROCISSU | Cause | RS
GSVP | Gas Vaporizer | Gas Vaporizer - GSVP | UTLFAIL | Utility Failure | Utility Failure - UTLFAIL | Cause | RS
GSVP | Gas Vaporizer | Gas Vaporizer - GSVP | VNDLSM | Vandalism | Vandalism - VNDLSM | Cause | RS
GSVP | Gas Vaporizer | Gas Vaporizer - GSVP | WORNCMPT | Defective/ Worn Component | Defective/ Worn Component - WORNCMPT | Cause | RS
GSVP | Gas Vaporizer | Gas Vaporizer - GSVP | ADJUSTD | Adjusted | Adjusted - ADJUSTD | Action | RS
GSVP | Gas Vaporizer | Gas Vaporizer - GSVP | DECOMM | Decommission | Decommission - DECOMM | Action | RS
GSVP | Gas Vaporizer | Gas Vaporizer - GSVP | DECONTME | Decontaminate | Decontaminate - DECONTME | Action | RS
GSVP | Gas Vaporizer | Gas Vaporizer - GSVP | DONOTHIN | Do Nothing | Do Nothing - DONOTHIN | Action | RS
GSVP | Gas Vaporizer | Gas Vaporizer - GSVP | LUBRCTE | Lubricate | Lubricate - LUBRCTE | Action | RS
GSVP | Gas Vaporizer | Gas Vaporizer - GSVP | OTHER | Other (specify) | Other (specify) - OTHER | Action | RS
GSVP | Gas Vaporizer | Gas Vaporizer - GSVP | RECALBRT | Recalibrate | Recalibrate - RECALBRT | Action | RS
GSVP | Gas Vaporizer | Gas Vaporizer - GSVP | REMVOBT | Remove Obstruction | Remove Obstruction - REMVOBT | Action | RS
GSVP | Gas Vaporizer | Gas Vaporizer - GSVP | REPCMPT | Repair Component | Repair Component - REPCMPT | Action | RS
GSVP | Gas Vaporizer | Gas Vaporizer - GSVP | REPLASS | Replace Asset | Replace Asset - REPLASS | Action | RS
GSVP | Gas Vaporizer | Gas Vaporizer - GSVP | REPLCMPT | Replace Component | Replace Component - REPLCMPT | Action | RS
GSVP | Gas Vaporizer | Gas Vaporizer - GSVP | REPRASS | Repair Asset | Repair Asset - REPRASS | Action | RS
GSVP | Gas Vaporizer | Gas Vaporizer - GSVP | UPGRADES | Upgrade | Upgrade - UPGRADES | Action | RS
HCLKDTC | Hydrocarbon Leak Detection System | Hydrocarbon Leak Detection System - HCLKDTC | ABNTEMP | Abnormal Temprature | Abnormal Temprature - ABNTEMP | Problem | RS
HCLKDTC | Hydrocarbon Leak Detection System | Hydrocarbon Leak Detection System - HCLKDTC | CORROS | Corrosion | Corrosion - CORROS | Problem | RS
HCLKDTC | Hydrocarbon Leak Detection System | Hydrocarbon Leak Detection System - HCLKDTC | ELECTRIP | Electrical Trip Out | Electrical Trip Out - ELECTRIP | Problem | RS
HCLKDTC | Hydrocarbon Leak Detection System | Hydrocarbon Leak Detection System - HCLKDTC | EXNOISE | Excessive Noise | Excessive Noise - EXNOISE | Problem | RS
HCLKDTC | Hydrocarbon Leak Detection System | Hydrocarbon Leak Detection System - HCLKDTC | EXVIBRTN | Excessive Vibration | Excessive Vibration - EXVIBRTN | Problem | RS
HCLKDTC | Hydrocarbon Leak Detection System | Hydrocarbon Leak Detection System - HCLKDTC | JAMMEDEQ | Jammed Equipment | Jammed Equipment - JAMMEDEQ | Problem | RS
HCLKDTC | Hydrocarbon Leak Detection System | Hydrocarbon Leak Detection System - HCLKDTC | LEAKING | Leaking | Leaking - LEAKING | Problem | RS
HCLKDTC | Hydrocarbon Leak Detection System | Hydrocarbon Leak Detection System - HCLKDTC | LOWPERF | Low Performance | Low Performance - LOWPERF | Problem | RS
HCLKDTC | Hydrocarbon Leak Detection System | Hydrocarbon Leak Detection System - HCLKDTC | NONOPER | Non-Operational | Non-Operational - NONOPER | Problem | RS
HCLKDTC | Hydrocarbon Leak Detection System | Hydrocarbon Leak Detection System - HCLKDTC | PHYDMGE | Physical Damage | Physical Damage - PHYDMGE | Problem | RS
HCLKDTC | Hydrocarbon Leak Detection System | Hydrocarbon Leak Detection System - HCLKDTC | UNSMELL | Unusual Smell | Unusual Smell - UNSMELL | Problem | RS
HCLKDTC | Hydrocarbon Leak Detection System | Hydrocarbon Leak Detection System - HCLKDTC | UNSMOKE | Unusual Smoke | Unusual Smoke - UNSMOKE | Problem | RS
HCLKDTC | Hydrocarbon Leak Detection System | Hydrocarbon Leak Detection System - HCLKDTC | HYDSFAIL | Hydrocarbon sensor failed | Hydrocarbon sensor failed - HYDSFAIL | Failure | RS
HCLKDTC | Hydrocarbon Leak Detection System | Hydrocarbon Leak Detection System - HCLKDTC | ACCIDENT | Accident | Accident - ACCIDENT | Cause | RS
HCLKDTC | Hydrocarbon Leak Detection System | Hydrocarbon Leak Detection System - HCLKDTC | ACCWEAR | Accelerated Wear | Accelerated Wear - ACCWEAR | Cause | RS
HCLKDTC | Hydrocarbon Leak Detection System | Hydrocarbon Leak Detection System - HCLKDTC | ACTGOD | Weather condition/Forces of nature or Act of God | Weather condition/Forces of nature or Act of God - ACTGOD | Cause | RS
HCLKDTC | Hydrocarbon Leak Detection System | Hydrocarbon Leak Detection System - HCLKDTC | CONTAM | Contamination | Contamination - CONTAM | Cause | RS
HCLKDTC | Hydrocarbon Leak Detection System | Hydrocarbon Leak Detection System - HCLKDTC | DEFASSET | Defective Asset | Defective Asset - DEFASSET | Cause | RS
HCLKDTC | Hydrocarbon Leak Detection System | Hydrocarbon Leak Detection System - HCLKDTC | EXLOAD | Excessive Load | Excessive Load - EXLOAD | Cause | RS
HCLKDTC | Hydrocarbon Leak Detection System | Hydrocarbon Leak Detection System - HCLKDTC | IMPRMNT | Improper Maintenance | Improper Maintenance - IMPRMNT | Cause | RS
HCLKDTC | Hydrocarbon Leak Detection System | Hydrocarbon Leak Detection System - HCLKDTC | INSLUBR | Insufficient Lubrication | Insufficient Lubrication - INSLUBR | Cause | RS
HCLKDTC | Hydrocarbon Leak Detection System | Hydrocarbon Leak Detection System - HCLKDTC | LACKTRN | Lack of/ Inadequate Training | Lack of/ Inadequate Training - LACKTRN | Cause | RS
HCLKDTC | Hydrocarbon Leak Detection System | Hydrocarbon Leak Detection System - HCLKDTC | MISSCMP | Loose/ Missing Component | Loose/ Missing Component - MISSCMP | Cause | RS
HCLKDTC | Hydrocarbon Leak Detection System | Hydrocarbon Leak Detection System - HCLKDTC | NRMWEAR | Normal Wear | Normal Wear - NRMWEAR | Cause | RS
HCLKDTC | Hydrocarbon Leak Detection System | Hydrocarbon Leak Detection System - HCLKDTC | OTHER | Other (specify) | Other (specify) - OTHER | Cause | RS
HCLKDTC | Hydrocarbon Leak Detection System | Hydrocarbon Leak Detection System - HCLKDTC | PRINSTAL | Poor Installation | Poor Installation - PRINSTAL | Cause | RS
HCLKDTC | Hydrocarbon Leak Detection System | Hydrocarbon Leak Detection System - HCLKDTC | PROCISSU | Procedure Issue | Procedure Issue - PROCISSU | Cause | RS
HCLKDTC | Hydrocarbon Leak Detection System | Hydrocarbon Leak Detection System - HCLKDTC | UTLFAIL | Utility Failure | Utility Failure - UTLFAIL | Cause | RS
HCLKDTC | Hydrocarbon Leak Detection System | Hydrocarbon Leak Detection System - HCLKDTC | VNDLSM | Vandalism | Vandalism - VNDLSM | Cause | RS
HCLKDTC | Hydrocarbon Leak Detection System | Hydrocarbon Leak Detection System - HCLKDTC | WORNCMPT | Defective/ Worn Component | Defective/ Worn Component - WORNCMPT | Cause | RS
HCLKDTC | Hydrocarbon Leak Detection System | Hydrocarbon Leak Detection System - HCLKDTC | ADJUSTD | Adjusted | Adjusted - ADJUSTD | Action | RS
HCLKDTC | Hydrocarbon Leak Detection System | Hydrocarbon Leak Detection System - HCLKDTC | DECOMM | Decommission | Decommission - DECOMM | Action | RS
HCLKDTC | Hydrocarbon Leak Detection System | Hydrocarbon Leak Detection System - HCLKDTC | DECONTME | Decontaminate | Decontaminate - DECONTME | Action | RS
HCLKDTC | Hydrocarbon Leak Detection System | Hydrocarbon Leak Detection System - HCLKDTC | DONOTHIN | Do Nothing | Do Nothing - DONOTHIN | Action | RS
HCLKDTC | Hydrocarbon Leak Detection System | Hydrocarbon Leak Detection System - HCLKDTC | LUBRCTE | Lubricate | Lubricate - LUBRCTE | Action | RS
HCLKDTC | Hydrocarbon Leak Detection System | Hydrocarbon Leak Detection System - HCLKDTC | OTHER | Other (specify) | Other (specify) - OTHER | Action | RS
HCLKDTC | Hydrocarbon Leak Detection System | Hydrocarbon Leak Detection System - HCLKDTC | RECALBRT | Recalibrate | Recalibrate - RECALBRT | Action | RS
HCLKDTC | Hydrocarbon Leak Detection System | Hydrocarbon Leak Detection System - HCLKDTC | REMVOBT | Remove Obstruction | Remove Obstruction - REMVOBT | Action | RS
HCLKDTC | Hydrocarbon Leak Detection System | Hydrocarbon Leak Detection System - HCLKDTC | REPCMPT | Repair Component | Repair Component - REPCMPT | Action | RS
HCLKDTC | Hydrocarbon Leak Detection System | Hydrocarbon Leak Detection System - HCLKDTC | REPLASS | Replace Asset | Replace Asset - REPLASS | Action | RS
HCLKDTC | Hydrocarbon Leak Detection System | Hydrocarbon Leak Detection System - HCLKDTC | REPLCMPT | Replace Component | Replace Component - REPLCMPT | Action | RS
HCLKDTC | Hydrocarbon Leak Detection System | Hydrocarbon Leak Detection System - HCLKDTC | REPRASS | Repair Asset | Repair Asset - REPRASS | Action | RS
HCLKDTC | Hydrocarbon Leak Detection System | Hydrocarbon Leak Detection System - HCLKDTC | UPGRADES | Upgrade | Upgrade - UPGRADES | Action | RS
HEATEXCH | Heat Exchanger | Heat Exchanger - HEATEXCH | ABNTEMP | Abnormal Temprature | Abnormal Temprature - ABNTEMP | Problem | RS
HEATEXCH | Heat Exchanger | Heat Exchanger - HEATEXCH | CORROS | Corrosion | Corrosion - CORROS | Problem | RS
HEATEXCH | Heat Exchanger | Heat Exchanger - HEATEXCH | ELECTRIP | Electrical Trip Out | Electrical Trip Out - ELECTRIP | Problem | RS
HEATEXCH | Heat Exchanger | Heat Exchanger - HEATEXCH | EXNOISE | Excessive Noise | Excessive Noise - EXNOISE | Problem | RS
HEATEXCH | Heat Exchanger | Heat Exchanger - HEATEXCH | EXVIBRTN | Excessive Vibration | Excessive Vibration - EXVIBRTN | Problem | RS
HEATEXCH | Heat Exchanger | Heat Exchanger - HEATEXCH | JAMMEDEQ | Jammed Equipment | Jammed Equipment - JAMMEDEQ | Problem | RS
HEATEXCH | Heat Exchanger | Heat Exchanger - HEATEXCH | LEAKING | Leaking | Leaking - LEAKING | Problem | RS
HEATEXCH | Heat Exchanger | Heat Exchanger - HEATEXCH | LOWPERF | Low Performance | Low Performance - LOWPERF | Problem | RS
HEATEXCH | Heat Exchanger | Heat Exchanger - HEATEXCH | NONOPER | Non-Operational | Non-Operational - NONOPER | Problem | RS
HEATEXCH | Heat Exchanger | Heat Exchanger - HEATEXCH | PHYDMGE | Physical Damage | Physical Damage - PHYDMGE | Problem | RS
HEATEXCH | Heat Exchanger | Heat Exchanger - HEATEXCH | UNSMELL | Unusual Smell | Unusual Smell - UNSMELL | Problem | RS
HEATEXCH | Heat Exchanger | Heat Exchanger - HEATEXCH | UNSMOKE | Unusual Smoke | Unusual Smoke - UNSMOKE | Problem | RS
HEATEXCH | Heat Exchanger | Heat Exchanger - HEATEXCH | HEXFAIL | Heat exchanger failed | Heat exchanger failed - HEXFAIL | Failure | RS
HEATEXCH | Heat Exchanger | Heat Exchanger - HEATEXCH | ACCIDENT | Accident | Accident - ACCIDENT | Cause | RS
HEATEXCH | Heat Exchanger | Heat Exchanger - HEATEXCH | ACCWEAR | Accelerated Wear | Accelerated Wear - ACCWEAR | Cause | RS
HEATEXCH | Heat Exchanger | Heat Exchanger - HEATEXCH | ACTGOD | Weather condition/Forces of nature or Act of God | Weather condition/Forces of nature or Act of God - ACTGOD | Cause | RS
HEATEXCH | Heat Exchanger | Heat Exchanger - HEATEXCH | CONTAM | Contamination | Contamination - CONTAM | Cause | RS
HEATEXCH | Heat Exchanger | Heat Exchanger - HEATEXCH | DEFASSET | Defective Asset | Defective Asset - DEFASSET | Cause | RS
HEATEXCH | Heat Exchanger | Heat Exchanger - HEATEXCH | EXLOAD | Excessive Load | Excessive Load - EXLOAD | Cause | RS
HEATEXCH | Heat Exchanger | Heat Exchanger - HEATEXCH | IMPRMNT | Improper Maintenance | Improper Maintenance - IMPRMNT | Cause | RS
HEATEXCH | Heat Exchanger | Heat Exchanger - HEATEXCH | INSLUBR | Insufficient Lubrication | Insufficient Lubrication - INSLUBR | Cause | RS
HEATEXCH | Heat Exchanger | Heat Exchanger - HEATEXCH | LACKTRN | Lack of/ Inadequate Training | Lack of/ Inadequate Training - LACKTRN | Cause | RS
HEATEXCH | Heat Exchanger | Heat Exchanger - HEATEXCH | MISSCMP | Loose/ Missing Component | Loose/ Missing Component - MISSCMP | Cause | RS
HEATEXCH | Heat Exchanger | Heat Exchanger - HEATEXCH | NRMWEAR | Normal Wear | Normal Wear - NRMWEAR | Cause | RS
HEATEXCH | Heat Exchanger | Heat Exchanger - HEATEXCH | OTHER | Other (specify) | Other (specify) - OTHER | Cause | RS
HEATEXCH | Heat Exchanger | Heat Exchanger - HEATEXCH | PRINSTAL | Poor Installation | Poor Installation - PRINSTAL | Cause | RS
HEATEXCH | Heat Exchanger | Heat Exchanger - HEATEXCH | PROCISSU | Procedure Issue | Procedure Issue - PROCISSU | Cause | RS
HEATEXCH | Heat Exchanger | Heat Exchanger - HEATEXCH | UTLFAIL | Utility Failure | Utility Failure - UTLFAIL | Cause | RS
HEATEXCH | Heat Exchanger | Heat Exchanger - HEATEXCH | VNDLSM | Vandalism | Vandalism - VNDLSM | Cause | RS
HEATEXCH | Heat Exchanger | Heat Exchanger - HEATEXCH | WORNCMPT | Defective/ Worn Component | Defective/ Worn Component - WORNCMPT | Cause | RS
HEATEXCH | Heat Exchanger | Heat Exchanger - HEATEXCH | ADJUSTD | Adjusted | Adjusted - ADJUSTD | Action | RS
HEATEXCH | Heat Exchanger | Heat Exchanger - HEATEXCH | DECOMM | Decommission | Decommission - DECOMM | Action | RS
HEATEXCH | Heat Exchanger | Heat Exchanger - HEATEXCH | DECONTME | Decontaminate | Decontaminate - DECONTME | Action | RS
HEATEXCH | Heat Exchanger | Heat Exchanger - HEATEXCH | DONOTHIN | Do Nothing | Do Nothing - DONOTHIN | Action | RS
HEATEXCH | Heat Exchanger | Heat Exchanger - HEATEXCH | LUBRCTE | Lubricate | Lubricate - LUBRCTE | Action | RS
HEATEXCH | Heat Exchanger | Heat Exchanger - HEATEXCH | OTHER | Other (specify) | Other (specify) - OTHER | Action | RS
HEATEXCH | Heat Exchanger | Heat Exchanger - HEATEXCH | RECALBRT | Recalibrate | Recalibrate - RECALBRT | Action | RS
HEATEXCH | Heat Exchanger | Heat Exchanger - HEATEXCH | REMVOBT | Remove Obstruction | Remove Obstruction - REMVOBT | Action | RS
HEATEXCH | Heat Exchanger | Heat Exchanger - HEATEXCH | REPCMPT | Repair Component | Repair Component - REPCMPT | Action | RS
HEATEXCH | Heat Exchanger | Heat Exchanger - HEATEXCH | REPLASS | Replace Asset | Replace Asset - REPLASS | Action | RS
HEATEXCH | Heat Exchanger | Heat Exchanger - HEATEXCH | REPLCMPT | Replace Component | Replace Component - REPLCMPT | Action | RS
HEATEXCH | Heat Exchanger | Heat Exchanger - HEATEXCH | REPRASS | Repair Asset | Repair Asset - REPRASS | Action | RS
HEATEXCH | Heat Exchanger | Heat Exchanger - HEATEXCH | UPGRADES | Upgrade | Upgrade - UPGRADES | Action | RS
HEDOMTIC | Head-o-Matic Distribution System | Head-o-Matic Distribution System - HEDOMTIC | ABNTEMP | Abnormal Temprature | Abnormal Temprature - ABNTEMP | Problem | RS
HEDOMTIC | Head-o-Matic Distribution System | Head-o-Matic Distribution System - HEDOMTIC | CORROS | Corrosion | Corrosion - CORROS | Problem | RS
HEDOMTIC | Head-o-Matic Distribution System | Head-o-Matic Distribution System - HEDOMTIC | ELECTRIP | Electrical Trip Out | Electrical Trip Out - ELECTRIP | Problem | RS
HEDOMTIC | Head-o-Matic Distribution System | Head-o-Matic Distribution System - HEDOMTIC | EXNOISE | Excessive Noise | Excessive Noise - EXNOISE | Problem | RS
HEDOMTIC | Head-o-Matic Distribution System | Head-o-Matic Distribution System - HEDOMTIC | EXVIBRTN | Excessive Vibration | Excessive Vibration - EXVIBRTN | Problem | RS
HEDOMTIC | Head-o-Matic Distribution System | Head-o-Matic Distribution System - HEDOMTIC | JAMMEDEQ | Jammed Equipment | Jammed Equipment - JAMMEDEQ | Problem | RS
HEDOMTIC | Head-o-Matic Distribution System | Head-o-Matic Distribution System - HEDOMTIC | LEAKING | Leaking | Leaking - LEAKING | Problem | RS
HEDOMTIC | Head-o-Matic Distribution System | Head-o-Matic Distribution System - HEDOMTIC | LOWPERF | Low Performance | Low Performance - LOWPERF | Problem | RS
HEDOMTIC | Head-o-Matic Distribution System | Head-o-Matic Distribution System - HEDOMTIC | NONOPER | Non-Operational | Non-Operational - NONOPER | Problem | RS
HEDOMTIC | Head-o-Matic Distribution System | Head-o-Matic Distribution System - HEDOMTIC | PHYDMGE | Physical Damage | Physical Damage - PHYDMGE | Problem | RS
HEDOMTIC | Head-o-Matic Distribution System | Head-o-Matic Distribution System - HEDOMTIC | UNSMELL | Unusual Smell | Unusual Smell - UNSMELL | Problem | RS
HEDOMTIC | Head-o-Matic Distribution System | Head-o-Matic Distribution System - HEDOMTIC | UNSMOKE | Unusual Smoke | Unusual Smoke - UNSMOKE | Problem | RS
HEDOMTIC | Head-o-Matic Distribution System | Head-o-Matic Distribution System - HEDOMTIC | HOMSDET | Head-o-Matic system deteriorated | Head-o-Matic system deteriorated - HOMSDET | Failure | RS
HEDOMTIC | Head-o-Matic Distribution System | Head-o-Matic Distribution System - HEDOMTIC | ACCIDENT | Accident | Accident - ACCIDENT | Cause | RS
HEDOMTIC | Head-o-Matic Distribution System | Head-o-Matic Distribution System - HEDOMTIC | ACCWEAR | Accelerated Wear | Accelerated Wear - ACCWEAR | Cause | RS
HEDOMTIC | Head-o-Matic Distribution System | Head-o-Matic Distribution System - HEDOMTIC | ACTGOD | Weather condition/Forces of nature or Act of God | Weather condition/Forces of nature or Act of God - ACTGOD | Cause | RS
HEDOMTIC | Head-o-Matic Distribution System | Head-o-Matic Distribution System - HEDOMTIC | CONTAM | Contamination | Contamination - CONTAM | Cause | RS
HEDOMTIC | Head-o-Matic Distribution System | Head-o-Matic Distribution System - HEDOMTIC | DEFASSET | Defective Asset | Defective Asset - DEFASSET | Cause | RS
HEDOMTIC | Head-o-Matic Distribution System | Head-o-Matic Distribution System - HEDOMTIC | EXLOAD | Excessive Load | Excessive Load - EXLOAD | Cause | RS
HEDOMTIC | Head-o-Matic Distribution System | Head-o-Matic Distribution System - HEDOMTIC | IMPRMNT | Improper Maintenance | Improper Maintenance - IMPRMNT | Cause | RS
HEDOMTIC | Head-o-Matic Distribution System | Head-o-Matic Distribution System - HEDOMTIC | INSLUBR | Insufficient Lubrication | Insufficient Lubrication - INSLUBR | Cause | RS
HEDOMTIC | Head-o-Matic Distribution System | Head-o-Matic Distribution System - HEDOMTIC | LACKTRN | Lack of/ Inadequate Training | Lack of/ Inadequate Training - LACKTRN | Cause | RS
HEDOMTIC | Head-o-Matic Distribution System | Head-o-Matic Distribution System - HEDOMTIC | MISSCMP | Loose/ Missing Component | Loose/ Missing Component - MISSCMP | Cause | RS
HEDOMTIC | Head-o-Matic Distribution System | Head-o-Matic Distribution System - HEDOMTIC | NRMWEAR | Normal Wear | Normal Wear - NRMWEAR | Cause | RS
HEDOMTIC | Head-o-Matic Distribution System | Head-o-Matic Distribution System - HEDOMTIC | OTHER | Other (specify) | Other (specify) - OTHER | Cause | RS
HEDOMTIC | Head-o-Matic Distribution System | Head-o-Matic Distribution System - HEDOMTIC | PRINSTAL | Poor Installation | Poor Installation - PRINSTAL | Cause | RS
HEDOMTIC | Head-o-Matic Distribution System | Head-o-Matic Distribution System - HEDOMTIC | PROCISSU | Procedure Issue | Procedure Issue - PROCISSU | Cause | RS
HEDOMTIC | Head-o-Matic Distribution System | Head-o-Matic Distribution System - HEDOMTIC | UTLFAIL | Utility Failure | Utility Failure - UTLFAIL | Cause | RS
HEDOMTIC | Head-o-Matic Distribution System | Head-o-Matic Distribution System - HEDOMTIC | VNDLSM | Vandalism | Vandalism - VNDLSM | Cause | RS
HEDOMTIC | Head-o-Matic Distribution System | Head-o-Matic Distribution System - HEDOMTIC | WORNCMPT | Defective/ Worn Component | Defective/ Worn Component - WORNCMPT | Cause | RS
HEDOMTIC | Head-o-Matic Distribution System | Head-o-Matic Distribution System - HEDOMTIC | ADJUSTD | Adjusted | Adjusted - ADJUSTD | Action | RS
HEDOMTIC | Head-o-Matic Distribution System | Head-o-Matic Distribution System - HEDOMTIC | DECOMM | Decommission | Decommission - DECOMM | Action | RS
HEDOMTIC | Head-o-Matic Distribution System | Head-o-Matic Distribution System - HEDOMTIC | DECONTME | Decontaminate | Decontaminate - DECONTME | Action | RS
HEDOMTIC | Head-o-Matic Distribution System | Head-o-Matic Distribution System - HEDOMTIC | DONOTHIN | Do Nothing | Do Nothing - DONOTHIN | Action | RS
HEDOMTIC | Head-o-Matic Distribution System | Head-o-Matic Distribution System - HEDOMTIC | LUBRCTE | Lubricate | Lubricate - LUBRCTE | Action | RS
HEDOMTIC | Head-o-Matic Distribution System | Head-o-Matic Distribution System - HEDOMTIC | OTHER | Other (specify) | Other (specify) - OTHER | Action | RS
HEDOMTIC | Head-o-Matic Distribution System | Head-o-Matic Distribution System - HEDOMTIC | RECALBRT | Recalibrate | Recalibrate - RECALBRT | Action | RS
HEDOMTIC | Head-o-Matic Distribution System | Head-o-Matic Distribution System - HEDOMTIC | REMVOBT | Remove Obstruction | Remove Obstruction - REMVOBT | Action | RS
HEDOMTIC | Head-o-Matic Distribution System | Head-o-Matic Distribution System - HEDOMTIC | REPCMPT | Repair Component | Repair Component - REPCMPT | Action | RS
HEDOMTIC | Head-o-Matic Distribution System | Head-o-Matic Distribution System - HEDOMTIC | REPLASS | Replace Asset | Replace Asset - REPLASS | Action | RS
HEDOMTIC | Head-o-Matic Distribution System | Head-o-Matic Distribution System - HEDOMTIC | REPLCMPT | Replace Component | Replace Component - REPLCMPT | Action | RS
HEDOMTIC | Head-o-Matic Distribution System | Head-o-Matic Distribution System - HEDOMTIC | REPRASS | Repair Asset | Repair Asset - REPRASS | Action | RS
HEDOMTIC | Head-o-Matic Distribution System | Head-o-Matic Distribution System - HEDOMTIC | UPGRADES | Upgrade | Upgrade - UPGRADES | Action | RS
HMDFR | Humidifier | Humidifier - HMDFR | ABNTEMP | Abnormal Temprature | Abnormal Temprature - ABNTEMP | Problem | RS
HMDFR | Humidifier | Humidifier - HMDFR | CORROS | Corrosion | Corrosion - CORROS | Problem | RS
HMDFR | Humidifier | Humidifier - HMDFR | ELECTRIP | Electrical Trip Out | Electrical Trip Out - ELECTRIP | Problem | RS
HMDFR | Humidifier | Humidifier - HMDFR | EXNOISE | Excessive Noise | Excessive Noise - EXNOISE | Problem | RS
HMDFR | Humidifier | Humidifier - HMDFR | EXVIBRTN | Excessive Vibration | Excessive Vibration - EXVIBRTN | Problem | RS
HMDFR | Humidifier | Humidifier - HMDFR | JAMMEDEQ | Jammed Equipment | Jammed Equipment - JAMMEDEQ | Problem | RS
HMDFR | Humidifier | Humidifier - HMDFR | LEAKING | Leaking | Leaking - LEAKING | Problem | RS
HMDFR | Humidifier | Humidifier - HMDFR | LOWPERF | Low Performance | Low Performance - LOWPERF | Problem | RS
HMDFR | Humidifier | Humidifier - HMDFR | NONOPER | Non-Operational | Non-Operational - NONOPER | Problem | RS
HMDFR | Humidifier | Humidifier - HMDFR | PHYDMGE | Physical Damage | Physical Damage - PHYDMGE | Problem | RS
HMDFR | Humidifier | Humidifier - HMDFR | UNSMELL | Unusual Smell | Unusual Smell - UNSMELL | Problem | RS
HMDFR | Humidifier | Humidifier - HMDFR | UNSMOKE | Unusual Smoke | Unusual Smoke - UNSMOKE | Problem | RS
HMDFR | Humidifier | Humidifier - HMDFR | HMCDET | Humidifier components deteriorated | Humidifier components deteriorated - HMCDET | Failure | RS
HMDFR | Humidifier | Humidifier - HMDFR | HMPCONT | Humidifier pad contaminated | Humidifier pad contaminated - HMPCONT | Failure | RS
HMDFR | Humidifier | Humidifier - HMDFR | ACCIDENT | Accident | Accident - ACCIDENT | Cause | RS
HMDFR | Humidifier | Humidifier - HMDFR | ACCWEAR | Accelerated Wear | Accelerated Wear - ACCWEAR | Cause | RS
HMDFR | Humidifier | Humidifier - HMDFR | ACTGOD | Weather condition/Forces of nature or Act of God | Weather condition/Forces of nature or Act of God - ACTGOD | Cause | RS
HMDFR | Humidifier | Humidifier - HMDFR | CONTAM | Contamination | Contamination - CONTAM | Cause | RS
HMDFR | Humidifier | Humidifier - HMDFR | DEFASSET | Defective Asset | Defective Asset - DEFASSET | Cause | RS
HMDFR | Humidifier | Humidifier - HMDFR | EXLOAD | Excessive Load | Excessive Load - EXLOAD | Cause | RS
HMDFR | Humidifier | Humidifier - HMDFR | IMPRMNT | Improper Maintenance | Improper Maintenance - IMPRMNT | Cause | RS
HMDFR | Humidifier | Humidifier - HMDFR | INSLUBR | Insufficient Lubrication | Insufficient Lubrication - INSLUBR | Cause | RS
HMDFR | Humidifier | Humidifier - HMDFR | LACKTRN | Lack of/ Inadequate Training | Lack of/ Inadequate Training - LACKTRN | Cause | RS
HMDFR | Humidifier | Humidifier - HMDFR | MISSCMP | Loose/ Missing Component | Loose/ Missing Component - MISSCMP | Cause | RS
HMDFR | Humidifier | Humidifier - HMDFR | NRMWEAR | Normal Wear | Normal Wear - NRMWEAR | Cause | RS
HMDFR | Humidifier | Humidifier - HMDFR | OTHER | Other (specify) | Other (specify) - OTHER | Cause | RS
HMDFR | Humidifier | Humidifier - HMDFR | PRINSTAL | Poor Installation | Poor Installation - PRINSTAL | Cause | RS
HMDFR | Humidifier | Humidifier - HMDFR | PROCISSU | Procedure Issue | Procedure Issue - PROCISSU | Cause | RS
HMDFR | Humidifier | Humidifier - HMDFR | UTLFAIL | Utility Failure | Utility Failure - UTLFAIL | Cause | RS
HMDFR | Humidifier | Humidifier - HMDFR | VNDLSM | Vandalism | Vandalism - VNDLSM | Cause | RS
HMDFR | Humidifier | Humidifier - HMDFR | WORNCMPT | Defective/ Worn Component | Defective/ Worn Component - WORNCMPT | Cause | RS
HMDFR | Humidifier | Humidifier - HMDFR | ADJUSTD | Adjusted | Adjusted - ADJUSTD | Action | RS
HMDFR | Humidifier | Humidifier - HMDFR | DECOMM | Decommission | Decommission - DECOMM | Action | RS
HMDFR | Humidifier | Humidifier - HMDFR | DECONTME | Decontaminate | Decontaminate - DECONTME | Action | RS
HMDFR | Humidifier | Humidifier - HMDFR | DONOTHIN | Do Nothing | Do Nothing - DONOTHIN | Action | RS
HMDFR | Humidifier | Humidifier - HMDFR | LUBRCTE | Lubricate | Lubricate - LUBRCTE | Action | RS
HMDFR | Humidifier | Humidifier - HMDFR | OTHER | Other (specify) | Other (specify) - OTHER | Action | RS
HMDFR | Humidifier | Humidifier - HMDFR | RECALBRT | Recalibrate | Recalibrate - RECALBRT | Action | RS
HMDFR | Humidifier | Humidifier - HMDFR | REMVOBT | Remove Obstruction | Remove Obstruction - REMVOBT | Action | RS
HMDFR | Humidifier | Humidifier - HMDFR | REPCMPT | Repair Component | Repair Component - REPCMPT | Action | RS
HMDFR | Humidifier | Humidifier - HMDFR | REPLASS | Replace Asset | Replace Asset - REPLASS | Action | RS
HMDFR | Humidifier | Humidifier - HMDFR | REPLCMPT | Replace Component | Replace Component - REPLCMPT | Action | RS
HMDFR | Humidifier | Humidifier - HMDFR | REPRASS | Repair Asset | Repair Asset - REPRASS | Action | RS
HMDFR | Humidifier | Humidifier - HMDFR | UPGRADES | Upgrade | Upgrade - UPGRADES | Action | RS
HNDDRY | Hand Dryer | Hand Dryer - HNDDRY | ABNTEMP | Abnormal Temprature | Abnormal Temprature - ABNTEMP | Problem | RS
HNDDRY | Hand Dryer | Hand Dryer - HNDDRY | CORROS | Corrosion | Corrosion - CORROS | Problem | RS
HNDDRY | Hand Dryer | Hand Dryer - HNDDRY | ELECTRIP | Electrical Trip Out | Electrical Trip Out - ELECTRIP | Problem | RS
HNDDRY | Hand Dryer | Hand Dryer - HNDDRY | EXNOISE | Excessive Noise | Excessive Noise - EXNOISE | Problem | RS
HNDDRY | Hand Dryer | Hand Dryer - HNDDRY | EXVIBRTN | Excessive Vibration | Excessive Vibration - EXVIBRTN | Problem | RS
HNDDRY | Hand Dryer | Hand Dryer - HNDDRY | JAMMEDEQ | Jammed Equipment | Jammed Equipment - JAMMEDEQ | Problem | RS
HNDDRY | Hand Dryer | Hand Dryer - HNDDRY | LEAKING | Leaking | Leaking - LEAKING | Problem | RS
HNDDRY | Hand Dryer | Hand Dryer - HNDDRY | LOWPERF | Low Performance | Low Performance - LOWPERF | Problem | RS
HNDDRY | Hand Dryer | Hand Dryer - HNDDRY | NONOPER | Non-Operational | Non-Operational - NONOPER | Problem | RS
HNDDRY | Hand Dryer | Hand Dryer - HNDDRY | PHYDMGE | Physical Damage | Physical Damage - PHYDMGE | Problem | RS
HNDDRY | Hand Dryer | Hand Dryer - HNDDRY | UNSMELL | Unusual Smell | Unusual Smell - UNSMELL | Problem | RS
HNDDRY | Hand Dryer | Hand Dryer - HNDDRY | UNSMOKE | Unusual Smoke | Unusual Smoke - UNSMOKE | Problem | RS
HNDDRY | Hand Dryer | Hand Dryer - HNDDRY | HNDFAIL | Hand Dryer Failed | Hand Dryer Failed - HNDFAIL | Failure | RS
HNDDRY | Hand Dryer | Hand Dryer - HNDDRY | HNDFCONT | Hand Dryer Filter Contaminated | Hand Dryer Filter Contaminated - HNDFCONT | Failure | RS
HNDDRY | Hand Dryer | Hand Dryer - HNDDRY | ACCIDENT | Accident | Accident - ACCIDENT | Cause | RS
HNDDRY | Hand Dryer | Hand Dryer - HNDDRY | ACCWEAR | Accelerated Wear | Accelerated Wear - ACCWEAR | Cause | RS
HNDDRY | Hand Dryer | Hand Dryer - HNDDRY | ACTGOD | Weather condition/Forces of nature or Act of God | Weather condition/Forces of nature or Act of God - ACTGOD | Cause | RS
HNDDRY | Hand Dryer | Hand Dryer - HNDDRY | CONTAM | Contamination | Contamination - CONTAM | Cause | RS
HNDDRY | Hand Dryer | Hand Dryer - HNDDRY | DEFASSET | Defective Asset | Defective Asset - DEFASSET | Cause | RS
HNDDRY | Hand Dryer | Hand Dryer - HNDDRY | EXLOAD | Excessive Load | Excessive Load - EXLOAD | Cause | RS
HNDDRY | Hand Dryer | Hand Dryer - HNDDRY | IMPRMNT | Improper Maintenance | Improper Maintenance - IMPRMNT | Cause | RS
HNDDRY | Hand Dryer | Hand Dryer - HNDDRY | INSLUBR | Insufficient Lubrication | Insufficient Lubrication - INSLUBR | Cause | RS
HNDDRY | Hand Dryer | Hand Dryer - HNDDRY | LACKTRN | Lack of/ Inadequate Training | Lack of/ Inadequate Training - LACKTRN | Cause | RS
HNDDRY | Hand Dryer | Hand Dryer - HNDDRY | MISSCMP | Loose/ Missing Component | Loose/ Missing Component - MISSCMP | Cause | RS
HNDDRY | Hand Dryer | Hand Dryer - HNDDRY | NRMWEAR | Normal Wear | Normal Wear - NRMWEAR | Cause | RS
HNDDRY | Hand Dryer | Hand Dryer - HNDDRY | OTHER | Other (specify) | Other (specify) - OTHER | Cause | RS
HNDDRY | Hand Dryer | Hand Dryer - HNDDRY | PRINSTAL | Poor Installation | Poor Installation - PRINSTAL | Cause | RS
HNDDRY | Hand Dryer | Hand Dryer - HNDDRY | PROCISSU | Procedure Issue | Procedure Issue - PROCISSU | Cause | RS
HNDDRY | Hand Dryer | Hand Dryer - HNDDRY | UTLFAIL | Utility Failure | Utility Failure - UTLFAIL | Cause | RS
HNDDRY | Hand Dryer | Hand Dryer - HNDDRY | VNDLSM | Vandalism | Vandalism - VNDLSM | Cause | RS
HNDDRY | Hand Dryer | Hand Dryer - HNDDRY | WORNCMPT | Defective/ Worn Component | Defective/ Worn Component - WORNCMPT | Cause | RS
HNDDRY | Hand Dryer | Hand Dryer - HNDDRY | ADJUSTD | Adjusted | Adjusted - ADJUSTD | Action | RS
HNDDRY | Hand Dryer | Hand Dryer - HNDDRY | DECOMM | Decommission | Decommission - DECOMM | Action | RS
HNDDRY | Hand Dryer | Hand Dryer - HNDDRY | DECONTME | Decontaminate | Decontaminate - DECONTME | Action | RS
HNDDRY | Hand Dryer | Hand Dryer - HNDDRY | DONOTHIN | Do Nothing | Do Nothing - DONOTHIN | Action | RS
HNDDRY | Hand Dryer | Hand Dryer - HNDDRY | LUBRCTE | Lubricate | Lubricate - LUBRCTE | Action | RS
HNDDRY | Hand Dryer | Hand Dryer - HNDDRY | OTHER | Other (specify) | Other (specify) - OTHER | Action | RS
HNDDRY | Hand Dryer | Hand Dryer - HNDDRY | RECALBRT | Recalibrate | Recalibrate - RECALBRT | Action | RS
HNDDRY | Hand Dryer | Hand Dryer - HNDDRY | REMVOBT | Remove Obstruction | Remove Obstruction - REMVOBT | Action | RS
HNDDRY | Hand Dryer | Hand Dryer - HNDDRY | REPCMPT | Repair Component | Repair Component - REPCMPT | Action | RS
HNDDRY | Hand Dryer | Hand Dryer - HNDDRY | REPLASS | Replace Asset | Replace Asset - REPLASS | Action | RS
HNDDRY | Hand Dryer | Hand Dryer - HNDDRY | REPLCMPT | Replace Component | Replace Component - REPLCMPT | Action | RS
HNDDRY | Hand Dryer | Hand Dryer - HNDDRY | REPRASS | Repair Asset | Repair Asset - REPRASS | Action | RS
HNDDRY | Hand Dryer | Hand Dryer - HNDDRY | UPGRADES | Upgrade | Upgrade - UPGRADES | Action | RS
HNDRL | Hand Rail | Hand Rail - HNDRL | ABNTEMP | Abnormal Temprature | Abnormal Temprature - ABNTEMP | Problem | RS
HNDRL | Hand Rail | Hand Rail - HNDRL | CORROS | Corrosion | Corrosion - CORROS | Problem | RS
HNDRL | Hand Rail | Hand Rail - HNDRL | ELECTRIP | Electrical Trip Out | Electrical Trip Out - ELECTRIP | Problem | RS
HNDRL | Hand Rail | Hand Rail - HNDRL | EXNOISE | Excessive Noise | Excessive Noise - EXNOISE | Problem | RS
HNDRL | Hand Rail | Hand Rail - HNDRL | EXVIBRTN | Excessive Vibration | Excessive Vibration - EXVIBRTN | Problem | RS
HNDRL | Hand Rail | Hand Rail - HNDRL | JAMMEDEQ | Jammed Equipment | Jammed Equipment - JAMMEDEQ | Problem | RS
HNDRL | Hand Rail | Hand Rail - HNDRL | LEAKING | Leaking | Leaking - LEAKING | Problem | RS
HNDRL | Hand Rail | Hand Rail - HNDRL | LOWPERF | Low Performance | Low Performance - LOWPERF | Problem | RS
HNDRL | Hand Rail | Hand Rail - HNDRL | NONOPER | Non-Operational | Non-Operational - NONOPER | Problem | RS
HNDRL | Hand Rail | Hand Rail - HNDRL | PHYDMGE | Physical Damage | Physical Damage - PHYDMGE | Problem | RS
HNDRL | Hand Rail | Hand Rail - HNDRL | UNSMELL | Unusual Smell | Unusual Smell - UNSMELL | Problem | RS
HNDRL | Hand Rail | Hand Rail - HNDRL | UNSMOKE | Unusual Smoke | Unusual Smoke - UNSMOKE | Problem | RS
HNDRL | Hand Rail | Hand Rail - HNDRL | HNDRDET | Handrail Structure Deteriorated | Handrail Structure Deteriorated - HNDRDET | Failure | RS
HNDRL | Hand Rail | Hand Rail - HNDRL | ACCIDENT | Accident | Accident - ACCIDENT | Cause | RS
HNDRL | Hand Rail | Hand Rail - HNDRL | ACCWEAR | Accelerated Wear | Accelerated Wear - ACCWEAR | Cause | RS
HNDRL | Hand Rail | Hand Rail - HNDRL | ACTGOD | Weather condition/Forces of nature or Act of God | Weather condition/Forces of nature or Act of God - ACTGOD | Cause | RS
HNDRL | Hand Rail | Hand Rail - HNDRL | CONTAM | Contamination | Contamination - CONTAM | Cause | RS
HNDRL | Hand Rail | Hand Rail - HNDRL | DEFASSET | Defective Asset | Defective Asset - DEFASSET | Cause | RS
HNDRL | Hand Rail | Hand Rail - HNDRL | EXLOAD | Excessive Load | Excessive Load - EXLOAD | Cause | RS
HNDRL | Hand Rail | Hand Rail - HNDRL | IMPRMNT | Improper Maintenance | Improper Maintenance - IMPRMNT | Cause | RS
HNDRL | Hand Rail | Hand Rail - HNDRL | INSLUBR | Insufficient Lubrication | Insufficient Lubrication - INSLUBR | Cause | RS
HNDRL | Hand Rail | Hand Rail - HNDRL | LACKTRN | Lack of/ Inadequate Training | Lack of/ Inadequate Training - LACKTRN | Cause | RS
HNDRL | Hand Rail | Hand Rail - HNDRL | MISSCMP | Loose/ Missing Component | Loose/ Missing Component - MISSCMP | Cause | RS
HNDRL | Hand Rail | Hand Rail - HNDRL | NRMWEAR | Normal Wear | Normal Wear - NRMWEAR | Cause | RS
HNDRL | Hand Rail | Hand Rail - HNDRL | OTHER | Other (specify) | Other (specify) - OTHER | Cause | RS
HNDRL | Hand Rail | Hand Rail - HNDRL | PRINSTAL | Poor Installation | Poor Installation - PRINSTAL | Cause | RS
HNDRL | Hand Rail | Hand Rail - HNDRL | PROCISSU | Procedure Issue | Procedure Issue - PROCISSU | Cause | RS
HNDRL | Hand Rail | Hand Rail - HNDRL | UTLFAIL | Utility Failure | Utility Failure - UTLFAIL | Cause | RS
HNDRL | Hand Rail | Hand Rail - HNDRL | VNDLSM | Vandalism | Vandalism - VNDLSM | Cause | RS
HNDRL | Hand Rail | Hand Rail - HNDRL | WORNCMPT | Defective/ Worn Component | Defective/ Worn Component - WORNCMPT | Cause | RS
HNDRL | Hand Rail | Hand Rail - HNDRL | ADJUSTD | Adjusted | Adjusted - ADJUSTD | Action | RS
HNDRL | Hand Rail | Hand Rail - HNDRL | DECOMM | Decommission | Decommission - DECOMM | Action | RS
HNDRL | Hand Rail | Hand Rail - HNDRL | DECONTME | Decontaminate | Decontaminate - DECONTME | Action | RS
HNDRL | Hand Rail | Hand Rail - HNDRL | DONOTHIN | Do Nothing | Do Nothing - DONOTHIN | Action | RS
HNDRL | Hand Rail | Hand Rail - HNDRL | LUBRCTE | Lubricate | Lubricate - LUBRCTE | Action | RS
HNDRL | Hand Rail | Hand Rail - HNDRL | OTHER | Other (specify) | Other (specify) - OTHER | Action | RS
HNDRL | Hand Rail | Hand Rail - HNDRL | RECALBRT | Recalibrate | Recalibrate - RECALBRT | Action | RS
HNDRL | Hand Rail | Hand Rail - HNDRL | REMVOBT | Remove Obstruction | Remove Obstruction - REMVOBT | Action | RS
HNDRL | Hand Rail | Hand Rail - HNDRL | REPCMPT | Repair Component | Repair Component - REPCMPT | Action | RS
HNDRL | Hand Rail | Hand Rail - HNDRL | REPLASS | Replace Asset | Replace Asset - REPLASS | Action | RS
HNDRL | Hand Rail | Hand Rail - HNDRL | REPLCMPT | Replace Component | Replace Component - REPLCMPT | Action | RS
HNDRL | Hand Rail | Hand Rail - HNDRL | REPRASS | Repair Asset | Repair Asset - REPRASS | Action | RS
HNDRL | Hand Rail | Hand Rail - HNDRL | UPGRADES | Upgrade | Upgrade - UPGRADES | Action | RS
HRU | Heat Recovery Unit | Heat Recovery Unit - HRU | ABNTEMP | Abnormal Temprature | Abnormal Temprature - ABNTEMP | Problem | RS
HRU | Heat Recovery Unit | Heat Recovery Unit - HRU | CORROS | Corrosion | Corrosion - CORROS | Problem | RS
HRU | Heat Recovery Unit | Heat Recovery Unit - HRU | ELECTRIP | Electrical Trip Out | Electrical Trip Out - ELECTRIP | Problem | RS
HRU | Heat Recovery Unit | Heat Recovery Unit - HRU | EXNOISE | Excessive Noise | Excessive Noise - EXNOISE | Problem | RS
HRU | Heat Recovery Unit | Heat Recovery Unit - HRU | EXVIBRTN | Excessive Vibration | Excessive Vibration - EXVIBRTN | Problem | RS
HRU | Heat Recovery Unit | Heat Recovery Unit - HRU | JAMMEDEQ | Jammed Equipment | Jammed Equipment - JAMMEDEQ | Problem | RS
HRU | Heat Recovery Unit | Heat Recovery Unit - HRU | LEAKING | Leaking | Leaking - LEAKING | Problem | RS
HRU | Heat Recovery Unit | Heat Recovery Unit - HRU | LOWPERF | Low Performance | Low Performance - LOWPERF | Problem | RS
HRU | Heat Recovery Unit | Heat Recovery Unit - HRU | NONOPER | Non-Operational | Non-Operational - NONOPER | Problem | RS
HRU | Heat Recovery Unit | Heat Recovery Unit - HRU | PHYDMGE | Physical Damage | Physical Damage - PHYDMGE | Problem | RS
HRU | Heat Recovery Unit | Heat Recovery Unit - HRU | UNSMELL | Unusual Smell | Unusual Smell - UNSMELL | Problem | RS
HRU | Heat Recovery Unit | Heat Recovery Unit - HRU | UNSMOKE | Unusual Smoke | Unusual Smoke - UNSMOKE | Problem | RS
HRU | Heat Recovery Unit | Heat Recovery Unit - HRU | HRVFCONT | Heat recovery ventilator filter contaminated | Heat recovery ventilator filter contaminated - HRVFCONT | Failure | RS
HRU | Heat Recovery Unit | Heat Recovery Unit - HRU | HRVVCDET | Heat recovery ventilator components deteriorated | Heat recovery ventilator components deteriorated - HRVVCDET | Failure | RS
HRU | Heat Recovery Unit | Heat Recovery Unit - HRU | ACCIDENT | Accident | Accident - ACCIDENT | Cause | RS
HRU | Heat Recovery Unit | Heat Recovery Unit - HRU | ACCWEAR | Accelerated Wear | Accelerated Wear - ACCWEAR | Cause | RS
HRU | Heat Recovery Unit | Heat Recovery Unit - HRU | ACTGOD | Weather condition/Forces of nature or Act of God | Weather condition/Forces of nature or Act of God - ACTGOD | Cause | RS
HRU | Heat Recovery Unit | Heat Recovery Unit - HRU | CONTAM | Contamination | Contamination - CONTAM | Cause | RS
HRU | Heat Recovery Unit | Heat Recovery Unit - HRU | DEFASSET | Defective Asset | Defective Asset - DEFASSET | Cause | RS
HRU | Heat Recovery Unit | Heat Recovery Unit - HRU | EXLOAD | Excessive Load | Excessive Load - EXLOAD | Cause | RS
HRU | Heat Recovery Unit | Heat Recovery Unit - HRU | IMPRMNT | Improper Maintenance | Improper Maintenance - IMPRMNT | Cause | RS
HRU | Heat Recovery Unit | Heat Recovery Unit - HRU | INSLUBR | Insufficient Lubrication | Insufficient Lubrication - INSLUBR | Cause | RS
HRU | Heat Recovery Unit | Heat Recovery Unit - HRU | LACKTRN | Lack of/ Inadequate Training | Lack of/ Inadequate Training - LACKTRN | Cause | RS
HRU | Heat Recovery Unit | Heat Recovery Unit - HRU | MISSCMP | Loose/ Missing Component | Loose/ Missing Component - MISSCMP | Cause | RS
HRU | Heat Recovery Unit | Heat Recovery Unit - HRU | NRMWEAR | Normal Wear | Normal Wear - NRMWEAR | Cause | RS
HRU | Heat Recovery Unit | Heat Recovery Unit - HRU | OTHER | Other (specify) | Other (specify) - OTHER | Cause | RS
HRU | Heat Recovery Unit | Heat Recovery Unit - HRU | PRINSTAL | Poor Installation | Poor Installation - PRINSTAL | Cause | RS
HRU | Heat Recovery Unit | Heat Recovery Unit - HRU | PROCISSU | Procedure Issue | Procedure Issue - PROCISSU | Cause | RS
HRU | Heat Recovery Unit | Heat Recovery Unit - HRU | UTLFAIL | Utility Failure | Utility Failure - UTLFAIL | Cause | RS
HRU | Heat Recovery Unit | Heat Recovery Unit - HRU | VNDLSM | Vandalism | Vandalism - VNDLSM | Cause | RS
HRU | Heat Recovery Unit | Heat Recovery Unit - HRU | WORNCMPT | Defective/ Worn Component | Defective/ Worn Component - WORNCMPT | Cause | RS
HRU | Heat Recovery Unit | Heat Recovery Unit - HRU | ADJUSTD | Adjusted | Adjusted - ADJUSTD | Action | RS
HRU | Heat Recovery Unit | Heat Recovery Unit - HRU | DECOMM | Decommission | Decommission - DECOMM | Action | RS
HRU | Heat Recovery Unit | Heat Recovery Unit - HRU | DECONTME | Decontaminate | Decontaminate - DECONTME | Action | RS
HRU | Heat Recovery Unit | Heat Recovery Unit - HRU | DONOTHIN | Do Nothing | Do Nothing - DONOTHIN | Action | RS
HRU | Heat Recovery Unit | Heat Recovery Unit - HRU | LUBRCTE | Lubricate | Lubricate - LUBRCTE | Action | RS
HRU | Heat Recovery Unit | Heat Recovery Unit - HRU | OTHER | Other (specify) | Other (specify) - OTHER | Action | RS
HRU | Heat Recovery Unit | Heat Recovery Unit - HRU | RECALBRT | Recalibrate | Recalibrate - RECALBRT | Action | RS
HRU | Heat Recovery Unit | Heat Recovery Unit - HRU | REMVOBT | Remove Obstruction | Remove Obstruction - REMVOBT | Action | RS
HRU | Heat Recovery Unit | Heat Recovery Unit - HRU | REPCMPT | Repair Component | Repair Component - REPCMPT | Action | RS
HRU | Heat Recovery Unit | Heat Recovery Unit - HRU | REPLASS | Replace Asset | Replace Asset - REPLASS | Action | RS
HRU | Heat Recovery Unit | Heat Recovery Unit - HRU | REPLCMPT | Replace Component | Replace Component - REPLCMPT | Action | RS
HRU | Heat Recovery Unit | Heat Recovery Unit - HRU | REPRASS | Repair Asset | Repair Asset - REPRASS | Action | RS
HRU | Heat Recovery Unit | Heat Recovery Unit - HRU | UPGRADES | Upgrade | Upgrade - UPGRADES | Action | RS
HTWTRHT | Hot Water Heater | Hot Water Heater - HTWTRHT | ABNTEMP | Abnormal Temprature | Abnormal Temprature - ABNTEMP | Problem | RS
HTWTRHT | Hot Water Heater | Hot Water Heater - HTWTRHT | CORROS | Corrosion | Corrosion - CORROS | Problem | RS
HTWTRHT | Hot Water Heater | Hot Water Heater - HTWTRHT | ELECTRIP | Electrical Trip Out | Electrical Trip Out - ELECTRIP | Problem | RS
HTWTRHT | Hot Water Heater | Hot Water Heater - HTWTRHT | EXNOISE | Excessive Noise | Excessive Noise - EXNOISE | Problem | RS
HTWTRHT | Hot Water Heater | Hot Water Heater - HTWTRHT | EXVIBRTN | Excessive Vibration | Excessive Vibration - EXVIBRTN | Problem | RS
HTWTRHT | Hot Water Heater | Hot Water Heater - HTWTRHT | JAMMEDEQ | Jammed Equipment | Jammed Equipment - JAMMEDEQ | Problem | RS
HTWTRHT | Hot Water Heater | Hot Water Heater - HTWTRHT | LEAKING | Leaking | Leaking - LEAKING | Problem | RS
HTWTRHT | Hot Water Heater | Hot Water Heater - HTWTRHT | LOWPERF | Low Performance | Low Performance - LOWPERF | Problem | RS
HTWTRHT | Hot Water Heater | Hot Water Heater - HTWTRHT | NONOPER | Non-Operational | Non-Operational - NONOPER | Problem | RS
HTWTRHT | Hot Water Heater | Hot Water Heater - HTWTRHT | NONOPER9 | non-operational | non-operational - NONOPER9 | Problem | RS
HTWTRHT | Hot Water Heater | Hot Water Heater - HTWTRHT | PHYDMGE | Physical Damage | Physical Damage - PHYDMGE | Problem | RS
HTWTRHT | Hot Water Heater | Hot Water Heater - HTWTRHT | UNSMELL | Unusual Smell | Unusual Smell - UNSMELL | Problem | RS
HTWTRHT | Hot Water Heater | Hot Water Heater - HTWTRHT | UNSMOKE | Unusual Smoke | Unusual Smoke - UNSMOKE | Problem | RS
HTWTRHT | Hot Water Heater | Hot Water Heater - HTWTRHT | HWHCONT | Hot water system build-up of contaminants | Hot water system build-up of contaminants - HWHCONT | Failure | RS
HTWTRHT | Hot Water Heater | Hot Water Heater - HTWTRHT | HWHSHDET | Hot water system heater deteriorated | Hot water system heater deteriorated - HWHSHDET | Failure | RS
HTWTRHT | Hot Water Heater | Hot Water Heater - HTWTRHT | HWHVFAIL | Pressure safety valve failed | Pressure safety valve failed - HWHVFAIL | Failure | RS
HTWTRHT | Hot Water Heater | Hot Water Heater - HTWTRHT | HWSYHDT | Hot water system heater deteriorated | Hot water system heater deteriorated - HWSYHDT | Failure | RS
HTWTRHT | Hot Water Heater | Hot Water Heater - HTWTRHT | TNKLDET | Tank Liner Deteriorated | Tank Liner Deteriorated - TNKLDET | Failure | RS
HTWTRHT | Hot Water Heater | Hot Water Heater - HTWTRHT | ACCIDENT | Accident | Accident - ACCIDENT | Cause | RS
HTWTRHT | Hot Water Heater | Hot Water Heater - HTWTRHT | ACCWEAR | Accelerated Wear | Accelerated Wear - ACCWEAR | Cause | RS
HTWTRHT | Hot Water Heater | Hot Water Heater - HTWTRHT | ACTGOD | Weather condition/Forces of nature or Act of God | Weather condition/Forces of nature or Act of God - ACTGOD | Cause | RS
HTWTRHT | Hot Water Heater | Hot Water Heater - HTWTRHT | CONTAM | Contamination | Contamination - CONTAM | Cause | RS
HTWTRHT | Hot Water Heater | Hot Water Heater - HTWTRHT | DEFASSET | Defective Asset | Defective Asset - DEFASSET | Cause | RS
HTWTRHT | Hot Water Heater | Hot Water Heater - HTWTRHT | EXLOAD | Excessive Load | Excessive Load - EXLOAD | Cause | RS
HTWTRHT | Hot Water Heater | Hot Water Heater - HTWTRHT | IMPRMNT | Improper Maintenance | Improper Maintenance - IMPRMNT | Cause | RS
HTWTRHT | Hot Water Heater | Hot Water Heater - HTWTRHT | INSLUBR | Insufficient Lubrication | Insufficient Lubrication - INSLUBR | Cause | RS
HTWTRHT | Hot Water Heater | Hot Water Heater - HTWTRHT | LACKTRN | Lack of/ Inadequate Training | Lack of/ Inadequate Training - LACKTRN | Cause | RS
HTWTRHT | Hot Water Heater | Hot Water Heater - HTWTRHT | MISSCMP | Loose/ Missing Component | Loose/ Missing Component - MISSCMP | Cause | RS
HTWTRHT | Hot Water Heater | Hot Water Heater - HTWTRHT | NORMW64 | Normal Wear | Normal Wear - NORMW64 | Cause | RS
HTWTRHT | Hot Water Heater | Hot Water Heater - HTWTRHT | NRMWEAR | Normal Wear | Normal Wear - NRMWEAR | Cause | RS
HTWTRHT | Hot Water Heater | Hot Water Heater - HTWTRHT | OTHER | Other (specify) | Other (specify) - OTHER | Cause | RS
HTWTRHT | Hot Water Heater | Hot Water Heater - HTWTRHT | PRINSTAL | Poor Installation | Poor Installation - PRINSTAL | Cause | RS
HTWTRHT | Hot Water Heater | Hot Water Heater - HTWTRHT | PROCISSU | Procedure Issue | Procedure Issue - PROCISSU | Cause | RS
HTWTRHT | Hot Water Heater | Hot Water Heater - HTWTRHT | UTLFAIL | Utility Failure | Utility Failure - UTLFAIL | Cause | RS
HTWTRHT | Hot Water Heater | Hot Water Heater - HTWTRHT | VNDLSM | Vandalism | Vandalism - VNDLSM | Cause | RS
HTWTRHT | Hot Water Heater | Hot Water Heater - HTWTRHT | WORNCMPT | Defective/ Worn Component | Defective/ Worn Component - WORNCMPT | Cause | RS
HTWTRHT | Hot Water Heater | Hot Water Heater - HTWTRHT | ADJUSTD | Adjusted | Adjusted - ADJUSTD | Action | RS
HTWTRHT | Hot Water Heater | Hot Water Heater - HTWTRHT | DECOMM | Decommission | Decommission - DECOMM | Action | RS
HTWTRHT | Hot Water Heater | Hot Water Heater - HTWTRHT | DECONTME | Decontaminate | Decontaminate - DECONTME | Action | RS
HTWTRHT | Hot Water Heater | Hot Water Heater - HTWTRHT | DONOTHIN | Do Nothing | Do Nothing - DONOTHIN | Action | RS
HTWTRHT | Hot Water Heater | Hot Water Heater - HTWTRHT | LUBRCTE | Lubricate | Lubricate - LUBRCTE | Action | RS
HTWTRHT | Hot Water Heater | Hot Water Heater - HTWTRHT | OTHER | Other (specify) | Other (specify) - OTHER | Action | RS
HTWTRHT | Hot Water Heater | Hot Water Heater - HTWTRHT | RECALBRT | Recalibrate | Recalibrate - RECALBRT | Action | RS
HTWTRHT | Hot Water Heater | Hot Water Heater - HTWTRHT | REMVOBT | Remove Obstruction | Remove Obstruction - REMVOBT | Action | RS
HTWTRHT | Hot Water Heater | Hot Water Heater - HTWTRHT | REPCMPT | Repair Component | Repair Component - REPCMPT | Action | RS
HTWTRHT | Hot Water Heater | Hot Water Heater - HTWTRHT | REPLACE | Replace | Replace - REPLACE | Action | RS
HTWTRHT | Hot Water Heater | Hot Water Heater - HTWTRHT | REPLASS | Replace Asset | Replace Asset - REPLASS | Action | RS
HTWTRHT | Hot Water Heater | Hot Water Heater - HTWTRHT | REPLCMPT | Replace Component | Replace Component - REPLCMPT | Action | RS
HTWTRHT | Hot Water Heater | Hot Water Heater - HTWTRHT | REPRASS | Repair Asset | Repair Asset - REPRASS | Action | RS
HTWTRHT | Hot Water Heater | Hot Water Heater - HTWTRHT | UPGRADES | Upgrade | Upgrade - UPGRADES | Action | RS
HVACARDS | HVAC Air Distribution System | HVAC Air Distribution System - HVACARDS | ABNTEMP | Abnormal Temprature | Abnormal Temprature - ABNTEMP | Problem | RS
HVACARDS | HVAC Air Distribution System | HVAC Air Distribution System - HVACARDS | CORROS | Corrosion | Corrosion - CORROS | Problem | RS
HVACARDS | HVAC Air Distribution System | HVAC Air Distribution System - HVACARDS | ELECTRIP | Electrical Trip Out | Electrical Trip Out - ELECTRIP | Problem | RS
HVACARDS | HVAC Air Distribution System | HVAC Air Distribution System - HVACARDS | EXNOISE | Excessive Noise | Excessive Noise - EXNOISE | Problem | RS
HVACARDS | HVAC Air Distribution System | HVAC Air Distribution System - HVACARDS | EXVIBRTN | Excessive Vibration | Excessive Vibration - EXVIBRTN | Problem | RS
HVACARDS | HVAC Air Distribution System | HVAC Air Distribution System - HVACARDS | JAMMEDEQ | Jammed Equipment | Jammed Equipment - JAMMEDEQ | Problem | RS
HVACARDS | HVAC Air Distribution System | HVAC Air Distribution System - HVACARDS | LEAKING | Leaking | Leaking - LEAKING | Problem | RS
HVACARDS | HVAC Air Distribution System | HVAC Air Distribution System - HVACARDS | LOWPERF | Low Performance | Low Performance - LOWPERF | Problem | RS
HVACARDS | HVAC Air Distribution System | HVAC Air Distribution System - HVACARDS | NONOPER | Non-Operational | Non-Operational - NONOPER | Problem | RS
HVACARDS | HVAC Air Distribution System | HVAC Air Distribution System - HVACARDS | PHYDMGE | Physical Damage | Physical Damage - PHYDMGE | Problem | RS
HVACARDS | HVAC Air Distribution System | HVAC Air Distribution System - HVACARDS | UNSMELL | Unusual Smell | Unusual Smell - UNSMELL | Problem | RS
HVACARDS | HVAC Air Distribution System | HVAC Air Distribution System - HVACARDS | UNSMOKE | Unusual Smoke | Unusual Smoke - UNSMOKE | Problem | RS
HVACARDS | HVAC Air Distribution System | HVAC Air Distribution System - HVACARDS | HVADFAIL | HVAC air distribution system failed | HVAC air distribution system failed - HVADFAIL | Failure | RS
HVACARDS | HVAC Air Distribution System | HVAC Air Distribution System - HVACARDS | ACCIDENT | Accident | Accident - ACCIDENT | Cause | RS
HVACARDS | HVAC Air Distribution System | HVAC Air Distribution System - HVACARDS | ACCWEAR | Accelerated Wear | Accelerated Wear - ACCWEAR | Cause | RS
HVACARDS | HVAC Air Distribution System | HVAC Air Distribution System - HVACARDS | ACTGOD | Weather condition/Forces of nature or Act of God | Weather condition/Forces of nature or Act of God - ACTGOD | Cause | RS
HVACARDS | HVAC Air Distribution System | HVAC Air Distribution System - HVACARDS | CONTAM | Contamination | Contamination - CONTAM | Cause | RS
HVACARDS | HVAC Air Distribution System | HVAC Air Distribution System - HVACARDS | DEFASSET | Defective Asset | Defective Asset - DEFASSET | Cause | RS
HVACARDS | HVAC Air Distribution System | HVAC Air Distribution System - HVACARDS | EXLOAD | Excessive Load | Excessive Load - EXLOAD | Cause | RS
HVACARDS | HVAC Air Distribution System | HVAC Air Distribution System - HVACARDS | IMPRMNT | Improper Maintenance | Improper Maintenance - IMPRMNT | Cause | RS
HVACARDS | HVAC Air Distribution System | HVAC Air Distribution System - HVACARDS | INSLUBR | Insufficient Lubrication | Insufficient Lubrication - INSLUBR | Cause | RS
HVACARDS | HVAC Air Distribution System | HVAC Air Distribution System - HVACARDS | LACKTRN | Lack of/ Inadequate Training | Lack of/ Inadequate Training - LACKTRN | Cause | RS
HVACARDS | HVAC Air Distribution System | HVAC Air Distribution System - HVACARDS | MISSCMP | Loose/ Missing Component | Loose/ Missing Component - MISSCMP | Cause | RS
HVACARDS | HVAC Air Distribution System | HVAC Air Distribution System - HVACARDS | NRMWEAR | Normal Wear | Normal Wear - NRMWEAR | Cause | RS
HVACARDS | HVAC Air Distribution System | HVAC Air Distribution System - HVACARDS | OTHER | Other (specify) | Other (specify) - OTHER | Cause | RS
HVACARDS | HVAC Air Distribution System | HVAC Air Distribution System - HVACARDS | PRINSTAL | Poor Installation | Poor Installation - PRINSTAL | Cause | RS
HVACARDS | HVAC Air Distribution System | HVAC Air Distribution System - HVACARDS | PROCISSU | Procedure Issue | Procedure Issue - PROCISSU | Cause | RS
HVACARDS | HVAC Air Distribution System | HVAC Air Distribution System - HVACARDS | UTLFAIL | Utility Failure | Utility Failure - UTLFAIL | Cause | RS
HVACARDS | HVAC Air Distribution System | HVAC Air Distribution System - HVACARDS | VNDLSM | Vandalism | Vandalism - VNDLSM | Cause | RS
HVACARDS | HVAC Air Distribution System | HVAC Air Distribution System - HVACARDS | WORNCMPT | Defective/ Worn Component | Defective/ Worn Component - WORNCMPT | Cause | RS
HVACARDS | HVAC Air Distribution System | HVAC Air Distribution System - HVACARDS | ADJUSTD | Adjusted | Adjusted - ADJUSTD | Action | RS
HVACARDS | HVAC Air Distribution System | HVAC Air Distribution System - HVACARDS | DECOMM | Decommission | Decommission - DECOMM | Action | RS
HVACARDS | HVAC Air Distribution System | HVAC Air Distribution System - HVACARDS | DECONTME | Decontaminate | Decontaminate - DECONTME | Action | RS
HVACARDS | HVAC Air Distribution System | HVAC Air Distribution System - HVACARDS | DONOTHIN | Do Nothing | Do Nothing - DONOTHIN | Action | RS
HVACARDS | HVAC Air Distribution System | HVAC Air Distribution System - HVACARDS | LUBRCTE | Lubricate | Lubricate - LUBRCTE | Action | RS
HVACARDS | HVAC Air Distribution System | HVAC Air Distribution System - HVACARDS | OTHER | Other (specify) | Other (specify) - OTHER | Action | RS
HVACARDS | HVAC Air Distribution System | HVAC Air Distribution System - HVACARDS | RECALBRT | Recalibrate | Recalibrate - RECALBRT | Action | RS
HVACARDS | HVAC Air Distribution System | HVAC Air Distribution System - HVACARDS | REMVOBT | Remove Obstruction | Remove Obstruction - REMVOBT | Action | RS
HVACARDS | HVAC Air Distribution System | HVAC Air Distribution System - HVACARDS | REPCMPT | Repair Component | Repair Component - REPCMPT | Action | RS
HVACARDS | HVAC Air Distribution System | HVAC Air Distribution System - HVACARDS | REPLASS | Replace Asset | Replace Asset - REPLASS | Action | RS
HVACARDS | HVAC Air Distribution System | HVAC Air Distribution System - HVACARDS | REPLCMPT | Replace Component | Replace Component - REPLCMPT | Action | RS
HVACARDS | HVAC Air Distribution System | HVAC Air Distribution System - HVACARDS | REPRASS | Repair Asset | Repair Asset - REPRASS | Action | RS
HVACARDS | HVAC Air Distribution System | HVAC Air Distribution System - HVACARDS | UPGRADES | Upgrade | Upgrade - UPGRADES | Action | RS
HVACPIPS | HVAC Piping System | HVAC Piping System - HVACPIPS | ABNTEMP | Abnormal Temprature | Abnormal Temprature - ABNTEMP | Problem | RS
HVACPIPS | HVAC Piping System | HVAC Piping System - HVACPIPS | CORROS | Corrosion | Corrosion - CORROS | Problem | RS
HVACPIPS | HVAC Piping System | HVAC Piping System - HVACPIPS | ELECTRIP | Electrical Trip Out | Electrical Trip Out - ELECTRIP | Problem | RS
HVACPIPS | HVAC Piping System | HVAC Piping System - HVACPIPS | EXNOISE | Excessive Noise | Excessive Noise - EXNOISE | Problem | RS
HVACPIPS | HVAC Piping System | HVAC Piping System - HVACPIPS | EXVIBRTN | Excessive Vibration | Excessive Vibration - EXVIBRTN | Problem | RS
HVACPIPS | HVAC Piping System | HVAC Piping System - HVACPIPS | JAMMEDEQ | Jammed Equipment | Jammed Equipment - JAMMEDEQ | Problem | RS
HVACPIPS | HVAC Piping System | HVAC Piping System - HVACPIPS | LEAKING | Leaking | Leaking - LEAKING | Problem | RS
HVACPIPS | HVAC Piping System | HVAC Piping System - HVACPIPS | LOWPERF | Low Performance | Low Performance - LOWPERF | Problem | RS
HVACPIPS | HVAC Piping System | HVAC Piping System - HVACPIPS | NONOPER | Non-Operational | Non-Operational - NONOPER | Problem | RS
HVACPIPS | HVAC Piping System | HVAC Piping System - HVACPIPS | PHYDMGE | Physical Damage | Physical Damage - PHYDMGE | Problem | RS
HVACPIPS | HVAC Piping System | HVAC Piping System - HVACPIPS | UNSMELL | Unusual Smell | Unusual Smell - UNSMELL | Problem | RS
HVACPIPS | HVAC Piping System | HVAC Piping System - HVACPIPS | UNSMOKE | Unusual Smoke | Unusual Smoke - UNSMOKE | Problem | RS
HVACPIPS | HVAC Piping System | HVAC Piping System - HVACPIPS | HVPSFAIL | HVAC Piping System failed | HVAC Piping System failed - HVPSFAIL | Failure | RS
HVACPIPS | HVAC Piping System | HVAC Piping System - HVACPIPS | ACCIDENT | Accident | Accident - ACCIDENT | Cause | RS
HVACPIPS | HVAC Piping System | HVAC Piping System - HVACPIPS | ACCWEAR | Accelerated Wear | Accelerated Wear - ACCWEAR | Cause | RS
HVACPIPS | HVAC Piping System | HVAC Piping System - HVACPIPS | ACTGOD | Weather condition/Forces of nature or Act of God | Weather condition/Forces of nature or Act of God - ACTGOD | Cause | RS
HVACPIPS | HVAC Piping System | HVAC Piping System - HVACPIPS | CONTAM | Contamination | Contamination - CONTAM | Cause | RS
HVACPIPS | HVAC Piping System | HVAC Piping System - HVACPIPS | DEFASSET | Defective Asset | Defective Asset - DEFASSET | Cause | RS
HVACPIPS | HVAC Piping System | HVAC Piping System - HVACPIPS | EXLOAD | Excessive Load | Excessive Load - EXLOAD | Cause | RS
HVACPIPS | HVAC Piping System | HVAC Piping System - HVACPIPS | IMPRMNT | Improper Maintenance | Improper Maintenance - IMPRMNT | Cause | RS
HVACPIPS | HVAC Piping System | HVAC Piping System - HVACPIPS | INSLUBR | Insufficient Lubrication | Insufficient Lubrication - INSLUBR | Cause | RS
HVACPIPS | HVAC Piping System | HVAC Piping System - HVACPIPS | LACKTRN | Lack of/ Inadequate Training | Lack of/ Inadequate Training - LACKTRN | Cause | RS
HVACPIPS | HVAC Piping System | HVAC Piping System - HVACPIPS | MISSCMP | Loose/ Missing Component | Loose/ Missing Component - MISSCMP | Cause | RS
HVACPIPS | HVAC Piping System | HVAC Piping System - HVACPIPS | NRMWEAR | Normal Wear | Normal Wear - NRMWEAR | Cause | RS
HVACPIPS | HVAC Piping System | HVAC Piping System - HVACPIPS | OTHER | Other (specify) | Other (specify) - OTHER | Cause | RS
HVACPIPS | HVAC Piping System | HVAC Piping System - HVACPIPS | PRINSTAL | Poor Installation | Poor Installation - PRINSTAL | Cause | RS
HVACPIPS | HVAC Piping System | HVAC Piping System - HVACPIPS | PROCISSU | Procedure Issue | Procedure Issue - PROCISSU | Cause | RS
HVACPIPS | HVAC Piping System | HVAC Piping System - HVACPIPS | UTLFAIL | Utility Failure | Utility Failure - UTLFAIL | Cause | RS
HVACPIPS | HVAC Piping System | HVAC Piping System - HVACPIPS | VNDLSM | Vandalism | Vandalism - VNDLSM | Cause | RS
HVACPIPS | HVAC Piping System | HVAC Piping System - HVACPIPS | WORNCMPT | Defective/ Worn Component | Defective/ Worn Component - WORNCMPT | Cause | RS
HVACPIPS | HVAC Piping System | HVAC Piping System - HVACPIPS | ADJUSTD | Adjusted | Adjusted - ADJUSTD | Action | RS
HVACPIPS | HVAC Piping System | HVAC Piping System - HVACPIPS | DECOMM | Decommission | Decommission - DECOMM | Action | RS
HVACPIPS | HVAC Piping System | HVAC Piping System - HVACPIPS | DECONTME | Decontaminate | Decontaminate - DECONTME | Action | RS
HVACPIPS | HVAC Piping System | HVAC Piping System - HVACPIPS | DONOTHIN | Do Nothing | Do Nothing - DONOTHIN | Action | RS
HVACPIPS | HVAC Piping System | HVAC Piping System - HVACPIPS | LUBRCTE | Lubricate | Lubricate - LUBRCTE | Action | RS
HVACPIPS | HVAC Piping System | HVAC Piping System - HVACPIPS | OTHER | Other (specify) | Other (specify) - OTHER | Action | RS
HVACPIPS | HVAC Piping System | HVAC Piping System - HVACPIPS | RECALBRT | Recalibrate | Recalibrate - RECALBRT | Action | RS
HVACPIPS | HVAC Piping System | HVAC Piping System - HVACPIPS | REMVOBT | Remove Obstruction | Remove Obstruction - REMVOBT | Action | RS
HVACPIPS | HVAC Piping System | HVAC Piping System - HVACPIPS | REPCMPT | Repair Component | Repair Component - REPCMPT | Action | RS
HVACPIPS | HVAC Piping System | HVAC Piping System - HVACPIPS | REPLASS | Replace Asset | Replace Asset - REPLASS | Action | RS
HVACPIPS | HVAC Piping System | HVAC Piping System - HVACPIPS | REPLCMPT | Replace Component | Replace Component - REPLCMPT | Action | RS
HVACPIPS | HVAC Piping System | HVAC Piping System - HVACPIPS | REPRASS | Repair Asset | Repair Asset - REPRASS | Action | RS
HVACPIPS | HVAC Piping System | HVAC Piping System - HVACPIPS | UPGRADES | Upgrade | Upgrade - UPGRADES | Action | RS
HVACSTPS | HVAC Steam Piping System | HVAC Steam Piping System - HVACSTPS | ABNTEMP | Abnormal Temprature | Abnormal Temprature - ABNTEMP | Problem | RS
HVACSTPS | HVAC Steam Piping System | HVAC Steam Piping System - HVACSTPS | CORROS | Corrosion | Corrosion - CORROS | Problem | RS
HVACSTPS | HVAC Steam Piping System | HVAC Steam Piping System - HVACSTPS | ELECTRIP | Electrical Trip Out | Electrical Trip Out - ELECTRIP | Problem | RS
HVACSTPS | HVAC Steam Piping System | HVAC Steam Piping System - HVACSTPS | EXNOISE | Excessive Noise | Excessive Noise - EXNOISE | Problem | RS
HVACSTPS | HVAC Steam Piping System | HVAC Steam Piping System - HVACSTPS | EXVIBRTN | Excessive Vibration | Excessive Vibration - EXVIBRTN | Problem | RS
HVACSTPS | HVAC Steam Piping System | HVAC Steam Piping System - HVACSTPS | JAMMEDEQ | Jammed Equipment | Jammed Equipment - JAMMEDEQ | Problem | RS
HVACSTPS | HVAC Steam Piping System | HVAC Steam Piping System - HVACSTPS | LEAKING | Leaking | Leaking - LEAKING | Problem | RS
HVACSTPS | HVAC Steam Piping System | HVAC Steam Piping System - HVACSTPS | LOWPERF | Low Performance | Low Performance - LOWPERF | Problem | RS
HVACSTPS | HVAC Steam Piping System | HVAC Steam Piping System - HVACSTPS | NONOPER | Non-Operational | Non-Operational - NONOPER | Problem | RS
HVACSTPS | HVAC Steam Piping System | HVAC Steam Piping System - HVACSTPS | PHYDMGE | Physical Damage | Physical Damage - PHYDMGE | Problem | RS
HVACSTPS | HVAC Steam Piping System | HVAC Steam Piping System - HVACSTPS | UNSMELL | Unusual Smell | Unusual Smell - UNSMELL | Problem | RS
HVACSTPS | HVAC Steam Piping System | HVAC Steam Piping System - HVACSTPS | UNSMOKE | Unusual Smoke | Unusual Smoke - UNSMOKE | Problem | RS
HVACSTPS | HVAC Steam Piping System | HVAC Steam Piping System - HVACSTPS | HVSPSDET | HVAC steam piping system deteriorated | HVAC steam piping system deteriorated - HVSPSDET | Failure | RS
HVACSTPS | HVAC Steam Piping System | HVAC Steam Piping System - HVACSTPS | ACCIDENT | Accident | Accident - ACCIDENT | Cause | RS
HVACSTPS | HVAC Steam Piping System | HVAC Steam Piping System - HVACSTPS | ACCWEAR | Accelerated Wear | Accelerated Wear - ACCWEAR | Cause | RS
HVACSTPS | HVAC Steam Piping System | HVAC Steam Piping System - HVACSTPS | ACTGOD | Weather condition/Forces of nature or Act of God | Weather condition/Forces of nature or Act of God - ACTGOD | Cause | RS
HVACSTPS | HVAC Steam Piping System | HVAC Steam Piping System - HVACSTPS | CONTAM | Contamination | Contamination - CONTAM | Cause | RS
HVACSTPS | HVAC Steam Piping System | HVAC Steam Piping System - HVACSTPS | DEFASSET | Defective Asset | Defective Asset - DEFASSET | Cause | RS
HVACSTPS | HVAC Steam Piping System | HVAC Steam Piping System - HVACSTPS | EXLOAD | Excessive Load | Excessive Load - EXLOAD | Cause | RS
HVACSTPS | HVAC Steam Piping System | HVAC Steam Piping System - HVACSTPS | IMPRMNT | Improper Maintenance | Improper Maintenance - IMPRMNT | Cause | RS
HVACSTPS | HVAC Steam Piping System | HVAC Steam Piping System - HVACSTPS | INSLUBR | Insufficient Lubrication | Insufficient Lubrication - INSLUBR | Cause | RS
HVACSTPS | HVAC Steam Piping System | HVAC Steam Piping System - HVACSTPS | LACKTRN | Lack of/ Inadequate Training | Lack of/ Inadequate Training - LACKTRN | Cause | RS
HVACSTPS | HVAC Steam Piping System | HVAC Steam Piping System - HVACSTPS | MISSCMP | Loose/ Missing Component | Loose/ Missing Component - MISSCMP | Cause | RS
HVACSTPS | HVAC Steam Piping System | HVAC Steam Piping System - HVACSTPS | NRMWEAR | Normal Wear | Normal Wear - NRMWEAR | Cause | RS
HVACSTPS | HVAC Steam Piping System | HVAC Steam Piping System - HVACSTPS | OTHER | Other (specify) | Other (specify) - OTHER | Cause | RS
HVACSTPS | HVAC Steam Piping System | HVAC Steam Piping System - HVACSTPS | PRINSTAL | Poor Installation | Poor Installation - PRINSTAL | Cause | RS
HVACSTPS | HVAC Steam Piping System | HVAC Steam Piping System - HVACSTPS | PROCISSU | Procedure Issue | Procedure Issue - PROCISSU | Cause | RS
HVACSTPS | HVAC Steam Piping System | HVAC Steam Piping System - HVACSTPS | UTLFAIL | Utility Failure | Utility Failure - UTLFAIL | Cause | RS
HVACSTPS | HVAC Steam Piping System | HVAC Steam Piping System - HVACSTPS | VNDLSM | Vandalism | Vandalism - VNDLSM | Cause | RS
HVACSTPS | HVAC Steam Piping System | HVAC Steam Piping System - HVACSTPS | WORNCMPT | Defective/ Worn Component | Defective/ Worn Component - WORNCMPT | Cause | RS
HVACSTPS | HVAC Steam Piping System | HVAC Steam Piping System - HVACSTPS | ADJUSTD | Adjusted | Adjusted - ADJUSTD | Action | RS
HVACSTPS | HVAC Steam Piping System | HVAC Steam Piping System - HVACSTPS | DECOMM | Decommission | Decommission - DECOMM | Action | RS
HVACSTPS | HVAC Steam Piping System | HVAC Steam Piping System - HVACSTPS | DECONTME | Decontaminate | Decontaminate - DECONTME | Action | RS
HVACSTPS | HVAC Steam Piping System | HVAC Steam Piping System - HVACSTPS | DONOTHIN | Do Nothing | Do Nothing - DONOTHIN | Action | RS
HVACSTPS | HVAC Steam Piping System | HVAC Steam Piping System - HVACSTPS | LUBRCTE | Lubricate | Lubricate - LUBRCTE | Action | RS
HVACSTPS | HVAC Steam Piping System | HVAC Steam Piping System - HVACSTPS | OTHER | Other (specify) | Other (specify) - OTHER | Action | RS
HVACSTPS | HVAC Steam Piping System | HVAC Steam Piping System - HVACSTPS | RECALBRT | Recalibrate | Recalibrate - RECALBRT | Action | RS
HVACSTPS | HVAC Steam Piping System | HVAC Steam Piping System - HVACSTPS | REMVOBT | Remove Obstruction | Remove Obstruction - REMVOBT | Action | RS
HVACSTPS | HVAC Steam Piping System | HVAC Steam Piping System - HVACSTPS | REPCMPT | Repair Component | Repair Component - REPCMPT | Action | RS
HVACSTPS | HVAC Steam Piping System | HVAC Steam Piping System - HVACSTPS | REPLASS | Replace Asset | Replace Asset - REPLASS | Action | RS
HVACSTPS | HVAC Steam Piping System | HVAC Steam Piping System - HVACSTPS | REPLCMPT | Replace Component | Replace Component - REPLCMPT | Action | RS
HVACSTPS | HVAC Steam Piping System | HVAC Steam Piping System - HVACSTPS | REPRASS | Repair Asset | Repair Asset - REPRASS | Action | RS
HVACSTPS | HVAC Steam Piping System | HVAC Steam Piping System - HVACSTPS | UPGRADES | Upgrade | Upgrade - UPGRADES | Action | RS
HYDRSWT | Hydronic System Water Treatment | Hydronic System Water Treatment - HYDRSWT | ABNTEMP | Abnormal Temprature | Abnormal Temprature - ABNTEMP | Problem | RS
HYDRSWT | Hydronic System Water Treatment | Hydronic System Water Treatment - HYDRSWT | CORROS | Corrosion | Corrosion - CORROS | Problem | RS
HYDRSWT | Hydronic System Water Treatment | Hydronic System Water Treatment - HYDRSWT | ELECTRIP | Electrical Trip Out | Electrical Trip Out - ELECTRIP | Problem | RS
HYDRSWT | Hydronic System Water Treatment | Hydronic System Water Treatment - HYDRSWT | EXNOISE | Excessive Noise | Excessive Noise - EXNOISE | Problem | RS
HYDRSWT | Hydronic System Water Treatment | Hydronic System Water Treatment - HYDRSWT | EXVIBRTN | Excessive Vibration | Excessive Vibration - EXVIBRTN | Problem | RS
HYDRSWT | Hydronic System Water Treatment | Hydronic System Water Treatment - HYDRSWT | JAMMEDEQ | Jammed Equipment | Jammed Equipment - JAMMEDEQ | Problem | RS
HYDRSWT | Hydronic System Water Treatment | Hydronic System Water Treatment - HYDRSWT | LEAKING | Leaking | Leaking - LEAKING | Problem | RS
HYDRSWT | Hydronic System Water Treatment | Hydronic System Water Treatment - HYDRSWT | LOWPERF | Low Performance | Low Performance - LOWPERF | Problem | RS
HYDRSWT | Hydronic System Water Treatment | Hydronic System Water Treatment - HYDRSWT | NONOPER | Non-Operational | Non-Operational - NONOPER | Problem | RS
HYDRSWT | Hydronic System Water Treatment | Hydronic System Water Treatment - HYDRSWT | PHYDMGE | Physical Damage | Physical Damage - PHYDMGE | Problem | RS
HYDRSWT | Hydronic System Water Treatment | Hydronic System Water Treatment - HYDRSWT | UNSMELL | Unusual Smell | Unusual Smell - UNSMELL | Problem | RS
HYDRSWT | Hydronic System Water Treatment | Hydronic System Water Treatment - HYDRSWT | UNSMOKE | Unusual Smoke | Unusual Smoke - UNSMOKE | Problem | RS
HYDRSWT | Hydronic System Water Treatment | Hydronic System Water Treatment - HYDRSWT | BLWTQDET | Boiler water quality deteriorated | Boiler water quality deteriorated - BLWTQDET | Failure | RS
HYDRSWT | Hydronic System Water Treatment | Hydronic System Water Treatment - HYDRSWT | CHFSCDRF | Chemical feed system calibration drifted | Chemical feed system calibration drifted - CHFSCDRF | Failure | RS
HYDRSWT | Hydronic System Water Treatment | Hydronic System Water Treatment - HYDRSWT | HSWTCDEP | Hydronic system water treatment chemical depleted | Hydronic system water treatment chemical depleted - HSWTCDEP | Failure | RS
HYDRSWT | Hydronic System Water Treatment | Hydronic System Water Treatment - HYDRSWT | HSWTCDET | Hydronic system water treatment components deteriorated | Hydronic system water treatment components deteriorated - HSWTCDET | Failure | RS
HYDRSWT | Hydronic System Water Treatment | Hydronic System Water Treatment - HYDRSWT | ACCIDENT | Accident | Accident - ACCIDENT | Cause | RS
HYDRSWT | Hydronic System Water Treatment | Hydronic System Water Treatment - HYDRSWT | ACCWEAR | Accelerated Wear | Accelerated Wear - ACCWEAR | Cause | RS
HYDRSWT | Hydronic System Water Treatment | Hydronic System Water Treatment - HYDRSWT | ACTGOD | Weather condition/Forces of nature or Act of God | Weather condition/Forces of nature or Act of God - ACTGOD | Cause | RS
HYDRSWT | Hydronic System Water Treatment | Hydronic System Water Treatment - HYDRSWT | CONTAM | Contamination | Contamination - CONTAM | Cause | RS
HYDRSWT | Hydronic System Water Treatment | Hydronic System Water Treatment - HYDRSWT | DEFASSET | Defective Asset | Defective Asset - DEFASSET | Cause | RS
HYDRSWT | Hydronic System Water Treatment | Hydronic System Water Treatment - HYDRSWT | EXLOAD | Excessive Load | Excessive Load - EXLOAD | Cause | RS
HYDRSWT | Hydronic System Water Treatment | Hydronic System Water Treatment - HYDRSWT | IMPRMNT | Improper Maintenance | Improper Maintenance - IMPRMNT | Cause | RS
HYDRSWT | Hydronic System Water Treatment | Hydronic System Water Treatment - HYDRSWT | INSLUBR | Insufficient Lubrication | Insufficient Lubrication - INSLUBR | Cause | RS
HYDRSWT | Hydronic System Water Treatment | Hydronic System Water Treatment - HYDRSWT | LACKTRN | Lack of/ Inadequate Training | Lack of/ Inadequate Training - LACKTRN | Cause | RS
HYDRSWT | Hydronic System Water Treatment | Hydronic System Water Treatment - HYDRSWT | MISSCMP | Loose/ Missing Component | Loose/ Missing Component - MISSCMP | Cause | RS
HYDRSWT | Hydronic System Water Treatment | Hydronic System Water Treatment - HYDRSWT | NRMWEAR | Normal Wear | Normal Wear - NRMWEAR | Cause | RS
HYDRSWT | Hydronic System Water Treatment | Hydronic System Water Treatment - HYDRSWT | OTHER | Other (specify) | Other (specify) - OTHER | Cause | RS
HYDRSWT | Hydronic System Water Treatment | Hydronic System Water Treatment - HYDRSWT | PRINSTAL | Poor Installation | Poor Installation - PRINSTAL | Cause | RS
HYDRSWT | Hydronic System Water Treatment | Hydronic System Water Treatment - HYDRSWT | PROCISSU | Procedure Issue | Procedure Issue - PROCISSU | Cause | RS
HYDRSWT | Hydronic System Water Treatment | Hydronic System Water Treatment - HYDRSWT | UTLFAIL | Utility Failure | Utility Failure - UTLFAIL | Cause | RS
HYDRSWT | Hydronic System Water Treatment | Hydronic System Water Treatment - HYDRSWT | VNDLSM | Vandalism | Vandalism - VNDLSM | Cause | RS
HYDRSWT | Hydronic System Water Treatment | Hydronic System Water Treatment - HYDRSWT | WORNCMPT | Defective/ Worn Component | Defective/ Worn Component - WORNCMPT | Cause | RS
HYDRSWT | Hydronic System Water Treatment | Hydronic System Water Treatment - HYDRSWT | ADJUSTD | Adjusted | Adjusted - ADJUSTD | Action | RS
HYDRSWT | Hydronic System Water Treatment | Hydronic System Water Treatment - HYDRSWT | DECOMM | Decommission | Decommission - DECOMM | Action | RS
HYDRSWT | Hydronic System Water Treatment | Hydronic System Water Treatment - HYDRSWT | DECONTME | Decontaminate | Decontaminate - DECONTME | Action | RS
HYDRSWT | Hydronic System Water Treatment | Hydronic System Water Treatment - HYDRSWT | DONOTHIN | Do Nothing | Do Nothing - DONOTHIN | Action | RS
HYDRSWT | Hydronic System Water Treatment | Hydronic System Water Treatment - HYDRSWT | LUBRCTE | Lubricate | Lubricate - LUBRCTE | Action | RS
HYDRSWT | Hydronic System Water Treatment | Hydronic System Water Treatment - HYDRSWT | OTHER | Other (specify) | Other (specify) - OTHER | Action | RS
HYDRSWT | Hydronic System Water Treatment | Hydronic System Water Treatment - HYDRSWT | RECALBRT | Recalibrate | Recalibrate - RECALBRT | Action | RS
HYDRSWT | Hydronic System Water Treatment | Hydronic System Water Treatment - HYDRSWT | REMVOBT | Remove Obstruction | Remove Obstruction - REMVOBT | Action | RS
HYDRSWT | Hydronic System Water Treatment | Hydronic System Water Treatment - HYDRSWT | REPCMPT | Repair Component | Repair Component - REPCMPT | Action | RS
HYDRSWT | Hydronic System Water Treatment | Hydronic System Water Treatment - HYDRSWT | REPLASS | Replace Asset | Replace Asset - REPLASS | Action | RS
HYDRSWT | Hydronic System Water Treatment | Hydronic System Water Treatment - HYDRSWT | REPLCMPT | Replace Component | Replace Component - REPLCMPT | Action | RS
HYDRSWT | Hydronic System Water Treatment | Hydronic System Water Treatment - HYDRSWT | REPRASS | Repair Asset | Repair Asset - REPRASS | Action | RS
HYDRSWT | Hydronic System Water Treatment | Hydronic System Water Treatment - HYDRSWT | UPGRADES | Upgrade | Upgrade - UPGRADES | Action | RS
LGHT | Lighting | Lighting - LGHT | ABNTEMP | Abnormal Temprature | Abnormal Temprature - ABNTEMP | Problem | RS
LGHT | Lighting | Lighting - LGHT | CORROS | Corrosion | Corrosion - CORROS | Problem | RS
LGHT | Lighting | Lighting - LGHT | ELECTRIP | Electrical Trip Out | Electrical Trip Out - ELECTRIP | Problem | RS
LGHT | Lighting | Lighting - LGHT | EXNOISE | Excessive Noise | Excessive Noise - EXNOISE | Problem | RS
LGHT | Lighting | Lighting - LGHT | EXVIBRTN | Excessive Vibration | Excessive Vibration - EXVIBRTN | Problem | RS
LGHT | Lighting | Lighting - LGHT | JAMMEDEQ | Jammed Equipment | Jammed Equipment - JAMMEDEQ | Problem | RS
LGHT | Lighting | Lighting - LGHT | LEAKING | Leaking | Leaking - LEAKING | Problem | RS
LGHT | Lighting | Lighting - LGHT | LOWPERF | Low Performance | Low Performance - LOWPERF | Problem | RS
LGHT | Lighting | Lighting - LGHT | NONFUNC4 | Non Functional | Non Functional - NONFUNC4 | Problem | RS
LGHT | Lighting | Lighting - LGHT | NONOPER | Non-Operational | Non-Operational - NONOPER | Problem | RS
LGHT | Lighting | Lighting - LGHT | PHYDMGE | Physical Damage | Physical Damage - PHYDMGE | Problem | RS
LGHT | Lighting | Lighting - LGHT | UNSMELL | Unusual Smell | Unusual Smell - UNSMELL | Problem | RS
LGHT | Lighting | Lighting - LGHT | UNSMOKE | Unusual Smoke | Unusual Smoke - UNSMOKE | Problem | RS
LGHT | Lighting | Lighting - LGHT | DEFEBU1 | Defected Bulb | Defected Bulb - DEFEBU1 | Failure | RS
LGHT | Lighting | Lighting - LGHT | DEFECOS1 | Defected Control Settings | Defected Control Settings - DEFECOS1 | Failure | RS
LGHT | Lighting | Lighting - LGHT | DEFECOT2 | Defected Contactors | Defected Contactors - DEFECOT2 | Failure | RS
LGHT | Lighting | Lighting - LGHT | DEFEPAS1 | Defected Panel Switch | Defected Panel Switch - DEFEPAS1 | Failure | RS
LGHT | Lighting | Lighting - LGHT | DEFESE2 | Defected Sensor | Defected Sensor - DEFESE2 | Failure | RS
LGHT | Lighting | Lighting - LGHT | DEFEWI1 | Defected Wiring | Defected Wiring - DEFEWI1 | Failure | RS
LGHT | Lighting | Lighting - LGHT | IOFCLGHT | Inside/Outside Facilities Contaminated Lighting | Inside/Outside Facilities Contaminated Lighting - IOFCLGHT | Failure | RS
LGHT | Lighting | Lighting - LGHT | IOFILGHT | Inside/Outside Facilities Insufficient Lighting | Inside/Outside Facilities Insufficient Lighting - IOFILGHT | Failure | RS
LGHT | Lighting | Lighting - LGHT | OTHERS6 | Other (Specify) | Other (Specify) - OTHERS6 | Failure | RS
LGHT | Lighting | Lighting - LGHT | ACCIDENT | Accident | Accident - ACCIDENT | Cause | RS
LGHT | Lighting | Lighting - LGHT | ACCWEAR | Accelerated Wear | Accelerated Wear - ACCWEAR | Cause | RS
LGHT | Lighting | Lighting - LGHT | ACTGOD | Weather condition/Forces of nature or Act of God | Weather condition/Forces of nature or Act of God - ACTGOD | Cause | RS
LGHT | Lighting | Lighting - LGHT | AGING131 | Aging | Aging - AGING131 | Cause | RS
LGHT | Lighting | Lighting - LGHT | AGING133 | Aging | Aging - AGING133 | Cause | RS
LGHT | Lighting | Lighting - LGHT | AGING14 | Aging | Aging - AGING14 | Cause | RS
LGHT | Lighting | Lighting - LGHT | AGING142 | Aging | Aging - AGING142 | Cause | RS
LGHT | Lighting | Lighting - LGHT | AGING57 | Aging | Aging - AGING57 | Cause | RS
LGHT | Lighting | Lighting - LGHT | AGING87 | Aging | Aging - AGING87 | Cause | RS
LGHT | Lighting | Lighting - LGHT | CONTAM | Contamination | Contamination - CONTAM | Cause | RS
LGHT | Lighting | Lighting - LGHT | DEFASSET | Defective Asset | Defective Asset - DEFASSET | Cause | RS
LGHT | Lighting | Lighting - LGHT | ELECFA55 | Electrical Fault | Electrical Fault - ELECFA55 | Cause | RS
LGHT | Lighting | Lighting - LGHT | ELECFA82 | Electrical Fault | Electrical Fault - ELECFA82 | Cause | RS
LGHT | Lighting | Lighting - LGHT | ELECFA92 | Electrical Fault | Electrical Fault - ELECFA92 | Cause | RS
LGHT | Lighting | Lighting - LGHT | EXLOAD | Excessive Load | Excessive Load - EXLOAD | Cause | RS
LGHT | Lighting | Lighting - LGHT | IMAIOSP1 | Improper Maintenance - Incorrect Panel Switch Position | Improper Maintenance - Incorrect Panel Switch Position - IMAIOSP1 | Cause | RS
LGHT | Lighting | Lighting - LGHT | IMIPSW1 | Improper Maintenance - Incorrect Panel Switch Wiring | Improper Maintenance - Incorrect Panel Switch Wiring - IMIPSW1 | Cause | RS
LGHT | Lighting | Lighting - LGHT | IMPRMNT | Improper Maintenance | Improper Maintenance - IMPRMNT | Cause | RS
LGHT | Lighting | Lighting - LGHT | INCOSE2 | Incorrect Settings | Incorrect Settings - INCOSE2 | Cause | RS
LGHT | Lighting | Lighting - LGHT | INCOTSE1 | Incorrect Control Setting | Incorrect Control Setting - INCOTSE1 | Cause | RS
LGHT | Lighting | Lighting - LGHT | INSLUBR | Insufficient Lubrication | Insufficient Lubrication - INSLUBR | Cause | RS
LGHT | Lighting | Lighting - LGHT | LACKTRN | Lack of/ Inadequate Training | Lack of/ Inadequate Training - LACKTRN | Cause | RS
LGHT | Lighting | Lighting - LGHT | LOOSC20 | Loose Connection | Loose Connection - LOOSC20 | Cause | RS
LGHT | Lighting | Lighting - LGHT | LOOSC22 | Loose Connection | Loose Connection - LOOSC22 | Cause | RS
LGHT | Lighting | Lighting - LGHT | LOOSC29 | Loose Connection | Loose Connection - LOOSC29 | Cause | RS
LGHT | Lighting | Lighting - LGHT | MISSCMP | Loose/ Missing Component | Loose/ Missing Component - MISSCMP | Cause | RS
LGHT | Lighting | Lighting - LGHT | NRMWEAR | Normal Wear | Normal Wear - NRMWEAR | Cause | RS
LGHT | Lighting | Lighting - LGHT | OTHER | Other (specify) | Other (specify) - OTHER | Cause | RS
LGHT | Lighting | Lighting - LGHT | OTHER20 | Other (Specify) | Other (Specify) - OTHER20 | Cause | RS
LGHT | Lighting | Lighting - LGHT | PRINSTAL | Poor Installation | Poor Installation - PRINSTAL | Cause | RS
LGHT | Lighting | Lighting - LGHT | PROCISSU | Procedure Issue | Procedure Issue - PROCISSU | Cause | RS
LGHT | Lighting | Lighting - LGHT | UTLFAIL | Utility Failure | Utility Failure - UTLFAIL | Cause | RS
LGHT | Lighting | Lighting - LGHT | VNDLSM | Vandalism | Vandalism - VNDLSM | Cause | RS
LGHT | Lighting | Lighting - LGHT | WORNCMPT | Defective/ Worn Component | Defective/ Worn Component - WORNCMPT | Cause | RS
LGHT | Lighting | Lighting - LGHT | ADJUSTD | Adjusted | Adjusted - ADJUSTD | Action | RS
LGHT | Lighting | Lighting - LGHT | CHKMM | Check Manufacturer Manual | Check Manufacturer Manual - CHKMM | Action | RS
LGHT | Lighting | Lighting - LGHT | DECOMM | Decommission | Decommission - DECOMM | Action | RS
LGHT | Lighting | Lighting - LGHT | DECONTME | Decontaminate | Decontaminate - DECONTME | Action | RS
LGHT | Lighting | Lighting - LGHT | DONOTHIN | Do Nothing | Do Nothing - DONOTHIN | Action | RS
LGHT | Lighting | Lighting - LGHT | LUBRCTE | Lubricate | Lubricate - LUBRCTE | Action | RS
LGHT | Lighting | Lighting - LGHT | OTHER | Other (specify) | Other (specify) - OTHER | Action | RS
LGHT | Lighting | Lighting - LGHT | RECALBRT | Recalibrate | Recalibrate - RECALBRT | Action | RS
LGHT | Lighting | Lighting - LGHT | REMVOBT | Remove Obstruction | Remove Obstruction - REMVOBT | Action | RS
LGHT | Lighting | Lighting - LGHT | REPAIR | Repair | Repair - REPAIR | Action | RS
LGHT | Lighting | Lighting - LGHT | REPCMPT | Repair Component | Repair Component - REPCMPT | Action | RS
LGHT | Lighting | Lighting - LGHT | REPLACE | Replace | Replace - REPLACE | Action | RS
LGHT | Lighting | Lighting - LGHT | REPLASS | Replace Asset | Replace Asset - REPLASS | Action | RS
LGHT | Lighting | Lighting - LGHT | REPLCMPT | Replace Component | Replace Component - REPLCMPT | Action | RS
LGHT | Lighting | Lighting - LGHT | REPRASS | Repair Asset | Repair Asset - REPRASS | Action | RS
LGHT | Lighting | Lighting - LGHT | UPGRADES | Upgrade | Upgrade - UPGRADES | Action | RS
LGHTCTRL | Lighting Control System | Lighting Control System - LGHTCTRL | ABNTEMP | Abnormal Temprature | Abnormal Temprature - ABNTEMP | Problem | RS
LGHTCTRL | Lighting Control System | Lighting Control System - LGHTCTRL | CORROS | Corrosion | Corrosion - CORROS | Problem | RS
LGHTCTRL | Lighting Control System | Lighting Control System - LGHTCTRL | ELECTRIP | Electrical Trip Out | Electrical Trip Out - ELECTRIP | Problem | RS
LGHTCTRL | Lighting Control System | Lighting Control System - LGHTCTRL | EXNOISE | Excessive Noise | Excessive Noise - EXNOISE | Problem | RS
LGHTCTRL | Lighting Control System | Lighting Control System - LGHTCTRL | EXVIBRTN | Excessive Vibration | Excessive Vibration - EXVIBRTN | Problem | RS
LGHTCTRL | Lighting Control System | Lighting Control System - LGHTCTRL | HMIBLA1 | HMI Screen Is Blank | HMI Screen Is Blank - HMIBLA1 | Problem | RS
LGHTCTRL | Lighting Control System | Lighting Control System - LGHTCTRL | JAMMEDEQ | Jammed Equipment | Jammed Equipment - JAMMEDEQ | Problem | RS
LGHTCTRL | Lighting Control System | Lighting Control System - LGHTCTRL | LEAKING | Leaking | Leaking - LEAKING | Problem | RS
LGHTCTRL | Lighting Control System | Lighting Control System - LGHTCTRL | LOWPERF | Low Performance | Low Performance - LOWPERF | Problem | RS
LGHTCTRL | Lighting Control System | Lighting Control System - LGHTCTRL | NONOPER | Non-Operational | Non-Operational - NONOPER | Problem | RS
LGHTCTRL | Lighting Control System | Lighting Control System - LGHTCTRL | OTOPEC4 | Other (Specify) | Other (Specify) - OTOPEC4 | Problem | RS
LGHTCTRL | Lighting Control System | Lighting Control System - LGHTCTRL | PHYDMGE | Physical Damage | Physical Damage - PHYDMGE | Problem | RS
LGHTCTRL | Lighting Control System | Lighting Control System - LGHTCTRL | UITTIOU1 | Unit Not Turning On Lights | Unit Not Turning On Lights - UITTIOU1 | Problem | RS
LGHTCTRL | Lighting Control System | Lighting Control System - LGHTCTRL | UNSMELL | Unusual Smell | Unusual Smell - UNSMELL | Problem | RS
LGHTCTRL | Lighting Control System | Lighting Control System - LGHTCTRL | UNSMOKE | Unusual Smoke | Unusual Smoke - UNSMOKE | Problem | RS
LGHTCTRL | Lighting Control System | Lighting Control System - LGHTCTRL | WRNINDL1 | Warning Indicator Lights On | Warning Indicator Lights On - WRNINDL1 | Problem | RS
LGHTCTRL | Lighting Control System | Lighting Control System - LGHTCTRL | DEFCOU2 | Defected Control Unit | Defected Control Unit - DEFCOU2 | Failure | RS
LGHTCTRL | Lighting Control System | Lighting Control System - LGHTCTRL | DEFECOT3 | Defected Contactors | Defected Contactors - DEFECOT3 | Failure | RS
LGHTCTRL | Lighting Control System | Lighting Control System - LGHTCTRL | DEFEFU2 | Defected Fuse | Defected Fuse - DEFEFU2 | Failure | RS
LGHTCTRL | Lighting Control System | Lighting Control System - LGHTCTRL | DEFEPOS1 | Defected Power Supply | Defected Power Supply - DEFEPOS1 | Failure | RS
LGHTCTRL | Lighting Control System | Lighting Control System - LGHTCTRL | DEFESCP1 | Defected Screen Panel | Defected Screen Panel - DEFESCP1 | Failure | RS
LGHTCTRL | Lighting Control System | Lighting Control System - LGHTCTRL | DEFHCS1 | Defected HMI Communication System | Defected HMI Communication System - DEFHCS1 | Failure | RS
LGHTCTRL | Lighting Control System | Lighting Control System - LGHTCTRL | LCSFAIL | Lighting Control System Failed | Lighting Control System Failed - LCSFAIL | Failure | RS
LGHTCTRL | Lighting Control System | Lighting Control System - LGHTCTRL | OTHERS7 | Other (Specify) | Other (Specify) - OTHERS7 | Failure | RS
LGHTCTRL | Lighting Control System | Lighting Control System - LGHTCTRL | ACCIDENT | Accident | Accident - ACCIDENT | Cause | RS
LGHTCTRL | Lighting Control System | Lighting Control System - LGHTCTRL | ACCWEAR | Accelerated Wear | Accelerated Wear - ACCWEAR | Cause | RS
LGHTCTRL | Lighting Control System | Lighting Control System - LGHTCTRL | ACTGOD | Weather condition/Forces of nature or Act of God | Weather condition/Forces of nature or Act of God - ACTGOD | Cause | RS
LGHTCTRL | Lighting Control System | Lighting Control System - LGHTCTRL | AGING116 | Aging | Aging - AGING116 | Cause | RS
LGHTCTRL | Lighting Control System | Lighting Control System - LGHTCTRL | AGING123 | Aging | Aging - AGING123 | Cause | RS
LGHTCTRL | Lighting Control System | Lighting Control System - LGHTCTRL | AGING145 | Aging | Aging - AGING145 | Cause | RS
LGHTCTRL | Lighting Control System | Lighting Control System - LGHTCTRL | AGING16 | Aging | Aging - AGING16 | Cause | RS
LGHTCTRL | Lighting Control System | Lighting Control System - LGHTCTRL | AGING52 | Aging | Aging - AGING52 | Cause | RS
LGHTCTRL | Lighting Control System | Lighting Control System - LGHTCTRL | AGING58 | Aging | Aging - AGING58 | Cause | RS
LGHTCTRL | Lighting Control System | Lighting Control System - LGHTCTRL | CONTAM | Contamination | Contamination - CONTAM | Cause | RS
LGHTCTRL | Lighting Control System | Lighting Control System - LGHTCTRL | DEFASSET | Defective Asset | Defective Asset - DEFASSET | Cause | RS
LGHTCTRL | Lighting Control System | Lighting Control System - LGHTCTRL | ELECFA64 | Electrical Fault | Electrical Fault - ELECFA64 | Cause | RS
LGHTCTRL | Lighting Control System | Lighting Control System - LGHTCTRL | ELECFA71 | Electrical Fault | Electrical Fault - ELECFA71 | Cause | RS
LGHTCTRL | Lighting Control System | Lighting Control System - LGHTCTRL | ELECPO1 | Electrical Power | Electrical Power - ELECPO1 | Cause | RS
LGHTCTRL | Lighting Control System | Lighting Control System - LGHTCTRL | EXLOAD | Excessive Load | Excessive Load - EXLOAD | Cause | RS
LGHTCTRL | Lighting Control System | Lighting Control System - LGHTCTRL | IMAIOSP2 | Improper Maintenance - Incorrect Panel Switch Position | Improper Maintenance - Incorrect Panel Switch Position - IMAIOSP2 | Cause | RS
LGHTCTRL | Lighting Control System | Lighting Control System - LGHTCTRL | IMPRMNT | Improper Maintenance | Improper Maintenance - IMPRMNT | Cause | RS
LGHTCTRL | Lighting Control System | Lighting Control System - LGHTCTRL | INCOSE1 | Incorrect Settings | Incorrect Settings - INCOSE1 | Cause | RS
LGHTCTRL | Lighting Control System | Lighting Control System - LGHTCTRL | INCOWI1 | Incorrect Wiring | Incorrect Wiring - INCOWI1 | Cause | RS
LGHTCTRL | Lighting Control System | Lighting Control System - LGHTCTRL | INSLUBR | Insufficient Lubrication | Insufficient Lubrication - INSLUBR | Cause | RS
LGHTCTRL | Lighting Control System | Lighting Control System - LGHTCTRL | LACKTRN | Lack of/ Inadequate Training | Lack of/ Inadequate Training - LACKTRN | Cause | RS
LGHTCTRL | Lighting Control System | Lighting Control System - LGHTCTRL | LOOSC28 | Loose Connection | Loose Connection - LOOSC28 | Cause | RS
LGHTCTRL | Lighting Control System | Lighting Control System - LGHTCTRL | LOOSC30 | Loose Connection | Loose Connection - LOOSC30 | Cause | RS
LGHTCTRL | Lighting Control System | Lighting Control System - LGHTCTRL | LOOSC31 | Loose Connection | Loose Connection - LOOSC31 | Cause | RS
LGHTCTRL | Lighting Control System | Lighting Control System - LGHTCTRL | MISSCMP | Loose/ Missing Component | Loose/ Missing Component - MISSCMP | Cause | RS
LGHTCTRL | Lighting Control System | Lighting Control System - LGHTCTRL | NOVOATB1 | No Voltage At Board | No Voltage At Board - NOVOATB1 | Cause | RS
LGHTCTRL | Lighting Control System | Lighting Control System - LGHTCTRL | NRMWEAR | Normal Wear | Normal Wear - NRMWEAR | Cause | RS
LGHTCTRL | Lighting Control System | Lighting Control System - LGHTCTRL | OTHER | Other (specify) | Other (specify) - OTHER | Cause | RS
LGHTCTRL | Lighting Control System | Lighting Control System - LGHTCTRL | OTHER24 | Other (Specify) | Other (Specify) - OTHER24 | Cause | RS
LGHTCTRL | Lighting Control System | Lighting Control System - LGHTCTRL | PIIOLS2 | Procedure Issue-Incorrect Operational Load Settings | Procedure Issue-Incorrect Operational Load Settings - PIIOLS2 | Cause | RS
LGHTCTRL | Lighting Control System | Lighting Control System - LGHTCTRL | PRINSTAL | Poor Installation | Poor Installation - PRINSTAL | Cause | RS
LGHTCTRL | Lighting Control System | Lighting Control System - LGHTCTRL | PROCISSU | Procedure Issue | Procedure Issue - PROCISSU | Cause | RS
LGHTCTRL | Lighting Control System | Lighting Control System - LGHTCTRL | UTLFAIL | Utility Failure | Utility Failure - UTLFAIL | Cause | RS
LGHTCTRL | Lighting Control System | Lighting Control System - LGHTCTRL | VNDLSM | Vandalism | Vandalism - VNDLSM | Cause | RS
LGHTCTRL | Lighting Control System | Lighting Control System - LGHTCTRL | WORNCMPT | Defective/ Worn Component | Defective/ Worn Component - WORNCMPT | Cause | RS
LGHTCTRL | Lighting Control System | Lighting Control System - LGHTCTRL | ADJUSTD | Adjusted | Adjusted - ADJUSTD | Action | RS
LGHTCTRL | Lighting Control System | Lighting Control System - LGHTCTRL | CHKMM | Check Manufacturer Manual | Check Manufacturer Manual - CHKMM | Action | RS
LGHTCTRL | Lighting Control System | Lighting Control System - LGHTCTRL | DECOMM | Decommission | Decommission - DECOMM | Action | RS
LGHTCTRL | Lighting Control System | Lighting Control System - LGHTCTRL | DECONTME | Decontaminate | Decontaminate - DECONTME | Action | RS
LGHTCTRL | Lighting Control System | Lighting Control System - LGHTCTRL | DONOTHIN | Do Nothing | Do Nothing - DONOTHIN | Action | RS
LGHTCTRL | Lighting Control System | Lighting Control System - LGHTCTRL | LUBRCTE | Lubricate | Lubricate - LUBRCTE | Action | RS
LGHTCTRL | Lighting Control System | Lighting Control System - LGHTCTRL | OTHER | Other (specify) | Other (specify) - OTHER | Action | RS
LGHTCTRL | Lighting Control System | Lighting Control System - LGHTCTRL | RECALBRT | Recalibrate | Recalibrate - RECALBRT | Action | RS
LGHTCTRL | Lighting Control System | Lighting Control System - LGHTCTRL | REMVOBT | Remove Obstruction | Remove Obstruction - REMVOBT | Action | RS
LGHTCTRL | Lighting Control System | Lighting Control System - LGHTCTRL | REPAIR | Repair | Repair - REPAIR | Action | RS
LGHTCTRL | Lighting Control System | Lighting Control System - LGHTCTRL | REPCMPT | Repair Component | Repair Component - REPCMPT | Action | RS
LGHTCTRL | Lighting Control System | Lighting Control System - LGHTCTRL | REPLACE | Replace | Replace - REPLACE | Action | RS
LGHTCTRL | Lighting Control System | Lighting Control System - LGHTCTRL | REPLASS | Replace Asset | Replace Asset - REPLASS | Action | RS
LGHTCTRL | Lighting Control System | Lighting Control System - LGHTCTRL | REPLCMPT | Replace Component | Replace Component - REPLCMPT | Action | RS
LGHTCTRL | Lighting Control System | Lighting Control System - LGHTCTRL | REPRASS | Repair Asset | Repair Asset - REPRASS | Action | RS
LGHTCTRL | Lighting Control System | Lighting Control System - LGHTCTRL | UPGRADES | Upgrade | Upgrade - UPGRADES | Action | RS
LGHTSTD | Light Standard | Light Standard - LGHTSTD | ABNTEMP | Abnormal Temprature | Abnormal Temprature - ABNTEMP | Problem | RS
LGHTSTD | Light Standard | Light Standard - LGHTSTD | CORROS | Corrosion | Corrosion - CORROS | Problem | RS
LGHTSTD | Light Standard | Light Standard - LGHTSTD | ELECTRIP | Electrical Trip Out | Electrical Trip Out - ELECTRIP | Problem | RS
LGHTSTD | Light Standard | Light Standard - LGHTSTD | EXNOISE | Excessive Noise | Excessive Noise - EXNOISE | Problem | RS
LGHTSTD | Light Standard | Light Standard - LGHTSTD | EXVIBRTN | Excessive Vibration | Excessive Vibration - EXVIBRTN | Problem | RS
LGHTSTD | Light Standard | Light Standard - LGHTSTD | JAMMEDEQ | Jammed Equipment | Jammed Equipment - JAMMEDEQ | Problem | RS
LGHTSTD | Light Standard | Light Standard - LGHTSTD | LEAKING | Leaking | Leaking - LEAKING | Problem | RS
LGHTSTD | Light Standard | Light Standard - LGHTSTD | LOWPERF | Low Performance | Low Performance - LOWPERF | Problem | RS
LGHTSTD | Light Standard | Light Standard - LGHTSTD | NONOPER | Non-Operational | Non-Operational - NONOPER | Problem | RS
LGHTSTD | Light Standard | Light Standard - LGHTSTD | PHYDMGE | Physical Damage | Physical Damage - PHYDMGE | Problem | RS
LGHTSTD | Light Standard | Light Standard - LGHTSTD | UNSMELL | Unusual Smell | Unusual Smell - UNSMELL | Problem | RS
LGHTSTD | Light Standard | Light Standard - LGHTSTD | UNSMOKE | Unusual Smoke | Unusual Smoke - UNSMOKE | Problem | RS
LGHTSTD | Light Standard | Light Standard - LGHTSTD | LGHTANCH | Anchor bolts loosened or missing | Anchor bolts loosened or missing - LGHTANCH | Failure | RS
LGHTSTD | Light Standard | Light Standard - LGHTSTD | LGHTDET | Light standard components deteriorated | Light standard components deteriorated - LGHTDET | Failure | RS
LGHTSTD | Light Standard | Light Standard - LGHTSTD | LGHTFAIL | Light function failed | Light function failed - LGHTFAIL | Failure | RS
LGHTSTD | Light Standard | Light Standard - LGHTSTD | LGHTGRND | Metallic pole grounding connections deteriorated | Metallic pole grounding connections deteriorated - LGHTGRND | Failure | RS
LGHTSTD | Light Standard | Light Standard - LGHTSTD | ACCIDENT | Accident | Accident - ACCIDENT | Cause | RS
LGHTSTD | Light Standard | Light Standard - LGHTSTD | ACCWEAR | Accelerated Wear | Accelerated Wear - ACCWEAR | Cause | RS
LGHTSTD | Light Standard | Light Standard - LGHTSTD | ACTGOD | Weather condition/Forces of nature or Act of God | Weather condition/Forces of nature or Act of God - ACTGOD | Cause | RS
LGHTSTD | Light Standard | Light Standard - LGHTSTD | CONTAM | Contamination | Contamination - CONTAM | Cause | RS
LGHTSTD | Light Standard | Light Standard - LGHTSTD | DEFASSET | Defective Asset | Defective Asset - DEFASSET | Cause | RS
LGHTSTD | Light Standard | Light Standard - LGHTSTD | EXLOAD | Excessive Load | Excessive Load - EXLOAD | Cause | RS
LGHTSTD | Light Standard | Light Standard - LGHTSTD | IMPRMNT | Improper Maintenance | Improper Maintenance - IMPRMNT | Cause | RS
LGHTSTD | Light Standard | Light Standard - LGHTSTD | INSLUBR | Insufficient Lubrication | Insufficient Lubrication - INSLUBR | Cause | RS
LGHTSTD | Light Standard | Light Standard - LGHTSTD | LACKTRN | Lack of/ Inadequate Training | Lack of/ Inadequate Training - LACKTRN | Cause | RS
LGHTSTD | Light Standard | Light Standard - LGHTSTD | MISSCMP | Loose/ Missing Component | Loose/ Missing Component - MISSCMP | Cause | RS
LGHTSTD | Light Standard | Light Standard - LGHTSTD | NRMWEAR | Normal Wear | Normal Wear - NRMWEAR | Cause | RS
LGHTSTD | Light Standard | Light Standard - LGHTSTD | OTHER | Other (specify) | Other (specify) - OTHER | Cause | RS
LGHTSTD | Light Standard | Light Standard - LGHTSTD | PRINSTAL | Poor Installation | Poor Installation - PRINSTAL | Cause | RS
LGHTSTD | Light Standard | Light Standard - LGHTSTD | PROCISSU | Procedure Issue | Procedure Issue - PROCISSU | Cause | RS
LGHTSTD | Light Standard | Light Standard - LGHTSTD | UTLFAIL | Utility Failure | Utility Failure - UTLFAIL | Cause | RS
LGHTSTD | Light Standard | Light Standard - LGHTSTD | VNDLSM | Vandalism | Vandalism - VNDLSM | Cause | RS
LGHTSTD | Light Standard | Light Standard - LGHTSTD | WORNCMPT | Defective/ Worn Component | Defective/ Worn Component - WORNCMPT | Cause | RS
LGHTSTD | Light Standard | Light Standard - LGHTSTD | ADJUSTD | Adjusted | Adjusted - ADJUSTD | Action | RS
LGHTSTD | Light Standard | Light Standard - LGHTSTD | DECOMM | Decommission | Decommission - DECOMM | Action | RS
LGHTSTD | Light Standard | Light Standard - LGHTSTD | DECONTME | Decontaminate | Decontaminate - DECONTME | Action | RS
LGHTSTD | Light Standard | Light Standard - LGHTSTD | DONOTHIN | Do Nothing | Do Nothing - DONOTHIN | Action | RS
LGHTSTD | Light Standard | Light Standard - LGHTSTD | LUBRCTE | Lubricate | Lubricate - LUBRCTE | Action | RS
LGHTSTD | Light Standard | Light Standard - LGHTSTD | OTHER | Other (specify) | Other (specify) - OTHER | Action | RS
LGHTSTD | Light Standard | Light Standard - LGHTSTD | RECALBRT | Recalibrate | Recalibrate - RECALBRT | Action | RS
LGHTSTD | Light Standard | Light Standard - LGHTSTD | REMVOBT | Remove Obstruction | Remove Obstruction - REMVOBT | Action | RS
LGHTSTD | Light Standard | Light Standard - LGHTSTD | REPCMPT | Repair Component | Repair Component - REPCMPT | Action | RS
LGHTSTD | Light Standard | Light Standard - LGHTSTD | REPLASS | Replace Asset | Replace Asset - REPLASS | Action | RS
LGHTSTD | Light Standard | Light Standard - LGHTSTD | REPLCMPT | Replace Component | Replace Component - REPLCMPT | Action | RS
LGHTSTD | Light Standard | Light Standard - LGHTSTD | REPRASS | Repair Asset | Repair Asset - REPRASS | Action | RS
LGHTSTD | Light Standard | Light Standard - LGHTSTD | UPGRADES | Upgrade | Upgrade - UPGRADES | Action | RS
LOADARM | Loading Arm | Loading Arm - LOADARM | ABNTEMP | Abnormal Temprature | Abnormal Temprature - ABNTEMP | Problem | RS
LOADARM | Loading Arm | Loading Arm - LOADARM | CORROS | Corrosion | Corrosion - CORROS | Problem | RS
LOADARM | Loading Arm | Loading Arm - LOADARM | ELECTRIP | Electrical Trip Out | Electrical Trip Out - ELECTRIP | Problem | RS
LOADARM | Loading Arm | Loading Arm - LOADARM | EXNOISE | Excessive Noise | Excessive Noise - EXNOISE | Problem | RS
LOADARM | Loading Arm | Loading Arm - LOADARM | EXVIBRTN | Excessive Vibration | Excessive Vibration - EXVIBRTN | Problem | RS
LOADARM | Loading Arm | Loading Arm - LOADARM | JAMMEDEQ | Jammed Equipment | Jammed Equipment - JAMMEDEQ | Problem | RS
LOADARM | Loading Arm | Loading Arm - LOADARM | LEAKING | Leaking | Leaking - LEAKING | Problem | RS
LOADARM | Loading Arm | Loading Arm - LOADARM | LOWPERF | Low Performance | Low Performance - LOWPERF | Problem | RS
LOADARM | Loading Arm | Loading Arm - LOADARM | NONOPER | Non-Operational | Non-Operational - NONOPER | Problem | RS
LOADARM | Loading Arm | Loading Arm - LOADARM | PHYDMGE | Physical Damage | Physical Damage - PHYDMGE | Problem | RS
LOADARM | Loading Arm | Loading Arm - LOADARM | UNSMELL | Unusual Smell | Unusual Smell - UNSMELL | Problem | RS
LOADARM | Loading Arm | Loading Arm - LOADARM | UNSMOKE | Unusual Smoke | Unusual Smoke - UNSMOKE | Problem | RS
LOADARM | Loading Arm | Loading Arm - LOADARM | FUADET | Fueling arm deteriorated | Fueling arm deteriorated - FUADET | Failure | RS
LOADARM | Loading Arm | Loading Arm - LOADARM | FUALDET | Fueling arm lubrication depleted | Fueling arm lubrication depleted - FUALDET | Failure | RS
LOADARM | Loading Arm | Loading Arm - LOADARM | ACCIDENT | Accident | Accident - ACCIDENT | Cause | RS
LOADARM | Loading Arm | Loading Arm - LOADARM | ACCWEAR | Accelerated Wear | Accelerated Wear - ACCWEAR | Cause | RS
LOADARM | Loading Arm | Loading Arm - LOADARM | ACTGOD | Weather condition/Forces of nature or Act of God | Weather condition/Forces of nature or Act of God - ACTGOD | Cause | RS
LOADARM | Loading Arm | Loading Arm - LOADARM | CONTAM | Contamination | Contamination - CONTAM | Cause | RS
LOADARM | Loading Arm | Loading Arm - LOADARM | DEFASSET | Defective Asset | Defective Asset - DEFASSET | Cause | RS
LOADARM | Loading Arm | Loading Arm - LOADARM | EXLOAD | Excessive Load | Excessive Load - EXLOAD | Cause | RS
LOADARM | Loading Arm | Loading Arm - LOADARM | IMPRMNT | Improper Maintenance | Improper Maintenance - IMPRMNT | Cause | RS
LOADARM | Loading Arm | Loading Arm - LOADARM | INSLUBR | Insufficient Lubrication | Insufficient Lubrication - INSLUBR | Cause | RS
LOADARM | Loading Arm | Loading Arm - LOADARM | LACKTRN | Lack of/ Inadequate Training | Lack of/ Inadequate Training - LACKTRN | Cause | RS
LOADARM | Loading Arm | Loading Arm - LOADARM | MISSCMP | Loose/ Missing Component | Loose/ Missing Component - MISSCMP | Cause | RS
LOADARM | Loading Arm | Loading Arm - LOADARM | NRMWEAR | Normal Wear | Normal Wear - NRMWEAR | Cause | RS
LOADARM | Loading Arm | Loading Arm - LOADARM | OTHER | Other (specify) | Other (specify) - OTHER | Cause | RS
LOADARM | Loading Arm | Loading Arm - LOADARM | PRINSTAL | Poor Installation | Poor Installation - PRINSTAL | Cause | RS
LOADARM | Loading Arm | Loading Arm - LOADARM | PROCISSU | Procedure Issue | Procedure Issue - PROCISSU | Cause | RS
LOADARM | Loading Arm | Loading Arm - LOADARM | UTLFAIL | Utility Failure | Utility Failure - UTLFAIL | Cause | RS
LOADARM | Loading Arm | Loading Arm - LOADARM | VNDLSM | Vandalism | Vandalism - VNDLSM | Cause | RS
LOADARM | Loading Arm | Loading Arm - LOADARM | WORNCMPT | Defective/ Worn Component | Defective/ Worn Component - WORNCMPT | Cause | RS
LOADARM | Loading Arm | Loading Arm - LOADARM | ADJUSTD | Adjusted | Adjusted - ADJUSTD | Action | RS
LOADARM | Loading Arm | Loading Arm - LOADARM | DECOMM | Decommission | Decommission - DECOMM | Action | RS
LOADARM | Loading Arm | Loading Arm - LOADARM | DECONTME | Decontaminate | Decontaminate - DECONTME | Action | RS
LOADARM | Loading Arm | Loading Arm - LOADARM | DONOTHIN | Do Nothing | Do Nothing - DONOTHIN | Action | RS
LOADARM | Loading Arm | Loading Arm - LOADARM | LUBRCTE | Lubricate | Lubricate - LUBRCTE | Action | RS
LOADARM | Loading Arm | Loading Arm - LOADARM | OTHER | Other (specify) | Other (specify) - OTHER | Action | RS
LOADARM | Loading Arm | Loading Arm - LOADARM | RECALBRT | Recalibrate | Recalibrate - RECALBRT | Action | RS
LOADARM | Loading Arm | Loading Arm - LOADARM | REMVOBT | Remove Obstruction | Remove Obstruction - REMVOBT | Action | RS
LOADARM | Loading Arm | Loading Arm - LOADARM | REPCMPT | Repair Component | Repair Component - REPCMPT | Action | RS
LOADARM | Loading Arm | Loading Arm - LOADARM | REPLASS | Replace Asset | Replace Asset - REPLASS | Action | RS
LOADARM | Loading Arm | Loading Arm - LOADARM | REPLCMPT | Replace Component | Replace Component - REPLCMPT | Action | RS
LOADARM | Loading Arm | Loading Arm - LOADARM | REPRASS | Repair Asset | Repair Asset - REPRASS | Action | RS
LOADARM | Loading Arm | Loading Arm - LOADARM | UPGRADES | Upgrade | Upgrade - UPGRADES | Action | RS
LOADARMT | Loading Arm Drip Tray | Loading Arm Drip Tray - LOADARMT | ABNTEMP | Abnormal Temprature | Abnormal Temprature - ABNTEMP | Problem | RS
LOADARMT | Loading Arm Drip Tray | Loading Arm Drip Tray - LOADARMT | CORROS | Corrosion | Corrosion - CORROS | Problem | RS
LOADARMT | Loading Arm Drip Tray | Loading Arm Drip Tray - LOADARMT | ELECTRIP | Electrical Trip Out | Electrical Trip Out - ELECTRIP | Problem | RS
LOADARMT | Loading Arm Drip Tray | Loading Arm Drip Tray - LOADARMT | EXNOISE | Excessive Noise | Excessive Noise - EXNOISE | Problem | RS
LOADARMT | Loading Arm Drip Tray | Loading Arm Drip Tray - LOADARMT | EXVIBRTN | Excessive Vibration | Excessive Vibration - EXVIBRTN | Problem | RS
LOADARMT | Loading Arm Drip Tray | Loading Arm Drip Tray - LOADARMT | JAMMEDEQ | Jammed Equipment | Jammed Equipment - JAMMEDEQ | Problem | RS
LOADARMT | Loading Arm Drip Tray | Loading Arm Drip Tray - LOADARMT | LEAKING | Leaking | Leaking - LEAKING | Problem | RS
LOADARMT | Loading Arm Drip Tray | Loading Arm Drip Tray - LOADARMT | LOWPERF | Low Performance | Low Performance - LOWPERF | Problem | RS
LOADARMT | Loading Arm Drip Tray | Loading Arm Drip Tray - LOADARMT | NONOPER | Non-Operational | Non-Operational - NONOPER | Problem | RS
LOADARMT | Loading Arm Drip Tray | Loading Arm Drip Tray - LOADARMT | PHYDMGE | Physical Damage | Physical Damage - PHYDMGE | Problem | RS
LOADARMT | Loading Arm Drip Tray | Loading Arm Drip Tray - LOADARMT | UNSMELL | Unusual Smell | Unusual Smell - UNSMELL | Problem | RS
LOADARMT | Loading Arm Drip Tray | Loading Arm Drip Tray - LOADARMT | UNSMOKE | Unusual Smoke | Unusual Smoke - UNSMOKE | Problem | RS
LOADARMT | Loading Arm Drip Tray | Loading Arm Drip Tray - LOADARMT | LARMTDET | Loading arm drip tray deteriorated | Loading arm drip tray deteriorated - LARMTDET | Failure | RS
LOADARMT | Loading Arm Drip Tray | Loading Arm Drip Tray - LOADARMT | ACCIDENT | Accident | Accident - ACCIDENT | Cause | RS
LOADARMT | Loading Arm Drip Tray | Loading Arm Drip Tray - LOADARMT | ACCWEAR | Accelerated Wear | Accelerated Wear - ACCWEAR | Cause | RS
LOADARMT | Loading Arm Drip Tray | Loading Arm Drip Tray - LOADARMT | ACTGOD | Weather condition/Forces of nature or Act of God | Weather condition/Forces of nature or Act of God - ACTGOD | Cause | RS
LOADARMT | Loading Arm Drip Tray | Loading Arm Drip Tray - LOADARMT | CONTAM | Contamination | Contamination - CONTAM | Cause | RS
LOADARMT | Loading Arm Drip Tray | Loading Arm Drip Tray - LOADARMT | DEFASSET | Defective Asset | Defective Asset - DEFASSET | Cause | RS
LOADARMT | Loading Arm Drip Tray | Loading Arm Drip Tray - LOADARMT | EXLOAD | Excessive Load | Excessive Load - EXLOAD | Cause | RS
LOADARMT | Loading Arm Drip Tray | Loading Arm Drip Tray - LOADARMT | IMPRMNT | Improper Maintenance | Improper Maintenance - IMPRMNT | Cause | RS
LOADARMT | Loading Arm Drip Tray | Loading Arm Drip Tray - LOADARMT | INSLUBR | Insufficient Lubrication | Insufficient Lubrication - INSLUBR | Cause | RS
LOADARMT | Loading Arm Drip Tray | Loading Arm Drip Tray - LOADARMT | LACKTRN | Lack of/ Inadequate Training | Lack of/ Inadequate Training - LACKTRN | Cause | RS
LOADARMT | Loading Arm Drip Tray | Loading Arm Drip Tray - LOADARMT | MISSCMP | Loose/ Missing Component | Loose/ Missing Component - MISSCMP | Cause | RS
LOADARMT | Loading Arm Drip Tray | Loading Arm Drip Tray - LOADARMT | NRMWEAR | Normal Wear | Normal Wear - NRMWEAR | Cause | RS
LOADARMT | Loading Arm Drip Tray | Loading Arm Drip Tray - LOADARMT | OTHER | Other (specify) | Other (specify) - OTHER | Cause | RS
LOADARMT | Loading Arm Drip Tray | Loading Arm Drip Tray - LOADARMT | PRINSTAL | Poor Installation | Poor Installation - PRINSTAL | Cause | RS
LOADARMT | Loading Arm Drip Tray | Loading Arm Drip Tray - LOADARMT | PROCISSU | Procedure Issue | Procedure Issue - PROCISSU | Cause | RS
LOADARMT | Loading Arm Drip Tray | Loading Arm Drip Tray - LOADARMT | UTLFAIL | Utility Failure | Utility Failure - UTLFAIL | Cause | RS
LOADARMT | Loading Arm Drip Tray | Loading Arm Drip Tray - LOADARMT | VNDLSM | Vandalism | Vandalism - VNDLSM | Cause | RS
LOADARMT | Loading Arm Drip Tray | Loading Arm Drip Tray - LOADARMT | WORNCMPT | Defective/ Worn Component | Defective/ Worn Component - WORNCMPT | Cause | RS
LOADARMT | Loading Arm Drip Tray | Loading Arm Drip Tray - LOADARMT | ADJUSTD | Adjusted | Adjusted - ADJUSTD | Action | RS
LOADARMT | Loading Arm Drip Tray | Loading Arm Drip Tray - LOADARMT | DECOMM | Decommission | Decommission - DECOMM | Action | RS
LOADARMT | Loading Arm Drip Tray | Loading Arm Drip Tray - LOADARMT | DECONTME | Decontaminate | Decontaminate - DECONTME | Action | RS
LOADARMT | Loading Arm Drip Tray | Loading Arm Drip Tray - LOADARMT | DONOTHIN | Do Nothing | Do Nothing - DONOTHIN | Action | RS
LOADARMT | Loading Arm Drip Tray | Loading Arm Drip Tray - LOADARMT | LUBRCTE | Lubricate | Lubricate - LUBRCTE | Action | RS
LOADARMT | Loading Arm Drip Tray | Loading Arm Drip Tray - LOADARMT | OTHER | Other (specify) | Other (specify) - OTHER | Action | RS
LOADARMT | Loading Arm Drip Tray | Loading Arm Drip Tray - LOADARMT | RECALBRT | Recalibrate | Recalibrate - RECALBRT | Action | RS
LOADARMT | Loading Arm Drip Tray | Loading Arm Drip Tray - LOADARMT | REMVOBT | Remove Obstruction | Remove Obstruction - REMVOBT | Action | RS
LOADARMT | Loading Arm Drip Tray | Loading Arm Drip Tray - LOADARMT | REPCMPT | Repair Component | Repair Component - REPCMPT | Action | RS
LOADARMT | Loading Arm Drip Tray | Loading Arm Drip Tray - LOADARMT | REPLASS | Replace Asset | Replace Asset - REPLASS | Action | RS
LOADARMT | Loading Arm Drip Tray | Loading Arm Drip Tray - LOADARMT | REPLCMPT | Replace Component | Replace Component - REPLCMPT | Action | RS
LOADARMT | Loading Arm Drip Tray | Loading Arm Drip Tray - LOADARMT | REPRASS | Repair Asset | Repair Asset - REPRASS | Action | RS
LOADARMT | Loading Arm Drip Tray | Loading Arm Drip Tray - LOADARMT | UPGRADES | Upgrade | Upgrade - UPGRADES | Action | RS
LOADBNK | Load Bank | Load Bank - LOADBNK | ABNTEMP | Abnormal Temprature | Abnormal Temprature - ABNTEMP | Problem | RS
LOADBNK | Load Bank | Load Bank - LOADBNK | COONFNL1 | Cooling Fan Non Functional | Cooling Fan Non Functional - COONFNL1 | Problem | RS
LOADBNK | Load Bank | Load Bank - LOADBNK | CORROS | Corrosion | Corrosion - CORROS | Problem | RS
LOADBNK | Load Bank | Load Bank - LOADBNK | ELECTRIP | Electrical Trip Out | Electrical Trip Out - ELECTRIP | Problem | RS
LOADBNK | Load Bank | Load Bank - LOADBNK | EXNOISE | Excessive Noise | Excessive Noise - EXNOISE | Problem | RS
LOADBNK | Load Bank | Load Bank - LOADBNK | EXVIBRTN | Excessive Vibration | Excessive Vibration - EXVIBRTN | Problem | RS
LOADBNK | Load Bank | Load Bank - LOADBNK | JAMMEDEQ | Jammed Equipment | Jammed Equipment - JAMMEDEQ | Problem | RS
LOADBNK | Load Bank | Load Bank - LOADBNK | LEAKING | Leaking | Leaking - LEAKING | Problem | RS
LOADBNK | Load Bank | Load Bank - LOADBNK | LOWPERF | Low Performance | Low Performance - LOWPERF | Problem | RS
LOADBNK | Load Bank | Load Bank - LOADBNK | NLDBGAP1 | No Load Is Being Applied | No Load Is Being Applied - NLDBGAP1 | Problem | RS
LOADBNK | Load Bank | Load Bank - LOADBNK | NONOPER | Non-Operational | Non-Operational - NONOPER | Problem | RS
LOADBNK | Load Bank | Load Bank - LOADBNK | OTOPEC3 | Other (Specify) | Other (Specify) - OTOPEC3 | Problem | RS
LOADBNK | Load Bank | Load Bank - LOADBNK | PHYDMGE | Physical Damage | Physical Damage - PHYDMGE | Problem | RS
LOADBNK | Load Bank | Load Bank - LOADBNK | UNSMELL | Unusual Smell | Unusual Smell - UNSMELL | Problem | RS
LOADBNK | Load Bank | Load Bank - LOADBNK | UNSMOKE | Unusual Smoke | Unusual Smoke - UNSMOKE | Problem | RS
LOADBNK | Load Bank | Load Bank - LOADBNK | DEFECOL1 | Defected Connecting Lead | Defected Connecting Lead - DEFECOL1 | Failure | RS
LOADBNK | Load Bank | Load Bank - LOADBNK | DEFEFA1 | Defected Fan | Defected Fan - DEFEFA1 | Failure | RS
LOADBNK | Load Bank | Load Bank - LOADBNK | DEFOLPD1 | Defected Over Load Protected Device | Defected Over Load Protected Device - DEFOLPD1 | Failure | RS
LOADBNK | Load Bank | Load Bank - LOADBNK | DEFOTPD1 | Defected Over Temperature Protective Device | Defected Over Temperature Protective Device - DEFOTPD1 | Failure | RS
LOADBNK | Load Bank | Load Bank - LOADBNK | LBKDET | Load bank deteriorated | Load bank deteriorated - LBKDET | Failure | RS
LOADBNK | Load Bank | Load Bank - LOADBNK | OTHERS5 | Other (Specify) | Other (Specify) - OTHERS5 | Failure | RS
LOADBNK | Load Bank | Load Bank - LOADBNK | ACCIDENT | Accident | Accident - ACCIDENT | Cause | RS
LOADBNK | Load Bank | Load Bank - LOADBNK | ACCWEAR | Accelerated Wear | Accelerated Wear - ACCWEAR | Cause | RS
LOADBNK | Load Bank | Load Bank - LOADBNK | ACTGOD | Weather condition/Forces of nature or Act of God | Weather condition/Forces of nature or Act of God - ACTGOD | Cause | RS
LOADBNK | Load Bank | Load Bank - LOADBNK | AGING4 | Aging | Aging - AGING4 | Cause | RS
LOADBNK | Load Bank | Load Bank - LOADBNK | AGING5 | Aging | Aging - AGING5 | Cause | RS
LOADBNK | Load Bank | Load Bank - LOADBNK | AGING80 | Aging | Aging - AGING80 | Cause | RS
LOADBNK | Load Bank | Load Bank - LOADBNK | CONTAM | Contamination | Contamination - CONTAM | Cause | RS
LOADBNK | Load Bank | Load Bank - LOADBNK | DEFASSET | Defective Asset | Defective Asset - DEFASSET | Cause | RS
LOADBNK | Load Bank | Load Bank - LOADBNK | ELECFA19 | Electrical Fault | Electrical Fault - ELECFA19 | Cause | RS
LOADBNK | Load Bank | Load Bank - LOADBNK | ELECFA33 | Electrical Fault | Electrical Fault - ELECFA33 | Cause | RS
LOADBNK | Load Bank | Load Bank - LOADBNK | ELECFA58 | Electrical Fault | Electrical Fault - ELECFA58 | Cause | RS
LOADBNK | Load Bank | Load Bank - LOADBNK | EXLOAD | Excessive Load | Excessive Load - EXLOAD | Cause | RS
LOADBNK | Load Bank | Load Bank - LOADBNK | IMCAOS1 | Incorrect Motor Current And Overload Setting. | Incorrect Motor Current And Overload Setting. - IMCAOS1 | Cause | RS
LOADBNK | Load Bank | Load Bank - LOADBNK | IMPRMNT | Improper Maintenance | Improper Maintenance - IMPRMNT | Cause | RS
LOADBNK | Load Bank | Load Bank - LOADBNK | INSLUBR | Insufficient Lubrication | Insufficient Lubrication - INSLUBR | Cause | RS
LOADBNK | Load Bank | Load Bank - LOADBNK | LACKTRN | Lack of/ Inadequate Training | Lack of/ Inadequate Training - LACKTRN | Cause | RS
LOADBNK | Load Bank | Load Bank - LOADBNK | LOOSC16 | Loose Connection | Loose Connection - LOOSC16 | Cause | RS
LOADBNK | Load Bank | Load Bank - LOADBNK | MISSCMP | Loose/ Missing Component | Loose/ Missing Component - MISSCMP | Cause | RS
LOADBNK | Load Bank | Load Bank - LOADBNK | NRMWEAR | Normal Wear | Normal Wear - NRMWEAR | Cause | RS
LOADBNK | Load Bank | Load Bank - LOADBNK | OTHER | Other (specify) | Other (specify) - OTHER | Cause | RS
LOADBNK | Load Bank | Load Bank - LOADBNK | OTHER23 | Other (Specify) | Other (Specify) - OTHER23 | Cause | RS
LOADBNK | Load Bank | Load Bank - LOADBNK | PIIOLS1 | Procedure Issue-Incorrect Operational Load Settings | Procedure Issue-Incorrect Operational Load Settings - PIIOLS1 | Cause | RS
LOADBNK | Load Bank | Load Bank - LOADBNK | PRINSTAL | Poor Installation | Poor Installation - PRINSTAL | Cause | RS
LOADBNK | Load Bank | Load Bank - LOADBNK | PROCISSU | Procedure Issue | Procedure Issue - PROCISSU | Cause | RS
LOADBNK | Load Bank | Load Bank - LOADBNK | UTLFAIL | Utility Failure | Utility Failure - UTLFAIL | Cause | RS
LOADBNK | Load Bank | Load Bank - LOADBNK | VNDLSM | Vandalism | Vandalism - VNDLSM | Cause | RS
LOADBNK | Load Bank | Load Bank - LOADBNK | WORNCMPT | Defective/ Worn Component | Defective/ Worn Component - WORNCMPT | Cause | RS
LOADBNK | Load Bank | Load Bank - LOADBNK | ADJUSTD | Adjusted | Adjusted - ADJUSTD | Action | RS
LOADBNK | Load Bank | Load Bank - LOADBNK | CHKMM | Check Manufacturer Manual | Check Manufacturer Manual - CHKMM | Action | RS
LOADBNK | Load Bank | Load Bank - LOADBNK | DECOMM | Decommission | Decommission - DECOMM | Action | RS
LOADBNK | Load Bank | Load Bank - LOADBNK | DECONTME | Decontaminate | Decontaminate - DECONTME | Action | RS
LOADBNK | Load Bank | Load Bank - LOADBNK | DONOTHIN | Do Nothing | Do Nothing - DONOTHIN | Action | RS
LOADBNK | Load Bank | Load Bank - LOADBNK | LUBRCTE | Lubricate | Lubricate - LUBRCTE | Action | RS
LOADBNK | Load Bank | Load Bank - LOADBNK | OTHER | Other (specify) | Other (specify) - OTHER | Action | RS
LOADBNK | Load Bank | Load Bank - LOADBNK | RECALBRT | Recalibrate | Recalibrate - RECALBRT | Action | RS
LOADBNK | Load Bank | Load Bank - LOADBNK | REMVOBT | Remove Obstruction | Remove Obstruction - REMVOBT | Action | RS
LOADBNK | Load Bank | Load Bank - LOADBNK | REPAIR | Repair | Repair - REPAIR | Action | RS
LOADBNK | Load Bank | Load Bank - LOADBNK | REPCMPT | Repair Component | Repair Component - REPCMPT | Action | RS
LOADBNK | Load Bank | Load Bank - LOADBNK | REPLACE | Replace | Replace - REPLACE | Action | RS
LOADBNK | Load Bank | Load Bank - LOADBNK | REPLASS | Replace Asset | Replace Asset - REPLASS | Action | RS
LOADBNK | Load Bank | Load Bank - LOADBNK | REPLCMPT | Replace Component | Replace Component - REPLCMPT | Action | RS
LOADBNK | Load Bank | Load Bank - LOADBNK | REPRASS | Repair Asset | Repair Asset - REPRASS | Action | RS
LOADBNK | Load Bank | Load Bank - LOADBNK | UPGRADES | Upgrade | Upgrade - UPGRADES | Action | RS
LOADDL | Loading Dock Levelers | Loading Dock Levelers - LOADDL | ABNTEMP | Abnormal Temprature | Abnormal Temprature - ABNTEMP | Problem | RS
LOADDL | Loading Dock Levelers | Loading Dock Levelers - LOADDL | CORROS | Corrosion | Corrosion - CORROS | Problem | RS
LOADDL | Loading Dock Levelers | Loading Dock Levelers - LOADDL | ELECTRIP | Electrical Trip Out | Electrical Trip Out - ELECTRIP | Problem | RS
LOADDL | Loading Dock Levelers | Loading Dock Levelers - LOADDL | EXNOISE | Excessive Noise | Excessive Noise - EXNOISE | Problem | RS
LOADDL | Loading Dock Levelers | Loading Dock Levelers - LOADDL | EXVIBRTN | Excessive Vibration | Excessive Vibration - EXVIBRTN | Problem | RS
LOADDL | Loading Dock Levelers | Loading Dock Levelers - LOADDL | JAMMEDEQ | Jammed Equipment | Jammed Equipment - JAMMEDEQ | Problem | RS
LOADDL | Loading Dock Levelers | Loading Dock Levelers - LOADDL | LEAKING | Leaking | Leaking - LEAKING | Problem | RS
LOADDL | Loading Dock Levelers | Loading Dock Levelers - LOADDL | LOWPERF | Low Performance | Low Performance - LOWPERF | Problem | RS
LOADDL | Loading Dock Levelers | Loading Dock Levelers - LOADDL | NONOPER | Non-Operational | Non-Operational - NONOPER | Problem | RS
LOADDL | Loading Dock Levelers | Loading Dock Levelers - LOADDL | PHYDMGE | Physical Damage | Physical Damage - PHYDMGE | Problem | RS
LOADDL | Loading Dock Levelers | Loading Dock Levelers - LOADDL | UNSMELL | Unusual Smell | Unusual Smell - UNSMELL | Problem | RS
LOADDL | Loading Dock Levelers | Loading Dock Levelers - LOADDL | UNSMOKE | Unusual Smoke | Unusual Smoke - UNSMOKE | Problem | RS
LOADDL | Loading Dock Levelers | Loading Dock Levelers - LOADDL | LDLCDET | Loading dock leveler components deteriorated | Loading dock leveler components deteriorated - LDLCDET | Failure | RS
LOADDL | Loading Dock Levelers | Loading Dock Levelers - LOADDL | LDLHODEG | Hydraulic Oil Degraded | Hydraulic Oil Degraded - LDLHODEG | Failure | RS
LOADDL | Loading Dock Levelers | Loading Dock Levelers - LOADDL | LDLLUB | Leveler cylinder pivots and other hinges insufficiently lubricated | Leveler cylinder pivots and other hinges insufficiently lubricated - LDLLUB | Failure | RS
LOADDL | Loading Dock Levelers | Loading Dock Levelers - LOADDL | ACCIDENT | Accident | Accident - ACCIDENT | Cause | RS
LOADDL | Loading Dock Levelers | Loading Dock Levelers - LOADDL | ACCWEAR | Accelerated Wear | Accelerated Wear - ACCWEAR | Cause | RS
LOADDL | Loading Dock Levelers | Loading Dock Levelers - LOADDL | ACTGOD | Weather condition/Forces of nature or Act of God | Weather condition/Forces of nature or Act of God - ACTGOD | Cause | RS
LOADDL | Loading Dock Levelers | Loading Dock Levelers - LOADDL | CONTAM | Contamination | Contamination - CONTAM | Cause | RS
LOADDL | Loading Dock Levelers | Loading Dock Levelers - LOADDL | DEFASSET | Defective Asset | Defective Asset - DEFASSET | Cause | RS
LOADDL | Loading Dock Levelers | Loading Dock Levelers - LOADDL | EXLOAD | Excessive Load | Excessive Load - EXLOAD | Cause | RS
LOADDL | Loading Dock Levelers | Loading Dock Levelers - LOADDL | IMPRMNT | Improper Maintenance | Improper Maintenance - IMPRMNT | Cause | RS
LOADDL | Loading Dock Levelers | Loading Dock Levelers - LOADDL | INSLUBR | Insufficient Lubrication | Insufficient Lubrication - INSLUBR | Cause | RS
LOADDL | Loading Dock Levelers | Loading Dock Levelers - LOADDL | LACKTRN | Lack of/ Inadequate Training | Lack of/ Inadequate Training - LACKTRN | Cause | RS
LOADDL | Loading Dock Levelers | Loading Dock Levelers - LOADDL | MISSCMP | Loose/ Missing Component | Loose/ Missing Component - MISSCMP | Cause | RS
LOADDL | Loading Dock Levelers | Loading Dock Levelers - LOADDL | NRMWEAR | Normal Wear | Normal Wear - NRMWEAR | Cause | RS
LOADDL | Loading Dock Levelers | Loading Dock Levelers - LOADDL | OTHER | Other (specify) | Other (specify) - OTHER | Cause | RS
LOADDL | Loading Dock Levelers | Loading Dock Levelers - LOADDL | PRINSTAL | Poor Installation | Poor Installation - PRINSTAL | Cause | RS
LOADDL | Loading Dock Levelers | Loading Dock Levelers - LOADDL | PROCISSU | Procedure Issue | Procedure Issue - PROCISSU | Cause | RS
LOADDL | Loading Dock Levelers | Loading Dock Levelers - LOADDL | UTLFAIL | Utility Failure | Utility Failure - UTLFAIL | Cause | RS
LOADDL | Loading Dock Levelers | Loading Dock Levelers - LOADDL | VNDLSM | Vandalism | Vandalism - VNDLSM | Cause | RS
LOADDL | Loading Dock Levelers | Loading Dock Levelers - LOADDL | WORNCMPT | Defective/ Worn Component | Defective/ Worn Component - WORNCMPT | Cause | RS
LOADDL | Loading Dock Levelers | Loading Dock Levelers - LOADDL | ADJUSTD | Adjusted | Adjusted - ADJUSTD | Action | RS
LOADDL | Loading Dock Levelers | Loading Dock Levelers - LOADDL | DECOMM | Decommission | Decommission - DECOMM | Action | RS
LOADDL | Loading Dock Levelers | Loading Dock Levelers - LOADDL | DECONTME | Decontaminate | Decontaminate - DECONTME | Action | RS
LOADDL | Loading Dock Levelers | Loading Dock Levelers - LOADDL | DONOTHIN | Do Nothing | Do Nothing - DONOTHIN | Action | RS
LOADDL | Loading Dock Levelers | Loading Dock Levelers - LOADDL | LUBRCTE | Lubricate | Lubricate - LUBRCTE | Action | RS
LOADDL | Loading Dock Levelers | Loading Dock Levelers - LOADDL | OTHER | Other (specify) | Other (specify) - OTHER | Action | RS
LOADDL | Loading Dock Levelers | Loading Dock Levelers - LOADDL | RECALBRT | Recalibrate | Recalibrate - RECALBRT | Action | RS
LOADDL | Loading Dock Levelers | Loading Dock Levelers - LOADDL | REMVOBT | Remove Obstruction | Remove Obstruction - REMVOBT | Action | RS
LOADDL | Loading Dock Levelers | Loading Dock Levelers - LOADDL | REPCMPT | Repair Component | Repair Component - REPCMPT | Action | RS
LOADDL | Loading Dock Levelers | Loading Dock Levelers - LOADDL | REPLASS | Replace Asset | Replace Asset - REPLASS | Action | RS
LOADDL | Loading Dock Levelers | Loading Dock Levelers - LOADDL | REPLCMPT | Replace Component | Replace Component - REPLCMPT | Action | RS
LOADDL | Loading Dock Levelers | Loading Dock Levelers - LOADDL | REPRASS | Repair Asset | Repair Asset - REPRASS | Action | RS
LOADDL | Loading Dock Levelers | Loading Dock Levelers - LOADDL | UPGRADES | Upgrade | Upgrade - UPGRADES | Action | RS
LOCOWSDS | Locomotive Wash Distribution System | Locomotive Wash Distribution System - LOCOWSDS | ABNTEMP | Abnormal Temprature | Abnormal Temprature - ABNTEMP | Problem | RS
LOCOWSDS | Locomotive Wash Distribution System | Locomotive Wash Distribution System - LOCOWSDS | CORROS | Corrosion | Corrosion - CORROS | Problem | RS
LOCOWSDS | Locomotive Wash Distribution System | Locomotive Wash Distribution System - LOCOWSDS | ELECTRIP | Electrical Trip Out | Electrical Trip Out - ELECTRIP | Problem | RS
LOCOWSDS | Locomotive Wash Distribution System | Locomotive Wash Distribution System - LOCOWSDS | EXNOISE | Excessive Noise | Excessive Noise - EXNOISE | Problem | RS
LOCOWSDS | Locomotive Wash Distribution System | Locomotive Wash Distribution System - LOCOWSDS | EXVIBRTN | Excessive Vibration | Excessive Vibration - EXVIBRTN | Problem | RS
LOCOWSDS | Locomotive Wash Distribution System | Locomotive Wash Distribution System - LOCOWSDS | JAMMEDEQ | Jammed Equipment | Jammed Equipment - JAMMEDEQ | Problem | RS
LOCOWSDS | Locomotive Wash Distribution System | Locomotive Wash Distribution System - LOCOWSDS | LEAKING | Leaking | Leaking - LEAKING | Problem | RS
LOCOWSDS | Locomotive Wash Distribution System | Locomotive Wash Distribution System - LOCOWSDS | LOWPERF | Low Performance | Low Performance - LOWPERF | Problem | RS
LOCOWSDS | Locomotive Wash Distribution System | Locomotive Wash Distribution System - LOCOWSDS | NONOPER | Non-Operational | Non-Operational - NONOPER | Problem | RS
LOCOWSDS | Locomotive Wash Distribution System | Locomotive Wash Distribution System - LOCOWSDS | PHYDMGE | Physical Damage | Physical Damage - PHYDMGE | Problem | RS
LOCOWSDS | Locomotive Wash Distribution System | Locomotive Wash Distribution System - LOCOWSDS | UNSMELL | Unusual Smell | Unusual Smell - UNSMELL | Problem | RS
LOCOWSDS | Locomotive Wash Distribution System | Locomotive Wash Distribution System - LOCOWSDS | UNSMOKE | Unusual Smoke | Unusual Smoke - UNSMOKE | Problem | RS
LOCOWSDS | Locomotive Wash Distribution System | Locomotive Wash Distribution System - LOCOWSDS | LWDSDET | Locomotive Washer Distribution System Deteriorated | Locomotive Washer Distribution System Deteriorated - LWDSDET | Failure | RS
LOCOWSDS | Locomotive Wash Distribution System | Locomotive Wash Distribution System - LOCOWSDS | ACCIDENT | Accident | Accident - ACCIDENT | Cause | RS
LOCOWSDS | Locomotive Wash Distribution System | Locomotive Wash Distribution System - LOCOWSDS | ACCWEAR | Accelerated Wear | Accelerated Wear - ACCWEAR | Cause | RS
LOCOWSDS | Locomotive Wash Distribution System | Locomotive Wash Distribution System - LOCOWSDS | ACTGOD | Weather condition/Forces of nature or Act of God | Weather condition/Forces of nature or Act of God - ACTGOD | Cause | RS
LOCOWSDS | Locomotive Wash Distribution System | Locomotive Wash Distribution System - LOCOWSDS | CONTAM | Contamination | Contamination - CONTAM | Cause | RS
LOCOWSDS | Locomotive Wash Distribution System | Locomotive Wash Distribution System - LOCOWSDS | DEFASSET | Defective Asset | Defective Asset - DEFASSET | Cause | RS
LOCOWSDS | Locomotive Wash Distribution System | Locomotive Wash Distribution System - LOCOWSDS | EXLOAD | Excessive Load | Excessive Load - EXLOAD | Cause | RS
LOCOWSDS | Locomotive Wash Distribution System | Locomotive Wash Distribution System - LOCOWSDS | IMPRMNT | Improper Maintenance | Improper Maintenance - IMPRMNT | Cause | RS
LOCOWSDS | Locomotive Wash Distribution System | Locomotive Wash Distribution System - LOCOWSDS | INSLUBR | Insufficient Lubrication | Insufficient Lubrication - INSLUBR | Cause | RS
LOCOWSDS | Locomotive Wash Distribution System | Locomotive Wash Distribution System - LOCOWSDS | LACKTRN | Lack of/ Inadequate Training | Lack of/ Inadequate Training - LACKTRN | Cause | RS
LOCOWSDS | Locomotive Wash Distribution System | Locomotive Wash Distribution System - LOCOWSDS | MISSCMP | Loose/ Missing Component | Loose/ Missing Component - MISSCMP | Cause | RS
LOCOWSDS | Locomotive Wash Distribution System | Locomotive Wash Distribution System - LOCOWSDS | NRMWEAR | Normal Wear | Normal Wear - NRMWEAR | Cause | RS
LOCOWSDS | Locomotive Wash Distribution System | Locomotive Wash Distribution System - LOCOWSDS | OTHER | Other (specify) | Other (specify) - OTHER | Cause | RS
LOCOWSDS | Locomotive Wash Distribution System | Locomotive Wash Distribution System - LOCOWSDS | PRINSTAL | Poor Installation | Poor Installation - PRINSTAL | Cause | RS
LOCOWSDS | Locomotive Wash Distribution System | Locomotive Wash Distribution System - LOCOWSDS | PROCISSU | Procedure Issue | Procedure Issue - PROCISSU | Cause | RS
LOCOWSDS | Locomotive Wash Distribution System | Locomotive Wash Distribution System - LOCOWSDS | UTLFAIL | Utility Failure | Utility Failure - UTLFAIL | Cause | RS
LOCOWSDS | Locomotive Wash Distribution System | Locomotive Wash Distribution System - LOCOWSDS | VNDLSM | Vandalism | Vandalism - VNDLSM | Cause | RS
LOCOWSDS | Locomotive Wash Distribution System | Locomotive Wash Distribution System - LOCOWSDS | WORNCMPT | Defective/ Worn Component | Defective/ Worn Component - WORNCMPT | Cause | RS
LOCOWSDS | Locomotive Wash Distribution System | Locomotive Wash Distribution System - LOCOWSDS | ADJUSTD | Adjusted | Adjusted - ADJUSTD | Action | RS
LOCOWSDS | Locomotive Wash Distribution System | Locomotive Wash Distribution System - LOCOWSDS | DECOMM | Decommission | Decommission - DECOMM | Action | RS
LOCOWSDS | Locomotive Wash Distribution System | Locomotive Wash Distribution System - LOCOWSDS | DECONTME | Decontaminate | Decontaminate - DECONTME | Action | RS
LOCOWSDS | Locomotive Wash Distribution System | Locomotive Wash Distribution System - LOCOWSDS | DONOTHIN | Do Nothing | Do Nothing - DONOTHIN | Action | RS
LOCOWSDS | Locomotive Wash Distribution System | Locomotive Wash Distribution System - LOCOWSDS | LUBRCTE | Lubricate | Lubricate - LUBRCTE | Action | RS
LOCOWSDS | Locomotive Wash Distribution System | Locomotive Wash Distribution System - LOCOWSDS | OTHER | Other (specify) | Other (specify) - OTHER | Action | RS
LOCOWSDS | Locomotive Wash Distribution System | Locomotive Wash Distribution System - LOCOWSDS | RECALBRT | Recalibrate | Recalibrate - RECALBRT | Action | RS
LOCOWSDS | Locomotive Wash Distribution System | Locomotive Wash Distribution System - LOCOWSDS | REMVOBT | Remove Obstruction | Remove Obstruction - REMVOBT | Action | RS
LOCOWSDS | Locomotive Wash Distribution System | Locomotive Wash Distribution System - LOCOWSDS | REPCMPT | Repair Component | Repair Component - REPCMPT | Action | RS
LOCOWSDS | Locomotive Wash Distribution System | Locomotive Wash Distribution System - LOCOWSDS | REPLASS | Replace Asset | Replace Asset - REPLASS | Action | RS
LOCOWSDS | Locomotive Wash Distribution System | Locomotive Wash Distribution System - LOCOWSDS | REPLCMPT | Replace Component | Replace Component - REPLCMPT | Action | RS
LOCOWSDS | Locomotive Wash Distribution System | Locomotive Wash Distribution System - LOCOWSDS | REPRASS | Repair Asset | Repair Asset - REPRASS | Action | RS
LOCOWSDS | Locomotive Wash Distribution System | Locomotive Wash Distribution System - LOCOWSDS | UPGRADES | Upgrade | Upgrade - UPGRADES | Action | RS
LOCOWSFD | Locomotive Wash Chemical Feed | Locomotive Wash Chemical Feed - LOCOWSFD | ABNTEMP | Abnormal Temprature | Abnormal Temprature - ABNTEMP | Problem | RS
LOCOWSFD | Locomotive Wash Chemical Feed | Locomotive Wash Chemical Feed - LOCOWSFD | CORROS | Corrosion | Corrosion - CORROS | Problem | RS
LOCOWSFD | Locomotive Wash Chemical Feed | Locomotive Wash Chemical Feed - LOCOWSFD | ELECTRIP | Electrical Trip Out | Electrical Trip Out - ELECTRIP | Problem | RS
LOCOWSFD | Locomotive Wash Chemical Feed | Locomotive Wash Chemical Feed - LOCOWSFD | EXNOISE | Excessive Noise | Excessive Noise - EXNOISE | Problem | RS
LOCOWSFD | Locomotive Wash Chemical Feed | Locomotive Wash Chemical Feed - LOCOWSFD | EXVIBRTN | Excessive Vibration | Excessive Vibration - EXVIBRTN | Problem | RS
LOCOWSFD | Locomotive Wash Chemical Feed | Locomotive Wash Chemical Feed - LOCOWSFD | JAMMEDEQ | Jammed Equipment | Jammed Equipment - JAMMEDEQ | Problem | RS
LOCOWSFD | Locomotive Wash Chemical Feed | Locomotive Wash Chemical Feed - LOCOWSFD | LEAKING | Leaking | Leaking - LEAKING | Problem | RS
LOCOWSFD | Locomotive Wash Chemical Feed | Locomotive Wash Chemical Feed - LOCOWSFD | LOWPERF | Low Performance | Low Performance - LOWPERF | Problem | RS
LOCOWSFD | Locomotive Wash Chemical Feed | Locomotive Wash Chemical Feed - LOCOWSFD | NONOPER | Non-Operational | Non-Operational - NONOPER | Problem | RS
LOCOWSFD | Locomotive Wash Chemical Feed | Locomotive Wash Chemical Feed - LOCOWSFD | PHYDMGE | Physical Damage | Physical Damage - PHYDMGE | Problem | RS
LOCOWSFD | Locomotive Wash Chemical Feed | Locomotive Wash Chemical Feed - LOCOWSFD | UNSMELL | Unusual Smell | Unusual Smell - UNSMELL | Problem | RS
LOCOWSFD | Locomotive Wash Chemical Feed | Locomotive Wash Chemical Feed - LOCOWSFD | UNSMOKE | Unusual Smoke | Unusual Smoke - UNSMOKE | Problem | RS
LOCOWSFD | Locomotive Wash Chemical Feed | Locomotive Wash Chemical Feed - LOCOWSFD | ARCMSDET | Air Compressor System Deteriorated | Air Compressor System Deteriorated - ARCMSDET | Failure | RS
LOCOWSFD | Locomotive Wash Chemical Feed | Locomotive Wash Chemical Feed - LOCOWSFD | CHITNLEV | Chemical Insufficient Tank Level | Chemical Insufficient Tank Level - CHITNLEV | Failure | RS
LOCOWSFD | Locomotive Wash Chemical Feed | Locomotive Wash Chemical Feed - LOCOWSFD | CHPDET | Chemical Pump Deteriorated | Chemical Pump Deteriorated - CHPDET | Failure | RS
LOCOWSFD | Locomotive Wash Chemical Feed | Locomotive Wash Chemical Feed - LOCOWSFD | LWCFADET | Locomotive wash chemical feed air compressor oil deteriorated | Locomotive wash chemical feed air compressor oil deteriorated - LWCFADET | Failure | RS
LOCOWSFD | Locomotive Wash Chemical Feed | Locomotive Wash Chemical Feed - LOCOWSFD | LWCFCONT | Locomotive wash chemical feed pneumatic filter contaminated | Locomotive wash chemical feed pneumatic filter contaminated - LWCFCONT | Failure | RS
LOCOWSFD | Locomotive Wash Chemical Feed | Locomotive Wash Chemical Feed - LOCOWSFD | LWCFDET | Locomotive Wash Chemical Feed Deteriorated | Locomotive Wash Chemical Feed Deteriorated - LWCFDET | Failure | RS
LOCOWSFD | Locomotive Wash Chemical Feed | Locomotive Wash Chemical Feed - LOCOWSFD | LWDCDEP | Locomotive wash diaphragm chemical feed pump air line lube depleted | Locomotive wash diaphragm chemical feed pump air line lube depleted - LWDCDEP | Failure | RS
LOCOWSFD | Locomotive Wash Chemical Feed | Locomotive Wash Chemical Feed - LOCOWSFD | ACCIDENT | Accident | Accident - ACCIDENT | Cause | RS
LOCOWSFD | Locomotive Wash Chemical Feed | Locomotive Wash Chemical Feed - LOCOWSFD | ACCWEAR | Accelerated Wear | Accelerated Wear - ACCWEAR | Cause | RS
LOCOWSFD | Locomotive Wash Chemical Feed | Locomotive Wash Chemical Feed - LOCOWSFD | ACTGOD | Weather condition/Forces of nature or Act of God | Weather condition/Forces of nature or Act of God - ACTGOD | Cause | RS
LOCOWSFD | Locomotive Wash Chemical Feed | Locomotive Wash Chemical Feed - LOCOWSFD | CONTAM | Contamination | Contamination - CONTAM | Cause | RS
LOCOWSFD | Locomotive Wash Chemical Feed | Locomotive Wash Chemical Feed - LOCOWSFD | DEFASSET | Defective Asset | Defective Asset - DEFASSET | Cause | RS
LOCOWSFD | Locomotive Wash Chemical Feed | Locomotive Wash Chemical Feed - LOCOWSFD | EXLOAD | Excessive Load | Excessive Load - EXLOAD | Cause | RS
LOCOWSFD | Locomotive Wash Chemical Feed | Locomotive Wash Chemical Feed - LOCOWSFD | IMPRMNT | Improper Maintenance | Improper Maintenance - IMPRMNT | Cause | RS
LOCOWSFD | Locomotive Wash Chemical Feed | Locomotive Wash Chemical Feed - LOCOWSFD | INSLUBR | Insufficient Lubrication | Insufficient Lubrication - INSLUBR | Cause | RS
LOCOWSFD | Locomotive Wash Chemical Feed | Locomotive Wash Chemical Feed - LOCOWSFD | LACKTRN | Lack of/ Inadequate Training | Lack of/ Inadequate Training - LACKTRN | Cause | RS
LOCOWSFD | Locomotive Wash Chemical Feed | Locomotive Wash Chemical Feed - LOCOWSFD | MISSCMP | Loose/ Missing Component | Loose/ Missing Component - MISSCMP | Cause | RS
LOCOWSFD | Locomotive Wash Chemical Feed | Locomotive Wash Chemical Feed - LOCOWSFD | NRMWEAR | Normal Wear | Normal Wear - NRMWEAR | Cause | RS
LOCOWSFD | Locomotive Wash Chemical Feed | Locomotive Wash Chemical Feed - LOCOWSFD | OTHER | Other (specify) | Other (specify) - OTHER | Cause | RS
LOCOWSFD | Locomotive Wash Chemical Feed | Locomotive Wash Chemical Feed - LOCOWSFD | PRINSTAL | Poor Installation | Poor Installation - PRINSTAL | Cause | RS
LOCOWSFD | Locomotive Wash Chemical Feed | Locomotive Wash Chemical Feed - LOCOWSFD | PROCISSU | Procedure Issue | Procedure Issue - PROCISSU | Cause | RS
LOCOWSFD | Locomotive Wash Chemical Feed | Locomotive Wash Chemical Feed - LOCOWSFD | UTLFAIL | Utility Failure | Utility Failure - UTLFAIL | Cause | RS
LOCOWSFD | Locomotive Wash Chemical Feed | Locomotive Wash Chemical Feed - LOCOWSFD | VNDLSM | Vandalism | Vandalism - VNDLSM | Cause | RS
LOCOWSFD | Locomotive Wash Chemical Feed | Locomotive Wash Chemical Feed - LOCOWSFD | WORNCMPT | Defective/ Worn Component | Defective/ Worn Component - WORNCMPT | Cause | RS
LOCOWSFD | Locomotive Wash Chemical Feed | Locomotive Wash Chemical Feed - LOCOWSFD | ADJUSTD | Adjusted | Adjusted - ADJUSTD | Action | RS
LOCOWSFD | Locomotive Wash Chemical Feed | Locomotive Wash Chemical Feed - LOCOWSFD | DECOMM | Decommission | Decommission - DECOMM | Action | RS
LOCOWSFD | Locomotive Wash Chemical Feed | Locomotive Wash Chemical Feed - LOCOWSFD | DECONTME | Decontaminate | Decontaminate - DECONTME | Action | RS
LOCOWSFD | Locomotive Wash Chemical Feed | Locomotive Wash Chemical Feed - LOCOWSFD | DONOTHIN | Do Nothing | Do Nothing - DONOTHIN | Action | RS
LOCOWSFD | Locomotive Wash Chemical Feed | Locomotive Wash Chemical Feed - LOCOWSFD | LUBRCTE | Lubricate | Lubricate - LUBRCTE | Action | RS
LOCOWSFD | Locomotive Wash Chemical Feed | Locomotive Wash Chemical Feed - LOCOWSFD | OTHER | Other (specify) | Other (specify) - OTHER | Action | RS
LOCOWSFD | Locomotive Wash Chemical Feed | Locomotive Wash Chemical Feed - LOCOWSFD | RECALBRT | Recalibrate | Recalibrate - RECALBRT | Action | RS
LOCOWSFD | Locomotive Wash Chemical Feed | Locomotive Wash Chemical Feed - LOCOWSFD | REMVOBT | Remove Obstruction | Remove Obstruction - REMVOBT | Action | RS
LOCOWSFD | Locomotive Wash Chemical Feed | Locomotive Wash Chemical Feed - LOCOWSFD | REPCMPT | Repair Component | Repair Component - REPCMPT | Action | RS
LOCOWSFD | Locomotive Wash Chemical Feed | Locomotive Wash Chemical Feed - LOCOWSFD | REPLASS | Replace Asset | Replace Asset - REPLASS | Action | RS
LOCOWSFD | Locomotive Wash Chemical Feed | Locomotive Wash Chemical Feed - LOCOWSFD | REPLCMPT | Replace Component | Replace Component - REPLCMPT | Action | RS
LOCOWSFD | Locomotive Wash Chemical Feed | Locomotive Wash Chemical Feed - LOCOWSFD | REPRASS | Repair Asset | Repair Asset - REPRASS | Action | RS
LOCOWSFD | Locomotive Wash Chemical Feed | Locomotive Wash Chemical Feed - LOCOWSFD | UPGRADES | Upgrade | Upgrade - UPGRADES | Action | RS
LOCOWWTS | Locomotive Wash Wastewater Treatment System | Locomotive Wash Wastewater Treatment System - LOCOWWTS | ABNTEMP | Abnormal Temprature | Abnormal Temprature - ABNTEMP | Problem | RS
LOCOWWTS | Locomotive Wash Wastewater Treatment System | Locomotive Wash Wastewater Treatment System - LOCOWWTS | CORROS | Corrosion | Corrosion - CORROS | Problem | RS
LOCOWWTS | Locomotive Wash Wastewater Treatment System | Locomotive Wash Wastewater Treatment System - LOCOWWTS | ELECTRIP | Electrical Trip Out | Electrical Trip Out - ELECTRIP | Problem | RS
LOCOWWTS | Locomotive Wash Wastewater Treatment System | Locomotive Wash Wastewater Treatment System - LOCOWWTS | EXNOISE | Excessive Noise | Excessive Noise - EXNOISE | Problem | RS
LOCOWWTS | Locomotive Wash Wastewater Treatment System | Locomotive Wash Wastewater Treatment System - LOCOWWTS | EXVIBRTN | Excessive Vibration | Excessive Vibration - EXVIBRTN | Problem | RS
LOCOWWTS | Locomotive Wash Wastewater Treatment System | Locomotive Wash Wastewater Treatment System - LOCOWWTS | JAMMEDEQ | Jammed Equipment | Jammed Equipment - JAMMEDEQ | Problem | RS
LOCOWWTS | Locomotive Wash Wastewater Treatment System | Locomotive Wash Wastewater Treatment System - LOCOWWTS | LEAKING | Leaking | Leaking - LEAKING | Problem | RS
LOCOWWTS | Locomotive Wash Wastewater Treatment System | Locomotive Wash Wastewater Treatment System - LOCOWWTS | LOWPERF | Low Performance | Low Performance - LOWPERF | Problem | RS
LOCOWWTS | Locomotive Wash Wastewater Treatment System | Locomotive Wash Wastewater Treatment System - LOCOWWTS | NONOPER | Non-Operational | Non-Operational - NONOPER | Problem | RS
LOCOWWTS | Locomotive Wash Wastewater Treatment System | Locomotive Wash Wastewater Treatment System - LOCOWWTS | PHYDMGE | Physical Damage | Physical Damage - PHYDMGE | Problem | RS
LOCOWWTS | Locomotive Wash Wastewater Treatment System | Locomotive Wash Wastewater Treatment System - LOCOWWTS | UNSMELL | Unusual Smell | Unusual Smell - UNSMELL | Problem | RS
LOCOWWTS | Locomotive Wash Wastewater Treatment System | Locomotive Wash Wastewater Treatment System - LOCOWWTS | UNSMOKE | Unusual Smoke | Unusual Smoke - UNSMOKE | Problem | RS
LOCOWWTS | Locomotive Wash Wastewater Treatment System | Locomotive Wash Wastewater Treatment System - LOCOWWTS | LCTILEV | Chemical Tanks Insufficient Levels | Chemical Tanks Insufficient Levels - LCTILEV | Failure | RS
LOCOWWTS | Locomotive Wash Wastewater Treatment System | Locomotive Wash Wastewater Treatment System - LOCOWWTS | LHLFFAIL | High level float switch failed | High level float switch failed - LHLFFAIL | Failure | RS
LOCOWWTS | Locomotive Wash Wastewater Treatment System | Locomotive Wash Wastewater Treatment System - LOCOWWTS | LPHADRF | pH Analyzer Calibration Drifted | pH Analyzer Calibration Drifted - LPHADRF | Failure | RS
LOCOWWTS | Locomotive Wash Wastewater Treatment System | Locomotive Wash Wastewater Treatment System - LOCOWWTS | SUPTCONT | Sump Pit Contaminated | Sump Pit Contaminated - SUPTCONT | Failure | RS
LOCOWWTS | Locomotive Wash Wastewater Treatment System | Locomotive Wash Wastewater Treatment System - LOCOWWTS | WWWTMDET | Wash Waste Water Treatment Mechanical Components Deteriorated | Wash Waste Water Treatment Mechanical Components Deteriorated - WWWTMDET | Failure | RS
LOCOWWTS | Locomotive Wash Wastewater Treatment System | Locomotive Wash Wastewater Treatment System - LOCOWWTS | ACCIDENT | Accident | Accident - ACCIDENT | Cause | RS
LOCOWWTS | Locomotive Wash Wastewater Treatment System | Locomotive Wash Wastewater Treatment System - LOCOWWTS | ACCWEAR | Accelerated Wear | Accelerated Wear - ACCWEAR | Cause | RS
LOCOWWTS | Locomotive Wash Wastewater Treatment System | Locomotive Wash Wastewater Treatment System - LOCOWWTS | ACTGOD | Weather condition/Forces of nature or Act of God | Weather condition/Forces of nature or Act of God - ACTGOD | Cause | RS
LOCOWWTS | Locomotive Wash Wastewater Treatment System | Locomotive Wash Wastewater Treatment System - LOCOWWTS | CONTAM | Contamination | Contamination - CONTAM | Cause | RS
LOCOWWTS | Locomotive Wash Wastewater Treatment System | Locomotive Wash Wastewater Treatment System - LOCOWWTS | DEFASSET | Defective Asset | Defective Asset - DEFASSET | Cause | RS
LOCOWWTS | Locomotive Wash Wastewater Treatment System | Locomotive Wash Wastewater Treatment System - LOCOWWTS | EXLOAD | Excessive Load | Excessive Load - EXLOAD | Cause | RS
LOCOWWTS | Locomotive Wash Wastewater Treatment System | Locomotive Wash Wastewater Treatment System - LOCOWWTS | IMPRMNT | Improper Maintenance | Improper Maintenance - IMPRMNT | Cause | RS
LOCOWWTS | Locomotive Wash Wastewater Treatment System | Locomotive Wash Wastewater Treatment System - LOCOWWTS | INSLUBR | Insufficient Lubrication | Insufficient Lubrication - INSLUBR | Cause | RS
LOCOWWTS | Locomotive Wash Wastewater Treatment System | Locomotive Wash Wastewater Treatment System - LOCOWWTS | LACKTRN | Lack of/ Inadequate Training | Lack of/ Inadequate Training - LACKTRN | Cause | RS
LOCOWWTS | Locomotive Wash Wastewater Treatment System | Locomotive Wash Wastewater Treatment System - LOCOWWTS | MISSCMP | Loose/ Missing Component | Loose/ Missing Component - MISSCMP | Cause | RS
LOCOWWTS | Locomotive Wash Wastewater Treatment System | Locomotive Wash Wastewater Treatment System - LOCOWWTS | NRMWEAR | Normal Wear | Normal Wear - NRMWEAR | Cause | RS
LOCOWWTS | Locomotive Wash Wastewater Treatment System | Locomotive Wash Wastewater Treatment System - LOCOWWTS | OTHER | Other (specify) | Other (specify) - OTHER | Cause | RS
LOCOWWTS | Locomotive Wash Wastewater Treatment System | Locomotive Wash Wastewater Treatment System - LOCOWWTS | PRINSTAL | Poor Installation | Poor Installation - PRINSTAL | Cause | RS
LOCOWWTS | Locomotive Wash Wastewater Treatment System | Locomotive Wash Wastewater Treatment System - LOCOWWTS | PROCISSU | Procedure Issue | Procedure Issue - PROCISSU | Cause | RS
LOCOWWTS | Locomotive Wash Wastewater Treatment System | Locomotive Wash Wastewater Treatment System - LOCOWWTS | UTLFAIL | Utility Failure | Utility Failure - UTLFAIL | Cause | RS
LOCOWWTS | Locomotive Wash Wastewater Treatment System | Locomotive Wash Wastewater Treatment System - LOCOWWTS | VNDLSM | Vandalism | Vandalism - VNDLSM | Cause | RS
LOCOWWTS | Locomotive Wash Wastewater Treatment System | Locomotive Wash Wastewater Treatment System - LOCOWWTS | WORNCMPT | Defective/ Worn Component | Defective/ Worn Component - WORNCMPT | Cause | RS
LOCOWWTS | Locomotive Wash Wastewater Treatment System | Locomotive Wash Wastewater Treatment System - LOCOWWTS | ADJUSTD | Adjusted | Adjusted - ADJUSTD | Action | RS
LOCOWWTS | Locomotive Wash Wastewater Treatment System | Locomotive Wash Wastewater Treatment System - LOCOWWTS | DECOMM | Decommission | Decommission - DECOMM | Action | RS
LOCOWWTS | Locomotive Wash Wastewater Treatment System | Locomotive Wash Wastewater Treatment System - LOCOWWTS | DECONTME | Decontaminate | Decontaminate - DECONTME | Action | RS
LOCOWWTS | Locomotive Wash Wastewater Treatment System | Locomotive Wash Wastewater Treatment System - LOCOWWTS | DONOTHIN | Do Nothing | Do Nothing - DONOTHIN | Action | RS
LOCOWWTS | Locomotive Wash Wastewater Treatment System | Locomotive Wash Wastewater Treatment System - LOCOWWTS | LUBRCTE | Lubricate | Lubricate - LUBRCTE | Action | RS
LOCOWWTS | Locomotive Wash Wastewater Treatment System | Locomotive Wash Wastewater Treatment System - LOCOWWTS | OTHER | Other (specify) | Other (specify) - OTHER | Action | RS
LOCOWWTS | Locomotive Wash Wastewater Treatment System | Locomotive Wash Wastewater Treatment System - LOCOWWTS | RECALBRT | Recalibrate | Recalibrate - RECALBRT | Action | RS
LOCOWWTS | Locomotive Wash Wastewater Treatment System | Locomotive Wash Wastewater Treatment System - LOCOWWTS | REMVOBT | Remove Obstruction | Remove Obstruction - REMVOBT | Action | RS
LOCOWWTS | Locomotive Wash Wastewater Treatment System | Locomotive Wash Wastewater Treatment System - LOCOWWTS | REPCMPT | Repair Component | Repair Component - REPCMPT | Action | RS
LOCOWWTS | Locomotive Wash Wastewater Treatment System | Locomotive Wash Wastewater Treatment System - LOCOWWTS | REPLASS | Replace Asset | Replace Asset - REPLASS | Action | RS
LOCOWWTS | Locomotive Wash Wastewater Treatment System | Locomotive Wash Wastewater Treatment System - LOCOWWTS | REPLCMPT | Replace Component | Replace Component - REPLCMPT | Action | RS
LOCOWWTS | Locomotive Wash Wastewater Treatment System | Locomotive Wash Wastewater Treatment System - LOCOWWTS | REPRASS | Repair Asset | Repair Asset - REPRASS | Action | RS
LOCOWWTS | Locomotive Wash Wastewater Treatment System | Locomotive Wash Wastewater Treatment System - LOCOWWTS | UPGRADES | Upgrade | Upgrade - UPGRADES | Action | RS
LOWVLTDS | Low Voltage Distribution System | Low Voltage Distribution System - LOWVLTDS | ABNTEMP | Abnormal Temprature | Abnormal Temprature - ABNTEMP | Problem | RS
LOWVLTDS | Low Voltage Distribution System | Low Voltage Distribution System - LOWVLTDS | CORROS | Corrosion | Corrosion - CORROS | Problem | RS
LOWVLTDS | Low Voltage Distribution System | Low Voltage Distribution System - LOWVLTDS | ELECTRIP | Electrical Trip Out | Electrical Trip Out - ELECTRIP | Problem | RS
LOWVLTDS | Low Voltage Distribution System | Low Voltage Distribution System - LOWVLTDS | EXNOISE | Excessive Noise | Excessive Noise - EXNOISE | Problem | RS
LOWVLTDS | Low Voltage Distribution System | Low Voltage Distribution System - LOWVLTDS | EXVIBRTN | Excessive Vibration | Excessive Vibration - EXVIBRTN | Problem | RS
LOWVLTDS | Low Voltage Distribution System | Low Voltage Distribution System - LOWVLTDS | JAMMEDEQ | Jammed Equipment | Jammed Equipment - JAMMEDEQ | Problem | RS
LOWVLTDS | Low Voltage Distribution System | Low Voltage Distribution System - LOWVLTDS | LEAKING | Leaking | Leaking - LEAKING | Problem | RS
LOWVLTDS | Low Voltage Distribution System | Low Voltage Distribution System - LOWVLTDS | LOWPERF | Low Performance | Low Performance - LOWPERF | Problem | RS
LOWVLTDS | Low Voltage Distribution System | Low Voltage Distribution System - LOWVLTDS | NONOPER | Non-Operational | Non-Operational - NONOPER | Problem | RS
LOWVLTDS | Low Voltage Distribution System | Low Voltage Distribution System - LOWVLTDS | PHYDMGE | Physical Damage | Physical Damage - PHYDMGE | Problem | RS
LOWVLTDS | Low Voltage Distribution System | Low Voltage Distribution System - LOWVLTDS | UNSMELL | Unusual Smell | Unusual Smell - UNSMELL | Problem | RS
LOWVLTDS | Low Voltage Distribution System | Low Voltage Distribution System - LOWVLTDS | UNSMOKE | Unusual Smoke | Unusual Smoke - UNSMOKE | Problem | RS
LOWVLTDS | Low Voltage Distribution System | Low Voltage Distribution System - LOWVLTDS | LVDSCDET | Low Voltage Distribution System Wiring and Connections Deteriorated | Low Voltage Distribution System Wiring and Connections Deteriorated - LVDSCDET | Failure | RS
LOWVLTDS | Low Voltage Distribution System | Low Voltage Distribution System - LOWVLTDS | ACCIDENT | Accident | Accident - ACCIDENT | Cause | RS
LOWVLTDS | Low Voltage Distribution System | Low Voltage Distribution System - LOWVLTDS | ACCWEAR | Accelerated Wear | Accelerated Wear - ACCWEAR | Cause | RS
LOWVLTDS | Low Voltage Distribution System | Low Voltage Distribution System - LOWVLTDS | ACTGOD | Weather condition/Forces of nature or Act of God | Weather condition/Forces of nature or Act of God - ACTGOD | Cause | RS
LOWVLTDS | Low Voltage Distribution System | Low Voltage Distribution System - LOWVLTDS | CONTAM | Contamination | Contamination - CONTAM | Cause | RS
LOWVLTDS | Low Voltage Distribution System | Low Voltage Distribution System - LOWVLTDS | DEFASSET | Defective Asset | Defective Asset - DEFASSET | Cause | RS
LOWVLTDS | Low Voltage Distribution System | Low Voltage Distribution System - LOWVLTDS | EXLOAD | Excessive Load | Excessive Load - EXLOAD | Cause | RS
LOWVLTDS | Low Voltage Distribution System | Low Voltage Distribution System - LOWVLTDS | IMPRMNT | Improper Maintenance | Improper Maintenance - IMPRMNT | Cause | RS
LOWVLTDS | Low Voltage Distribution System | Low Voltage Distribution System - LOWVLTDS | INSLUBR | Insufficient Lubrication | Insufficient Lubrication - INSLUBR | Cause | RS
LOWVLTDS | Low Voltage Distribution System | Low Voltage Distribution System - LOWVLTDS | LACKTRN | Lack of/ Inadequate Training | Lack of/ Inadequate Training - LACKTRN | Cause | RS
LOWVLTDS | Low Voltage Distribution System | Low Voltage Distribution System - LOWVLTDS | MISSCMP | Loose/ Missing Component | Loose/ Missing Component - MISSCMP | Cause | RS
LOWVLTDS | Low Voltage Distribution System | Low Voltage Distribution System - LOWVLTDS | NRMWEAR | Normal Wear | Normal Wear - NRMWEAR | Cause | RS
LOWVLTDS | Low Voltage Distribution System | Low Voltage Distribution System - LOWVLTDS | OTHER | Other (specify) | Other (specify) - OTHER | Cause | RS
LOWVLTDS | Low Voltage Distribution System | Low Voltage Distribution System - LOWVLTDS | PRINSTAL | Poor Installation | Poor Installation - PRINSTAL | Cause | RS
LOWVLTDS | Low Voltage Distribution System | Low Voltage Distribution System - LOWVLTDS | PROCISSU | Procedure Issue | Procedure Issue - PROCISSU | Cause | RS
LOWVLTDS | Low Voltage Distribution System | Low Voltage Distribution System - LOWVLTDS | UTLFAIL | Utility Failure | Utility Failure - UTLFAIL | Cause | RS
LOWVLTDS | Low Voltage Distribution System | Low Voltage Distribution System - LOWVLTDS | VNDLSM | Vandalism | Vandalism - VNDLSM | Cause | RS
LOWVLTDS | Low Voltage Distribution System | Low Voltage Distribution System - LOWVLTDS | WORNCMPT | Defective/ Worn Component | Defective/ Worn Component - WORNCMPT | Cause | RS
LOWVLTDS | Low Voltage Distribution System | Low Voltage Distribution System - LOWVLTDS | ADJUSTD | Adjusted | Adjusted - ADJUSTD | Action | RS
LOWVLTDS | Low Voltage Distribution System | Low Voltage Distribution System - LOWVLTDS | DECOMM | Decommission | Decommission - DECOMM | Action | RS
LOWVLTDS | Low Voltage Distribution System | Low Voltage Distribution System - LOWVLTDS | DECONTME | Decontaminate | Decontaminate - DECONTME | Action | RS
LOWVLTDS | Low Voltage Distribution System | Low Voltage Distribution System - LOWVLTDS | DONOTHIN | Do Nothing | Do Nothing - DONOTHIN | Action | RS
LOWVLTDS | Low Voltage Distribution System | Low Voltage Distribution System - LOWVLTDS | LUBRCTE | Lubricate | Lubricate - LUBRCTE | Action | RS
LOWVLTDS | Low Voltage Distribution System | Low Voltage Distribution System - LOWVLTDS | OTHER | Other (specify) | Other (specify) - OTHER | Action | RS
LOWVLTDS | Low Voltage Distribution System | Low Voltage Distribution System - LOWVLTDS | RECALBRT | Recalibrate | Recalibrate - RECALBRT | Action | RS
LOWVLTDS | Low Voltage Distribution System | Low Voltage Distribution System - LOWVLTDS | REMVOBT | Remove Obstruction | Remove Obstruction - REMVOBT | Action | RS
LOWVLTDS | Low Voltage Distribution System | Low Voltage Distribution System - LOWVLTDS | REPCMPT | Repair Component | Repair Component - REPCMPT | Action | RS
LOWVLTDS | Low Voltage Distribution System | Low Voltage Distribution System - LOWVLTDS | REPLASS | Replace Asset | Replace Asset - REPLASS | Action | RS
LOWVLTDS | Low Voltage Distribution System | Low Voltage Distribution System - LOWVLTDS | REPLCMPT | Replace Component | Replace Component - REPLCMPT | Action | RS
LOWVLTDS | Low Voltage Distribution System | Low Voltage Distribution System - LOWVLTDS | REPRASS | Repair Asset | Repair Asset - REPRASS | Action | RS
LOWVLTDS | Low Voltage Distribution System | Low Voltage Distribution System - LOWVLTDS | UPGRADES | Upgrade | Upgrade - UPGRADES | Action | RS
LOWVLTPB | Low Voltage Panel Board | Low Voltage Panel Board - LOWVLTPB | ABNTEMP | Abnormal Temprature | Abnormal Temprature - ABNTEMP | Problem | RS
LOWVLTPB | Low Voltage Panel Board | Low Voltage Panel Board - LOWVLTPB | CORROS | Corrosion | Corrosion - CORROS | Problem | RS
LOWVLTPB | Low Voltage Panel Board | Low Voltage Panel Board - LOWVLTPB | ELECTRIP | Electrical Trip Out | Electrical Trip Out - ELECTRIP | Problem | RS
LOWVLTPB | Low Voltage Panel Board | Low Voltage Panel Board - LOWVLTPB | EXNOISE | Excessive Noise | Excessive Noise - EXNOISE | Problem | RS
LOWVLTPB | Low Voltage Panel Board | Low Voltage Panel Board - LOWVLTPB | EXVIBRTN | Excessive Vibration | Excessive Vibration - EXVIBRTN | Problem | RS
LOWVLTPB | Low Voltage Panel Board | Low Voltage Panel Board - LOWVLTPB | JAMMEDEQ | Jammed Equipment | Jammed Equipment - JAMMEDEQ | Problem | RS
LOWVLTPB | Low Voltage Panel Board | Low Voltage Panel Board - LOWVLTPB | LEAKING | Leaking | Leaking - LEAKING | Problem | RS
LOWVLTPB | Low Voltage Panel Board | Low Voltage Panel Board - LOWVLTPB | LOWPERF | Low Performance | Low Performance - LOWPERF | Problem | RS
LOWVLTPB | Low Voltage Panel Board | Low Voltage Panel Board - LOWVLTPB | NONOPER | Non-Operational | Non-Operational - NONOPER | Problem | RS
LOWVLTPB | Low Voltage Panel Board | Low Voltage Panel Board - LOWVLTPB | NOPOWER4 | No Power | No Power - NOPOWER4 | Problem | RS
LOWVLTPB | Low Voltage Panel Board | Low Voltage Panel Board - LOWVLTPB | OTOPEC8 | Other (Specify) | Other (Specify) - OTOPEC8 | Problem | RS
LOWVLTPB | Low Voltage Panel Board | Low Voltage Panel Board - LOWVLTPB | PHYDMGE | Physical Damage | Physical Damage - PHYDMGE | Problem | RS
LOWVLTPB | Low Voltage Panel Board | Low Voltage Panel Board - LOWVLTPB | UNSMELL | Unusual Smell | Unusual Smell - UNSMELL | Problem | RS
LOWVLTPB | Low Voltage Panel Board | Low Voltage Panel Board - LOWVLTPB | UNSMOKE | Unusual Smoke | Unusual Smoke - UNSMOKE | Problem | RS
LOWVLTPB | Low Voltage Panel Board | Low Voltage Panel Board - LOWVLTPB | DEFCOU4 | Defected Control Power Supply | Defected Control Power Supply - DEFCOU4 | Failure | RS
LOWVLTPB | Low Voltage Panel Board | Low Voltage Panel Board - LOWVLTPB | DEFECOT5 | Defected Contactors | Defected Contactors - DEFECOT5 | Failure | RS
LOWVLTPB | Low Voltage Panel Board | Low Voltage Panel Board - LOWVLTPB | DEFEFU5 | Defected Fuse | Defected Fuse - DEFEFU5 | Failure | RS
LOWVLTPB | Low Voltage Panel Board | Low Voltage Panel Board - LOWVLTPB | DEFEOVR3 | Defected Overload Relay | Defected Overload Relay - DEFEOVR3 | Failure | RS
LOWVLTPB | Low Voltage Panel Board | Low Voltage Panel Board - LOWVLTPB | DEFERE3 | Defected Relays | Defected Relays - DEFERE3 | Failure | RS
LOWVLTPB | Low Voltage Panel Board | Low Voltage Panel Board - LOWVLTPB | DEFETEB3 | Defected Terminal Block | Defected Terminal Block - DEFETEB3 | Failure | RS
LOWVLTPB | Low Voltage Panel Board | Low Voltage Panel Board - LOWVLTPB | DEFETR3 | Defected Transformer | Defected Transformer - DEFETR3 | Failure | RS
LOWVLTPB | Low Voltage Panel Board | Low Voltage Panel Board - LOWVLTPB | LVPBCDET | Low Voltage Panel Board/Components Deteriorated | Low Voltage Panel Board/Components Deteriorated - LVPBCDET | Failure | RS
LOWVLTPB | Low Voltage Panel Board | Low Voltage Panel Board - LOWVLTPB | OTHERS13 | Other (Specify) | Other (Specify) - OTHERS13 | Failure | RS
LOWVLTPB | Low Voltage Panel Board | Low Voltage Panel Board - LOWVLTPB | TRIPBR3 | Tripped Breaker | Tripped Breaker - TRIPBR3 | Failure | RS
LOWVLTPB | Low Voltage Panel Board | Low Voltage Panel Board - LOWVLTPB | UNDEFU3 | Undersized Fuse | Undersized Fuse - UNDEFU3 | Failure | RS
LOWVLTPB | Low Voltage Panel Board | Low Voltage Panel Board - LOWVLTPB | ACCIDENT | Accident | Accident - ACCIDENT | Cause | RS
LOWVLTPB | Low Voltage Panel Board | Low Voltage Panel Board - LOWVLTPB | ACCWEAR | Accelerated Wear | Accelerated Wear - ACCWEAR | Cause | RS
LOWVLTPB | Low Voltage Panel Board | Low Voltage Panel Board - LOWVLTPB | ACTGOD | Weather condition/Forces of nature or Act of God | Weather condition/Forces of nature or Act of God - ACTGOD | Cause | RS
LOWVLTPB | Low Voltage Panel Board | Low Voltage Panel Board - LOWVLTPB | AGING106 | Aging | Aging - AGING106 | Cause | RS
LOWVLTPB | Low Voltage Panel Board | Low Voltage Panel Board - LOWVLTPB | AGING119 | Aging | Aging - AGING119 | Cause | RS
LOWVLTPB | Low Voltage Panel Board | Low Voltage Panel Board - LOWVLTPB | AGING134 | Aging | Aging - AGING134 | Cause | RS
LOWVLTPB | Low Voltage Panel Board | Low Voltage Panel Board - LOWVLTPB | AGING152 | Aging | Aging - AGING152 | Cause | RS
LOWVLTPB | Low Voltage Panel Board | Low Voltage Panel Board - LOWVLTPB | AGING159 | Aging | Aging - AGING159 | Cause | RS
LOWVLTPB | Low Voltage Panel Board | Low Voltage Panel Board - LOWVLTPB | AGING50 | Aging | Aging - AGING50 | Cause | RS
LOWVLTPB | Low Voltage Panel Board | Low Voltage Panel Board - LOWVLTPB | AGING89 | Aging | Aging - AGING89 | Cause | RS
LOWVLTPB | Low Voltage Panel Board | Low Voltage Panel Board - LOWVLTPB | BRDRIG3 | Broken Drive Gear | Broken Drive Gear - BRDRIG3 | Cause | RS
LOWVLTPB | Low Voltage Panel Board | Low Voltage Panel Board - LOWVLTPB | CONTAM | Contamination | Contamination - CONTAM | Cause | RS
LOWVLTPB | Low Voltage Panel Board | Low Voltage Panel Board - LOWVLTPB | DEFASSET | Defective Asset | Defective Asset - DEFASSET | Cause | RS
LOWVLTPB | Low Voltage Panel Board | Low Voltage Panel Board - LOWVLTPB | ELECFA10 | Electrical Fault | Electrical Fault - ELECFA10 | Cause | RS
LOWVLTPB | Low Voltage Panel Board | Low Voltage Panel Board - LOWVLTPB | ELECFA53 | Electrical Fault | Electrical Fault - ELECFA53 | Cause | RS
LOWVLTPB | Low Voltage Panel Board | Low Voltage Panel Board - LOWVLTPB | ELECFA62 | Electrical Fault | Electrical Fault - ELECFA62 | Cause | RS
LOWVLTPB | Low Voltage Panel Board | Low Voltage Panel Board - LOWVLTPB | ELECFA79 | Electrical Fault | Electrical Fault - ELECFA79 | Cause | RS
LOWVLTPB | Low Voltage Panel Board | Low Voltage Panel Board - LOWVLTPB | ELECFA97 | Electrical Fault | Electrical Fault - ELECFA97 | Cause | RS
LOWVLTPB | Low Voltage Panel Board | Low Voltage Panel Board - LOWVLTPB | EXLOAD | Excessive Load | Excessive Load - EXLOAD | Cause | RS
LOWVLTPB | Low Voltage Panel Board | Low Voltage Panel Board - LOWVLTPB | IMMDSE1 | Improper Motor Drive Settings | Improper Motor Drive Settings - IMMDSE1 | Cause | RS
LOWVLTPB | Low Voltage Panel Board | Low Voltage Panel Board - LOWVLTPB | IMPRM17 | Improper Maintenance | Improper Maintenance - IMPRM17 | Cause | RS
LOWVLTPB | Low Voltage Panel Board | Low Voltage Panel Board - LOWVLTPB | IMPRMNT | Improper Maintenance | Improper Maintenance - IMPRMNT | Cause | RS
LOWVLTPB | Low Voltage Panel Board | Low Voltage Panel Board - LOWVLTPB | INCRCU2 | Increased Current | Increased Current - INCRCU2 | Cause | RS
LOWVLTPB | Low Voltage Panel Board | Low Voltage Panel Board - LOWVLTPB | INSLUBR | Insufficient Lubrication | Insufficient Lubrication - INSLUBR | Cause | RS
LOWVLTPB | Low Voltage Panel Board | Low Voltage Panel Board - LOWVLTPB | LACINL2 | Large Change In Load | Large Change In Load - LACINL2 | Cause | RS
LOWVLTPB | Low Voltage Panel Board | Low Voltage Panel Board - LOWVLTPB | LACKTRN | Lack of/ Inadequate Training | Lack of/ Inadequate Training - LACKTRN | Cause | RS
LOWVLTPB | Low Voltage Panel Board | Low Voltage Panel Board - LOWVLTPB | LOOSC12 | Loose Connection | Loose Connection - LOOSC12 | Cause | RS
LOWVLTPB | Low Voltage Panel Board | Low Voltage Panel Board - LOWVLTPB | LOOSC14 | Loose Connection | Loose Connection - LOOSC14 | Cause | RS
LOWVLTPB | Low Voltage Panel Board | Low Voltage Panel Board - LOWVLTPB | LOOSC24 | Loose Connection | Loose Connection - LOOSC24 | Cause | RS
LOWVLTPB | Low Voltage Panel Board | Low Voltage Panel Board - LOWVLTPB | LOOSC25 | Loose Connection | Loose Connection - LOOSC25 | Cause | RS
LOWVLTPB | Low Voltage Panel Board | Low Voltage Panel Board - LOWVLTPB | MISALIN1 | Misalignment | Misalignment - MISALIN1 | Cause | RS
LOWVLTPB | Low Voltage Panel Board | Low Voltage Panel Board - LOWVLTPB | MISSCMP | Loose/ Missing Component | Loose/ Missing Component - MISSCMP | Cause | RS
LOWVLTPB | Low Voltage Panel Board | Low Voltage Panel Board - LOWVLTPB | NORMW29 | Normal Wear | Normal Wear - NORMW29 | Cause | RS
LOWVLTPB | Low Voltage Panel Board | Low Voltage Panel Board - LOWVLTPB | NORMW45 | Normal Wear | Normal Wear - NORMW45 | Cause | RS
LOWVLTPB | Low Voltage Panel Board | Low Voltage Panel Board - LOWVLTPB | NRMWEAR | Normal Wear | Normal Wear - NRMWEAR | Cause | RS
LOWVLTPB | Low Voltage Panel Board | Low Voltage Panel Board - LOWVLTPB | OTHER | Other (specify) | Other (specify) - OTHER | Cause | RS
LOWVLTPB | Low Voltage Panel Board | Low Voltage Panel Board - LOWVLTPB | OTHER15 | Other (Specify) | Other (Specify) - OTHER15 | Cause | RS
LOWVLTPB | Low Voltage Panel Board | Low Voltage Panel Board - LOWVLTPB | OVERHE2 | Over Heating | Over Heating - OVERHE2 | Cause | RS
LOWVLTPB | Low Voltage Panel Board | Low Voltage Panel Board - LOWVLTPB | PRINSTAL | Poor Installation | Poor Installation - PRINSTAL | Cause | RS
LOWVLTPB | Low Voltage Panel Board | Low Voltage Panel Board - LOWVLTPB | PROCISSU | Procedure Issue | Procedure Issue - PROCISSU | Cause | RS
LOWVLTPB | Low Voltage Panel Board | Low Voltage Panel Board - LOWVLTPB | UTLFAIL | Utility Failure | Utility Failure - UTLFAIL | Cause | RS
LOWVLTPB | Low Voltage Panel Board | Low Voltage Panel Board - LOWVLTPB | VNDLSM | Vandalism | Vandalism - VNDLSM | Cause | RS
LOWVLTPB | Low Voltage Panel Board | Low Voltage Panel Board - LOWVLTPB | WORNCMPT | Defective/ Worn Component | Defective/ Worn Component - WORNCMPT | Cause | RS
LOWVLTPB | Low Voltage Panel Board | Low Voltage Panel Board - LOWVLTPB | ADCRANP | Adjust The Current Rating According To The Name Plate. | Adjust The Current Rating According To The Name Plate. - ADCRANP | Action | RS
LOWVLTPB | Low Voltage Panel Board | Low Voltage Panel Board - LOWVLTPB | ADJUSTD | Adjusted | Adjusted - ADJUSTD | Action | RS
LOWVLTPB | Low Voltage Panel Board | Low Voltage Panel Board - LOWVLTPB | CHKMM | Check Manufacturer Manual | Check Manufacturer Manual - CHKMM | Action | RS
LOWVLTPB | Low Voltage Panel Board | Low Voltage Panel Board - LOWVLTPB | DECOMM | Decommission | Decommission - DECOMM | Action | RS
LOWVLTPB | Low Voltage Panel Board | Low Voltage Panel Board - LOWVLTPB | DECONTME | Decontaminate | Decontaminate - DECONTME | Action | RS
LOWVLTPB | Low Voltage Panel Board | Low Voltage Panel Board - LOWVLTPB | DONOTHIN | Do Nothing | Do Nothing - DONOTHIN | Action | RS
LOWVLTPB | Low Voltage Panel Board | Low Voltage Panel Board - LOWVLTPB | LUBRCTE | Lubricate | Lubricate - LUBRCTE | Action | RS
LOWVLTPB | Low Voltage Panel Board | Low Voltage Panel Board - LOWVLTPB | OTHER | Other (specify) | Other (specify) - OTHER | Action | RS
LOWVLTPB | Low Voltage Panel Board | Low Voltage Panel Board - LOWVLTPB | RECALBRT | Recalibrate | Recalibrate - RECALBRT | Action | RS
LOWVLTPB | Low Voltage Panel Board | Low Voltage Panel Board - LOWVLTPB | REMVOBT | Remove Obstruction | Remove Obstruction - REMVOBT | Action | RS
LOWVLTPB | Low Voltage Panel Board | Low Voltage Panel Board - LOWVLTPB | REPAIR | Repair | Repair - REPAIR | Action | RS
LOWVLTPB | Low Voltage Panel Board | Low Voltage Panel Board - LOWVLTPB | REPCMPT | Repair Component | Repair Component - REPCMPT | Action | RS
LOWVLTPB | Low Voltage Panel Board | Low Voltage Panel Board - LOWVLTPB | REPLACE | Replace | Replace - REPLACE | Action | RS
LOWVLTPB | Low Voltage Panel Board | Low Voltage Panel Board - LOWVLTPB | REPLASS | Replace Asset | Replace Asset - REPLASS | Action | RS
LOWVLTPB | Low Voltage Panel Board | Low Voltage Panel Board - LOWVLTPB | REPLCMPT | Replace Component | Replace Component - REPLCMPT | Action | RS
LOWVLTPB | Low Voltage Panel Board | Low Voltage Panel Board - LOWVLTPB | REPRASS | Repair Asset | Repair Asset - REPRASS | Action | RS
LOWVLTPB | Low Voltage Panel Board | Low Voltage Panel Board - LOWVLTPB | UPGRADES | Upgrade | Upgrade - UPGRADES | Action | RS
LOWVLTTR | Low Voltage Transformer | Low Voltage Transformer - LOWVLTTR | ABNTEMP | Abnormal Temprature | Abnormal Temprature - ABNTEMP | Problem | RS
LOWVLTTR | Low Voltage Transformer | Low Voltage Transformer - LOWVLTTR | BRNSMLL1 | Burning Smell | Burning Smell - BRNSMLL1 | Problem | RS
LOWVLTTR | Low Voltage Transformer | Low Voltage Transformer - LOWVLTTR | CORROS | Corrosion | Corrosion - CORROS | Problem | RS
LOWVLTTR | Low Voltage Transformer | Low Voltage Transformer - LOWVLTTR | CRRSDMG1 | Corrosion Damage | Corrosion Damage - CRRSDMG1 | Problem | RS
LOWVLTTR | Low Voltage Transformer | Low Voltage Transformer - LOWVLTTR | ELECTRIP | Electrical Trip Out | Electrical Trip Out - ELECTRIP | Problem | RS
LOWVLTTR | Low Voltage Transformer | Low Voltage Transformer - LOWVLTTR | EXNOISE | Excessive Noise | Excessive Noise - EXNOISE | Problem | RS
LOWVLTTR | Low Voltage Transformer | Low Voltage Transformer - LOWVLTTR | EXVIBRTN | Excessive Vibration | Excessive Vibration - EXVIBRTN | Problem | RS
LOWVLTTR | Low Voltage Transformer | Low Voltage Transformer - LOWVLTTR | JAMMEDEQ | Jammed Equipment | Jammed Equipment - JAMMEDEQ | Problem | RS
LOWVLTTR | Low Voltage Transformer | Low Voltage Transformer - LOWVLTTR | LEAKING | Leaking | Leaking - LEAKING | Problem | RS
LOWVLTTR | Low Voltage Transformer | Low Voltage Transformer - LOWVLTTR | LOWPERF | Low Performance | Low Performance - LOWPERF | Problem | RS
LOWVLTTR | Low Voltage Transformer | Low Voltage Transformer - LOWVLTTR | NONOPER | Non-Operational | Non-Operational - NONOPER | Problem | RS
LOWVLTTR | Low Voltage Transformer | Low Voltage Transformer - LOWVLTTR | NOOUTPW1 | No Output Power | No Output Power - NOOUTPW1 | Problem | RS
LOWVLTTR | Low Voltage Transformer | Low Voltage Transformer - LOWVLTTR | NOSVIBR1 | Noise & Vibration | Noise & Vibration - NOSVIBR1 | Problem | RS
LOWVLTTR | Low Voltage Transformer | Low Voltage Transformer - LOWVLTTR | NUTPPTD1 | Nuisance Tripping Of Protective Devices At Energization | Nuisance Tripping Of Protective Devices At Energization - NUTPPTD1 | Problem | RS
LOWVLTTR | Low Voltage Transformer | Low Voltage Transformer - LOWVLTTR | OTOPEC5 | Other (Specify) | Other (Specify) - OTOPEC5 | Problem | RS
LOWVLTTR | Low Voltage Transformer | Low Voltage Transformer - LOWVLTTR | PHYDMGE | Physical Damage | Physical Damage - PHYDMGE | Problem | RS
LOWVLTTR | Low Voltage Transformer | Low Voltage Transformer - LOWVLTTR | UNSMELL | Unusual Smell | Unusual Smell - UNSMELL | Problem | RS
LOWVLTTR | Low Voltage Transformer | Low Voltage Transformer - LOWVLTTR | UNSMOKE | Unusual Smoke | Unusual Smoke - UNSMOKE | Problem | RS
LOWVLTTR | Low Voltage Transformer | Low Voltage Transformer - LOWVLTTR | BLOCAIV1 | Blocked Air Vents | Blocked Air Vents - BLOCAIV1 | Failure | RS
LOWVLTTR | Low Voltage Transformer | Low Voltage Transformer - LOWVLTTR | BUIOSM1 | Burned Insulation Or Smoke | Burned Insulation Or Smoke - BUIOSM1 | Failure | RS
LOWVLTTR | Low Voltage Transformer | Low Voltage Transformer - LOWVLTTR | CENCAC1 | Corroded Enclosure, Core And Coils | Corroded Enclosure, Core And Coils - CENCAC1 | Failure | RS
LOWVLTTR | Low Voltage Transformer | Low Voltage Transformer - LOWVLTTR | DAMACO1 | Damaged Core | Damaged Core - DAMACO1 | Failure | RS
LOWVLTTR | Low Voltage Transformer | Low Voltage Transformer - LOWVLTTR | DAMAIN2 | Damaged Insulation | Damaged Insulation - DAMAIN2 | Failure | RS
LOWVLTTR | Low Voltage Transformer | Low Voltage Transformer - LOWVLTTR | DAMATAC1 | Damaged Tap Cable | Damaged Tap Cable - DAMATAC1 | Failure | RS
LOWVLTTR | Low Voltage Transformer | Low Voltage Transformer - LOWVLTTR | DAMAWI1 | Damaged Winding | Damaged Winding - DAMAWI1 | Failure | RS
LOWVLTTR | Low Voltage Transformer | Low Voltage Transformer - LOWVLTTR | DEFECOF1 | Defected Cooler Fans | Defected Cooler Fans - DEFECOF1 | Failure | RS
LOWVLTTR | Low Voltage Transformer | Low Voltage Transformer - LOWVLTTR | DEFEPRD1 | Defected Protective Device | Defected Protective Device - DEFEPRD1 | Failure | RS
LOWVLTTR | Low Voltage Transformer | Low Voltage Transformer - LOWVLTTR | DEFOVCD1 | Defected Over Current Device | Defected Over Current Device - DEFOVCD1 | Failure | RS
LOWVLTTR | Low Voltage Transformer | Low Voltage Transformer - LOWVLTTR | LOWPOF1 | Low Power Factor | Low Power Factor - LOWPOF1 | Failure | RS
LOWVLTTR | Low Voltage Transformer | Low Voltage Transformer - LOWVLTTR | LVTDET | Low Voltage Transformer deteriorated | Low Voltage Transformer deteriorated - LVTDET | Failure | RS
LOWVLTTR | Low Voltage Transformer | Low Voltage Transformer - LOWVLTTR | NOSSEV1 | No Secondary Voltage | No Secondary Voltage - NOSSEV1 | Failure | RS
LOWVLTTR | Low Voltage Transformer | Low Voltage Transformer - LOWVLTTR | OTHERS8 | Other (Specify) | Other (Specify) - OTHERS8 | Failure | RS
LOWVLTTR | Low Voltage Transformer | Low Voltage Transformer - LOWVLTTR | OVERTR1 | Overheated Transformer | Overheated Transformer - OVERTR1 | Failure | RS
LOWVLTTR | Low Voltage Transformer | Low Voltage Transformer - LOWVLTTR | ACCIDENT | Accident | Accident - ACCIDENT | Cause | RS
LOWVLTTR | Low Voltage Transformer | Low Voltage Transformer - LOWVLTTR | ACCWEAR | Accelerated Wear | Accelerated Wear - ACCWEAR | Cause | RS
LOWVLTTR | Low Voltage Transformer | Low Voltage Transformer - LOWVLTTR | ACTGOD | Weather condition/Forces of nature or Act of God | Weather condition/Forces of nature or Act of God - ACTGOD | Cause | RS
LOWVLTTR | Low Voltage Transformer | Low Voltage Transformer - LOWVLTTR | AGING117 | Aging | Aging - AGING117 | Cause | RS
LOWVLTTR | Low Voltage Transformer | Low Voltage Transformer - LOWVLTTR | AGING153 | Aging | Aging - AGING153 | Cause | RS
LOWVLTTR | Low Voltage Transformer | Low Voltage Transformer - LOWVLTTR | AGING154 | Aging | Aging - AGING154 | Cause | RS
LOWVLTTR | Low Voltage Transformer | Low Voltage Transformer - LOWVLTTR | AGING168 | Aging | Aging - AGING168 | Cause | RS
LOWVLTTR | Low Voltage Transformer | Low Voltage Transformer - LOWVLTTR | AGING59 | Aging | Aging - AGING59 | Cause | RS
LOWVLTTR | Low Voltage Transformer | Low Voltage Transformer - LOWVLTTR | AGING63 | Aging | Aging - AGING63 | Cause | RS
LOWVLTTR | Low Voltage Transformer | Low Voltage Transformer - LOWVLTTR | CONTAM | Contamination | Contamination - CONTAM | Cause | RS
LOWVLTTR | Low Voltage Transformer | Low Voltage Transformer - LOWVLTTR | CORREN2 | Corrosive Environment | Corrosive Environment - CORREN2 | Cause | RS
LOWVLTTR | Low Voltage Transformer | Low Voltage Transformer - LOWVLTTR | DEFASSET | Defective Asset | Defective Asset - DEFASSET | Cause | RS
LOWVLTTR | Low Voltage Transformer | Low Voltage Transformer - LOWVLTTR | ELECFA17 | Electrical Fault | Electrical Fault - ELECFA17 | Cause | RS
LOWVLTTR | Low Voltage Transformer | Low Voltage Transformer - LOWVLTTR | ELECFA20 | Electrical Fault | Electrical Fault - ELECFA20 | Cause | RS
LOWVLTTR | Low Voltage Transformer | Low Voltage Transformer - LOWVLTTR | ELECFA69 | Electrical Fault | Electrical Fault - ELECFA69 | Cause | RS
LOWVLTTR | Low Voltage Transformer | Low Voltage Transformer - LOWVLTTR | ELECFA93 | Electrical Fault | Electrical Fault - ELECFA93 | Cause | RS
LOWVLTTR | Low Voltage Transformer | Low Voltage Transformer - LOWVLTTR | EXLOAD | Excessive Load | Excessive Load - EXLOAD | Cause | RS
LOWVLTTR | Low Voltage Transformer | Low Voltage Transformer - LOWVLTTR | HIHROTE1 | Higher Room Temperature | Higher Room Temperature - HIHROTE1 | Cause | RS
LOWVLTTR | Low Voltage Transformer | Low Voltage Transformer - LOWVLTTR | IMINVO1 | Improper Input Voltages | Improper Input Voltages - IMINVO1 | Cause | RS
LOWVLTTR | Low Voltage Transformer | Low Voltage Transformer - LOWVLTTR | IMPRM26 | Improper Maintenance | Improper Maintenance - IMPRM26 | Cause | RS
LOWVLTTR | Low Voltage Transformer | Low Voltage Transformer - LOWVLTTR | IMPRMNT | Improper Maintenance | Improper Maintenance - IMPRMNT | Cause | RS
LOWVLTTR | Low Voltage Transformer | Low Voltage Transformer - LOWVLTTR | INSLUBR | Insufficient Lubrication | Insufficient Lubrication - INSLUBR | Cause | RS
LOWVLTTR | Low Voltage Transformer | Low Voltage Transformer - LOWVLTTR | LACKTRN | Lack of/ Inadequate Training | Lack of/ Inadequate Training - LACKTRN | Cause | RS
LOWVLTTR | Low Voltage Transformer | Low Voltage Transformer - LOWVLTTR | LOCACO1 | Loose Cable Connection | Loose Cable Connection - LOCACO1 | Cause | RS
LOWVLTTR | Low Voltage Transformer | Low Voltage Transformer - LOWVLTTR | MISAL10 | Misalignment | Misalignment - MISAL10 | Cause | RS
LOWVLTTR | Low Voltage Transformer | Low Voltage Transformer - LOWVLTTR | MISSCMP | Loose/ Missing Component | Loose/ Missing Component - MISSCMP | Cause | RS
LOWVLTTR | Low Voltage Transformer | Low Voltage Transformer - LOWVLTTR | NOPRVO1 | No Primary Voltage | No Primary Voltage - NOPRVO1 | Cause | RS
LOWVLTTR | Low Voltage Transformer | Low Voltage Transformer - LOWVLTTR | NRMWEAR | Normal Wear | Normal Wear - NRMWEAR | Cause | RS
LOWVLTTR | Low Voltage Transformer | Low Voltage Transformer - LOWVLTTR | OTHER | Other (specify) | Other (specify) - OTHER | Cause | RS
LOWVLTTR | Low Voltage Transformer | Low Voltage Transformer - LOWVLTTR | OTHER7 | Other (Specify) | Other (Specify) - OTHER7 | Cause | RS
LOWVLTTR | Low Voltage Transformer | Low Voltage Transformer - LOWVLTTR | OVERLOA2 | Overload | Overload - OVERLOA2 | Cause | RS
LOWVLTTR | Low Voltage Transformer | Low Voltage Transformer - LOWVLTTR | PRINSTAL | Poor Installation | Poor Installation - PRINSTAL | Cause | RS
LOWVLTTR | Low Voltage Transformer | Low Voltage Transformer - LOWVLTTR | PROCISSU | Procedure Issue | Procedure Issue - PROCISSU | Cause | RS
LOWVLTTR | Low Voltage Transformer | Low Voltage Transformer - LOWVLTTR | UNLOCO1 | Unbalanced Loading Condition | Unbalanced Loading Condition - UNLOCO1 | Cause | RS
LOWVLTTR | Low Voltage Transformer | Low Voltage Transformer - LOWVLTTR | UOVCD1 | Undersize Over Current Device | Undersize Over Current Device - UOVCD1 | Cause | RS
LOWVLTTR | Low Voltage Transformer | Low Voltage Transformer - LOWVLTTR | UTLFAIL | Utility Failure | Utility Failure - UTLFAIL | Cause | RS
LOWVLTTR | Low Voltage Transformer | Low Voltage Transformer - LOWVLTTR | VNDLSM | Vandalism | Vandalism - VNDLSM | Cause | RS
LOWVLTTR | Low Voltage Transformer | Low Voltage Transformer - LOWVLTTR | WORNCMPT | Defective/ Worn Component | Defective/ Worn Component - WORNCMPT | Cause | RS
LOWVLTTR | Low Voltage Transformer | Low Voltage Transformer - LOWVLTTR | ADJUSTD | Adjusted | Adjusted - ADJUSTD | Action | RS
LOWVLTTR | Low Voltage Transformer | Low Voltage Transformer - LOWVLTTR | AIFODO | Add Industrial Fan To Cool Down | Add Industrial Fan To Cool Down - AIFODO | Action | RS
LOWVLTTR | Low Voltage Transformer | Low Voltage Transformer - LOWVLTTR | CHKMM | Check Manufacturer Manual | Check Manufacturer Manual - CHKMM | Action | RS
LOWVLTTR | Low Voltage Transformer | Low Voltage Transformer - LOWVLTTR | DECOMM | Decommission | Decommission - DECOMM | Action | RS
LOWVLTTR | Low Voltage Transformer | Low Voltage Transformer - LOWVLTTR | DECONTME | Decontaminate | Decontaminate - DECONTME | Action | RS
LOWVLTTR | Low Voltage Transformer | Low Voltage Transformer - LOWVLTTR | DONOTHIN | Do Nothing | Do Nothing - DONOTHIN | Action | RS
LOWVLTTR | Low Voltage Transformer | Low Voltage Transformer - LOWVLTTR | INSITRA | Increase Size Of Transformer | Increase Size Of Transformer - INSITRA | Action | RS
LOWVLTTR | Low Voltage Transformer | Low Voltage Transformer - LOWVLTTR | LUBRCTE | Lubricate | Lubricate - LUBRCTE | Action | RS
LOWVLTTR | Low Voltage Transformer | Low Voltage Transformer - LOWVLTTR | OTHER | Other (specify) | Other (specify) - OTHER | Action | RS
LOWVLTTR | Low Voltage Transformer | Low Voltage Transformer - LOWVLTTR | RECALBRT | Recalibrate | Recalibrate - RECALBRT | Action | RS
LOWVLTTR | Low Voltage Transformer | Low Voltage Transformer - LOWVLTTR | RECTRAN | Relocate Transformer | Relocate Transformer - RECTRAN | Action | RS
LOWVLTTR | Low Voltage Transformer | Low Voltage Transformer - LOWVLTTR | REDLOSI | Reduce Load Size | Reduce Load Size - REDLOSI | Action | RS
LOWVLTTR | Low Voltage Transformer | Low Voltage Transformer - LOWVLTTR | REMVOBT | Remove Obstruction | Remove Obstruction - REMVOBT | Action | RS
LOWVLTTR | Low Voltage Transformer | Low Voltage Transformer - LOWVLTTR | REPAIR | Repair | Repair - REPAIR | Action | RS
LOWVLTTR | Low Voltage Transformer | Low Voltage Transformer - LOWVLTTR | REPCMPT | Repair Component | Repair Component - REPCMPT | Action | RS
LOWVLTTR | Low Voltage Transformer | Low Voltage Transformer - LOWVLTTR | REPLACE | Replace | Replace - REPLACE | Action | RS
LOWVLTTR | Low Voltage Transformer | Low Voltage Transformer - LOWVLTTR | REPLASS | Replace Asset | Replace Asset - REPLASS | Action | RS
LOWVLTTR | Low Voltage Transformer | Low Voltage Transformer - LOWVLTTR | REPLCMPT | Replace Component | Replace Component - REPLCMPT | Action | RS
LOWVLTTR | Low Voltage Transformer | Low Voltage Transformer - LOWVLTTR | REPLTRA | Replace Transformer | Replace Transformer - REPLTRA | Action | RS
LOWVLTTR | Low Voltage Transformer | Low Voltage Transformer - LOWVLTTR | REPRASS | Repair Asset | Repair Asset - REPRASS | Action | RS
LOWVLTTR | Low Voltage Transformer | Low Voltage Transformer - LOWVLTTR | UPGRADES | Upgrade | Upgrade - UPGRADES | Action | RS
LOWVLTTR | Low Voltage Transformer | Low Voltage Transformer - LOWVLTTR | VTARCSE | Verify Taps Are Correctly Set | Verify Taps Are Correctly Set - VTARCSE | Action | RS
LSHIGH | Level Switch - High-High | Level Switch - High-High - LSHIGH | ABNTEMP | Abnormal Temprature | Abnormal Temprature - ABNTEMP | Problem | RS
LSHIGH | Level Switch - High-High | Level Switch - High-High - LSHIGH | CORROS | Corrosion | Corrosion - CORROS | Problem | RS
LSHIGH | Level Switch - High-High | Level Switch - High-High - LSHIGH | ELECTRIP | Electrical Trip Out | Electrical Trip Out - ELECTRIP | Problem | RS
LSHIGH | Level Switch - High-High | Level Switch - High-High - LSHIGH | EXNOISE | Excessive Noise | Excessive Noise - EXNOISE | Problem | RS
LSHIGH | Level Switch - High-High | Level Switch - High-High - LSHIGH | EXVIBRTN | Excessive Vibration | Excessive Vibration - EXVIBRTN | Problem | RS
LSHIGH | Level Switch - High-High | Level Switch - High-High - LSHIGH | JAMMEDEQ | Jammed Equipment | Jammed Equipment - JAMMEDEQ | Problem | RS
LSHIGH | Level Switch - High-High | Level Switch - High-High - LSHIGH | LEAKING | Leaking | Leaking - LEAKING | Problem | RS
LSHIGH | Level Switch - High-High | Level Switch - High-High - LSHIGH | LOWPERF | Low Performance | Low Performance - LOWPERF | Problem | RS
LSHIGH | Level Switch - High-High | Level Switch - High-High - LSHIGH | NONFUNC3 | Non Functional | Non Functional - NONFUNC3 | Problem | RS
LSHIGH | Level Switch - High-High | Level Switch - High-High - LSHIGH | NONOPER | Non-Operational | Non-Operational - NONOPER | Problem | RS
LSHIGH | Level Switch - High-High | Level Switch - High-High - LSHIGH | PHYDMGE | Physical Damage | Physical Damage - PHYDMGE | Problem | RS
LSHIGH | Level Switch - High-High | Level Switch - High-High - LSHIGH | UNSMELL | Unusual Smell | Unusual Smell - UNSMELL | Problem | RS
LSHIGH | Level Switch - High-High | Level Switch - High-High - LSHIGH | UNSMOKE | Unusual Smoke | Unusual Smoke - UNSMOKE | Problem | RS
LSHIGH | Level Switch - High-High | Level Switch - High-High - LSHIGH | DEFESW2 | Defected Switch | Defected Switch - DEFESW2 | Failure | RS
LSHIGH | Level Switch - High-High | Level Switch - High-High - LSHIGH | HHLSFAIL | High high level switch failed | High high level switch failed - HHLSFAIL | Failure | RS
LSHIGH | Level Switch - High-High | Level Switch - High-High - LSHIGH | OTHERS4 | Other (Specify) | Other (Specify) - OTHERS4 | Failure | RS
LSHIGH | Level Switch - High-High | Level Switch - High-High - LSHIGH | ACCIDENT | Accident | Accident - ACCIDENT | Cause | RS
LSHIGH | Level Switch - High-High | Level Switch - High-High - LSHIGH | ACCWEAR | Accelerated Wear | Accelerated Wear - ACCWEAR | Cause | RS
LSHIGH | Level Switch - High-High | Level Switch - High-High - LSHIGH | ACTGOD | Weather condition/Forces of nature or Act of God | Weather condition/Forces of nature or Act of God - ACTGOD | Cause | RS
LSHIGH | Level Switch - High-High | Level Switch - High-High - LSHIGH | AGING95 | Aging | Aging - AGING95 | Cause | RS
LSHIGH | Level Switch - High-High | Level Switch - High-High - LSHIGH | CONTAM | Contamination | Contamination - CONTAM | Cause | RS
LSHIGH | Level Switch - High-High | Level Switch - High-High - LSHIGH | DAMAGE1 | Physical Damage | Physical Damage - DAMAGE1 | Cause | RS
LSHIGH | Level Switch - High-High | Level Switch - High-High - LSHIGH | DEFASSET | Defective Asset | Defective Asset - DEFASSET | Cause | RS
LSHIGH | Level Switch - High-High | Level Switch - High-High - LSHIGH | EXLOAD | Excessive Load | Excessive Load - EXLOAD | Cause | RS
LSHIGH | Level Switch - High-High | Level Switch - High-High - LSHIGH | IMPRM46 | Improper Maintenance | Improper Maintenance - IMPRM46 | Cause | RS
LSHIGH | Level Switch - High-High | Level Switch - High-High - LSHIGH | IMPRMNT | Improper Maintenance | Improper Maintenance - IMPRMNT | Cause | RS
LSHIGH | Level Switch - High-High | Level Switch - High-High - LSHIGH | INSLUBR | Insufficient Lubrication | Insufficient Lubrication - INSLUBR | Cause | RS
LSHIGH | Level Switch - High-High | Level Switch - High-High - LSHIGH | LACKTRN | Lack of/ Inadequate Training | Lack of/ Inadequate Training - LACKTRN | Cause | RS
LSHIGH | Level Switch - High-High | Level Switch - High-High - LSHIGH | LOOSC26 | Loose Connection | Loose Connection - LOOSC26 | Cause | RS
LSHIGH | Level Switch - High-High | Level Switch - High-High - LSHIGH | MISSCMP | Loose/ Missing Component | Loose/ Missing Component - MISSCMP | Cause | RS
LSHIGH | Level Switch - High-High | Level Switch - High-High - LSHIGH | NRMWEAR | Normal Wear | Normal Wear - NRMWEAR | Cause | RS
LSHIGH | Level Switch - High-High | Level Switch - High-High - LSHIGH | OTHER | Other (specify) | Other (specify) - OTHER | Cause | RS
LSHIGH | Level Switch - High-High | Level Switch - High-High - LSHIGH | OTHER8 | Other (Specify) | Other (Specify) - OTHER8 | Cause | RS
LSHIGH | Level Switch - High-High | Level Switch - High-High - LSHIGH | PRINSTAL | Poor Installation | Poor Installation - PRINSTAL | Cause | RS
LSHIGH | Level Switch - High-High | Level Switch - High-High - LSHIGH | PROCISSU | Procedure Issue | Procedure Issue - PROCISSU | Cause | RS
LSHIGH | Level Switch - High-High | Level Switch - High-High - LSHIGH | UTLFAIL | Utility Failure | Utility Failure - UTLFAIL | Cause | RS
LSHIGH | Level Switch - High-High | Level Switch - High-High - LSHIGH | VNDLSM | Vandalism | Vandalism - VNDLSM | Cause | RS
LSHIGH | Level Switch - High-High | Level Switch - High-High - LSHIGH | WORNCMPT | Defective/ Worn Component | Defective/ Worn Component - WORNCMPT | Cause | RS
LSHIGH | Level Switch - High-High | Level Switch - High-High - LSHIGH | ADJUSTD | Adjusted | Adjusted - ADJUSTD | Action | RS
LSHIGH | Level Switch - High-High | Level Switch - High-High - LSHIGH | CALCONT | Call Contractor | Call Contractor - CALCONT | Action | RS
LSHIGH | Level Switch - High-High | Level Switch - High-High - LSHIGH | DECOMM | Decommission | Decommission - DECOMM | Action | RS
LSHIGH | Level Switch - High-High | Level Switch - High-High - LSHIGH | DECONTME | Decontaminate | Decontaminate - DECONTME | Action | RS
LSHIGH | Level Switch - High-High | Level Switch - High-High - LSHIGH | DONOTHIN | Do Nothing | Do Nothing - DONOTHIN | Action | RS
LSHIGH | Level Switch - High-High | Level Switch - High-High - LSHIGH | LUBRCTE | Lubricate | Lubricate - LUBRCTE | Action | RS
LSHIGH | Level Switch - High-High | Level Switch - High-High - LSHIGH | OTHER | Other (specify) | Other (specify) - OTHER | Action | RS
LSHIGH | Level Switch - High-High | Level Switch - High-High - LSHIGH | RECALBRT | Recalibrate | Recalibrate - RECALBRT | Action | RS
LSHIGH | Level Switch - High-High | Level Switch - High-High - LSHIGH | REMVOBT | Remove Obstruction | Remove Obstruction - REMVOBT | Action | RS
LSHIGH | Level Switch - High-High | Level Switch - High-High - LSHIGH | REPAIR | Repair | Repair - REPAIR | Action | RS
LSHIGH | Level Switch - High-High | Level Switch - High-High - LSHIGH | REPCMPT | Repair Component | Repair Component - REPCMPT | Action | RS
LSHIGH | Level Switch - High-High | Level Switch - High-High - LSHIGH | REPLACE | Replace | Replace - REPLACE | Action | RS
LSHIGH | Level Switch - High-High | Level Switch - High-High - LSHIGH | REPLASS | Replace Asset | Replace Asset - REPLASS | Action | RS
LSHIGH | Level Switch - High-High | Level Switch - High-High - LSHIGH | REPLCMPT | Replace Component | Replace Component - REPLCMPT | Action | RS
LSHIGH | Level Switch - High-High | Level Switch - High-High - LSHIGH | REPRASS | Repair Asset | Repair Asset - REPRASS | Action | RS
LSHIGH | Level Switch - High-High | Level Switch - High-High - LSHIGH | UPGRADES | Upgrade | Upgrade - UPGRADES | Action | RS
LSLOW | Level Switch - Low-Low | Level Switch - Low-Low - LSLOW | ABNTEMP | Abnormal Temprature | Abnormal Temprature - ABNTEMP | Problem | RS
LSLOW | Level Switch - Low-Low | Level Switch - Low-Low - LSLOW | CORROS | Corrosion | Corrosion - CORROS | Problem | RS
LSLOW | Level Switch - Low-Low | Level Switch - Low-Low - LSLOW | ELECTRIP | Electrical Trip Out | Electrical Trip Out - ELECTRIP | Problem | RS
LSLOW | Level Switch - Low-Low | Level Switch - Low-Low - LSLOW | EXNOISE | Excessive Noise | Excessive Noise - EXNOISE | Problem | RS
LSLOW | Level Switch - Low-Low | Level Switch - Low-Low - LSLOW | EXVIBRTN | Excessive Vibration | Excessive Vibration - EXVIBRTN | Problem | RS
LSLOW | Level Switch - Low-Low | Level Switch - Low-Low - LSLOW | JAMMEDEQ | Jammed Equipment | Jammed Equipment - JAMMEDEQ | Problem | RS
LSLOW | Level Switch - Low-Low | Level Switch - Low-Low - LSLOW | LEAKING | Leaking | Leaking - LEAKING | Problem | RS
LSLOW | Level Switch - Low-Low | Level Switch - Low-Low - LSLOW | LOWPERF | Low Performance | Low Performance - LOWPERF | Problem | RS
LSLOW | Level Switch - Low-Low | Level Switch - Low-Low - LSLOW | NONFUNC2 | Non Functional | Non Functional - NONFUNC2 | Problem | RS
LSLOW | Level Switch - Low-Low | Level Switch - Low-Low - LSLOW | NONOPER | Non-Operational | Non-Operational - NONOPER | Problem | RS
LSLOW | Level Switch - Low-Low | Level Switch - Low-Low - LSLOW | PHYDMGE | Physical Damage | Physical Damage - PHYDMGE | Problem | RS
LSLOW | Level Switch - Low-Low | Level Switch - Low-Low - LSLOW | UNSMELL | Unusual Smell | Unusual Smell - UNSMELL | Problem | RS
LSLOW | Level Switch - Low-Low | Level Switch - Low-Low - LSLOW | UNSMOKE | Unusual Smoke | Unusual Smoke - UNSMOKE | Problem | RS
LSLOW | Level Switch - Low-Low | Level Switch - Low-Low - LSLOW | DEFESW1 | Defected Switch | Defected Switch - DEFESW1 | Failure | RS
LSLOW | Level Switch - Low-Low | Level Switch - Low-Low - LSLOW | LLLSFAIL | Low low level switch failed | Low low level switch failed - LLLSFAIL | Failure | RS
LSLOW | Level Switch - Low-Low | Level Switch - Low-Low - LSLOW | OTHERS3 | Other (Specify) | Other (Specify) - OTHERS3 | Failure | RS
LSLOW | Level Switch - Low-Low | Level Switch - Low-Low - LSLOW | ACCIDENT | Accident | Accident - ACCIDENT | Cause | RS
LSLOW | Level Switch - Low-Low | Level Switch - Low-Low - LSLOW | ACCWEAR | Accelerated Wear | Accelerated Wear - ACCWEAR | Cause | RS
LSLOW | Level Switch - Low-Low | Level Switch - Low-Low - LSLOW | ACTGOD | Weather condition/Forces of nature or Act of God | Weather condition/Forces of nature or Act of God - ACTGOD | Cause | RS
LSLOW | Level Switch - Low-Low | Level Switch - Low-Low - LSLOW | AGING47 | Aging | Aging - AGING47 | Cause | RS
LSLOW | Level Switch - Low-Low | Level Switch - Low-Low - LSLOW | CONTAM | Contamination | Contamination - CONTAM | Cause | RS
LSLOW | Level Switch - Low-Low | Level Switch - Low-Low - LSLOW | DAMAGE2 | Physical Damage | Physical Damage - DAMAGE2 | Cause | RS
LSLOW | Level Switch - Low-Low | Level Switch - Low-Low - LSLOW | DEFASSET | Defective Asset | Defective Asset - DEFASSET | Cause | RS
LSLOW | Level Switch - Low-Low | Level Switch - Low-Low - LSLOW | EXLOAD | Excessive Load | Excessive Load - EXLOAD | Cause | RS
LSLOW | Level Switch - Low-Low | Level Switch - Low-Low - LSLOW | IMPRM28 | Improper Maintenance | Improper Maintenance - IMPRM28 | Cause | RS
LSLOW | Level Switch - Low-Low | Level Switch - Low-Low - LSLOW | IMPRMNT | Improper Maintenance | Improper Maintenance - IMPRMNT | Cause | RS
LSLOW | Level Switch - Low-Low | Level Switch - Low-Low - LSLOW | INSLUBR | Insufficient Lubrication | Insufficient Lubrication - INSLUBR | Cause | RS
LSLOW | Level Switch - Low-Low | Level Switch - Low-Low - LSLOW | LACKTRN | Lack of/ Inadequate Training | Lack of/ Inadequate Training - LACKTRN | Cause | RS
LSLOW | Level Switch - Low-Low | Level Switch - Low-Low - LSLOW | LOOSC1 | Loose Connection | Loose Connection - LOOSC1 | Cause | RS
LSLOW | Level Switch - Low-Low | Level Switch - Low-Low - LSLOW | MISSCMP | Loose/ Missing Component | Loose/ Missing Component - MISSCMP | Cause | RS
LSLOW | Level Switch - Low-Low | Level Switch - Low-Low - LSLOW | NRMWEAR | Normal Wear | Normal Wear - NRMWEAR | Cause | RS
LSLOW | Level Switch - Low-Low | Level Switch - Low-Low - LSLOW | OTHER | Other (specify) | Other (specify) - OTHER | Cause | RS
LSLOW | Level Switch - Low-Low | Level Switch - Low-Low - LSLOW | OTHER9 | Other (Specify) | Other (Specify) - OTHER9 | Cause | RS
LSLOW | Level Switch - Low-Low | Level Switch - Low-Low - LSLOW | PRINSTAL | Poor Installation | Poor Installation - PRINSTAL | Cause | RS
LSLOW | Level Switch - Low-Low | Level Switch - Low-Low - LSLOW | PROCISSU | Procedure Issue | Procedure Issue - PROCISSU | Cause | RS
LSLOW | Level Switch - Low-Low | Level Switch - Low-Low - LSLOW | UTLFAIL | Utility Failure | Utility Failure - UTLFAIL | Cause | RS
LSLOW | Level Switch - Low-Low | Level Switch - Low-Low - LSLOW | VNDLSM | Vandalism | Vandalism - VNDLSM | Cause | RS
LSLOW | Level Switch - Low-Low | Level Switch - Low-Low - LSLOW | WORNCMPT | Defective/ Worn Component | Defective/ Worn Component - WORNCMPT | Cause | RS
LSLOW | Level Switch - Low-Low | Level Switch - Low-Low - LSLOW | ADJUSTD | Adjusted | Adjusted - ADJUSTD | Action | RS
LSLOW | Level Switch - Low-Low | Level Switch - Low-Low - LSLOW | CALCONT | Call Contractor | Call Contractor - CALCONT | Action | RS
LSLOW | Level Switch - Low-Low | Level Switch - Low-Low - LSLOW | DECOMM | Decommission | Decommission - DECOMM | Action | RS
LSLOW | Level Switch - Low-Low | Level Switch - Low-Low - LSLOW | DECONTME | Decontaminate | Decontaminate - DECONTME | Action | RS
LSLOW | Level Switch - Low-Low | Level Switch - Low-Low - LSLOW | DONOTHIN | Do Nothing | Do Nothing - DONOTHIN | Action | RS
LSLOW | Level Switch - Low-Low | Level Switch - Low-Low - LSLOW | LUBRCTE | Lubricate | Lubricate - LUBRCTE | Action | RS
LSLOW | Level Switch - Low-Low | Level Switch - Low-Low - LSLOW | OTHER | Other (specify) | Other (specify) - OTHER | Action | RS
LSLOW | Level Switch - Low-Low | Level Switch - Low-Low - LSLOW | RECALBRT | Recalibrate | Recalibrate - RECALBRT | Action | RS
LSLOW | Level Switch - Low-Low | Level Switch - Low-Low - LSLOW | REMVOBT | Remove Obstruction | Remove Obstruction - REMVOBT | Action | RS
LSLOW | Level Switch - Low-Low | Level Switch - Low-Low - LSLOW | REPAIR | Repair | Repair - REPAIR | Action | RS
LSLOW | Level Switch - Low-Low | Level Switch - Low-Low - LSLOW | REPCMPT | Repair Component | Repair Component - REPCMPT | Action | RS
LSLOW | Level Switch - Low-Low | Level Switch - Low-Low - LSLOW | REPLACE | Replace | Replace - REPLACE | Action | RS
LSLOW | Level Switch - Low-Low | Level Switch - Low-Low - LSLOW | REPLASS | Replace Asset | Replace Asset - REPLASS | Action | RS
LSLOW | Level Switch - Low-Low | Level Switch - Low-Low - LSLOW | REPLCMPT | Replace Component | Replace Component - REPLCMPT | Action | RS
LSLOW | Level Switch - Low-Low | Level Switch - Low-Low - LSLOW | REPRASS | Repair Asset | Repair Asset - REPRASS | Action | RS
LSLOW | Level Switch - Low-Low | Level Switch - Low-Low - LSLOW | UPGRADES | Upgrade | Upgrade - UPGRADES | Action | RS
LVETE | Low Voltage Electrical Testing Equipment | Low Voltage Electrical Testing Equipment - LVETE | INDLNW1 | Indicator Light Not working | Indicator Light Not working - INDLNW1 | Problem | RS
LVETE | Low Voltage Electrical Testing Equipment | Low Voltage Electrical Testing Equipment - LVETE | NOCOVOT1 | No Control Voltage Output | No Control Voltage Output - NOCOVOT1 | Problem | RS
LVETE | Low Voltage Electrical Testing Equipment | Low Voltage Electrical Testing Equipment - LVETE | NOOUTVO1 | No Output Voltage | No Output Voltage - NOOUTVO1 | Problem | RS
LVETE | Low Voltage Electrical Testing Equipment | Low Voltage Electrical Testing Equipment - LVETE | OTHER | Other(Specify) | Other(Specify) - OTHER | Problem | RS
LVETE | Low Voltage Electrical Testing Equipment | Low Voltage Electrical Testing Equipment - LVETE | PHYDA2 | Physical Damaged | Physical Damaged - PHYDA2 | Problem | RS
LVETE | Low Voltage Electrical Testing Equipment | Low Voltage Electrical Testing Equipment - LVETE | DEVBROK1 | Device broken | Device broken - DEVBROK1 | Failure | RS
LVETE | Low Voltage Electrical Testing Equipment | Low Voltage Electrical Testing Equipment - LVETE | FAINLIG1 | failed indicator light | failed indicator light - FAINLIG1 | Failure | RS
LVETE | Low Voltage Electrical Testing Equipment | Low Voltage Electrical Testing Equipment - LVETE | NOACVO1 | No AC voltage | No AC voltage - NOACVO1 | Failure | RS
LVETE | Low Voltage Electrical Testing Equipment | Low Voltage Electrical Testing Equipment - LVETE | NOCONOT1 | No Control Output | No Control Output - NOCONOT1 | Failure | RS
LVETE | Low Voltage Electrical Testing Equipment | Low Voltage Electrical Testing Equipment - LVETE | OTHER | Other(Specify) | Other(Specify) - OTHER | Failure | RS
LVETE | Low Voltage Electrical Testing Equipment | Low Voltage Electrical Testing Equipment - LVETE | CATHBRO1 | Cart Handle broken | Cart Handle broken - CATHBRO1 | Cause | RS
LVETE | Low Voltage Electrical Testing Equipment | Low Voltage Electrical Testing Equipment - LVETE | DAMDBOX1 | damaged box | damaged box - DAMDBOX1 | Cause | RS
LVETE | Low Voltage Electrical Testing Equipment | Low Voltage Electrical Testing Equipment - LVETE | DAMDCAR1 | damaged cart | damaged cart - DAMDCAR1 | Cause | RS
LVETE | Low Voltage Electrical Testing Equipment | Low Voltage Electrical Testing Equipment - LVETE | DAMDWHE1 | damaged wheel | damaged wheel - DAMDWHE1 | Cause | RS
LVETE | Low Voltage Electrical Testing Equipment | Low Voltage Electrical Testing Equipment - LVETE | DAMFUS1 | Damaged fuse | Damaged fuse - DAMFUS1 | Cause | RS
LVETE | Low Voltage Electrical Testing Equipment | Low Voltage Electrical Testing Equipment - LVETE | INNWIDA1 | Inner wiring damaged | Inner wiring damaged - INNWIDA1 | Cause | RS
LVETE | Low Voltage Electrical Testing Equipment | Low Voltage Electrical Testing Equipment - LVETE | LIGFUSD1 | light fused | light fused - LIGFUSD1 | Cause | RS
LVETE | Low Voltage Electrical Testing Equipment | Low Voltage Electrical Testing Equipment - LVETE | MALFUNC2 | Malfunction | Malfunction - MALFUNC2 | Cause | RS
LVETE | Low Voltage Electrical Testing Equipment | Low Voltage Electrical Testing Equipment - LVETE | OTHER | Other (specify) | Other (specify) - OTHER | Cause | RS
LVETE | Low Voltage Electrical Testing Equipment | Low Voltage Electrical Testing Equipment - LVETE | UVRSWBR1 | UVR Switch is broken | UVR Switch is broken - UVRSWBR1 | Cause | RS
LVETE | Low Voltage Electrical Testing Equipment | Low Voltage Electrical Testing Equipment - LVETE | CHANHAN | change handle | change handle - CHANHAN | Action | RS
LVETE | Low Voltage Electrical Testing Equipment | Low Voltage Electrical Testing Equipment - LVETE | CHANWHE | change wheel | change wheel - CHANWHE | Action | RS
LVETE | Low Voltage Electrical Testing Equipment | Low Voltage Electrical Testing Equipment - LVETE | CONMANU | Contact Manufacturer | Contact Manufacturer - CONMANU | Action | RS
LVETE | Low Voltage Electrical Testing Equipment | Low Voltage Electrical Testing Equipment - LVETE | OTHER | Other (specify) | Other (specify) - OTHER | Action | RS
MANVLV | Manual Valve (>=100) | Manual Valve (>=100) - MANVLV | ABNTEMP | Abnormal Temprature | Abnormal Temprature - ABNTEMP | Problem | RS
MANVLV | Manual Valve (>=100) | Manual Valve (>=100) - MANVLV | CORROS | Corrosion | Corrosion - CORROS | Problem | RS
MANVLV | Manual Valve (>=100) | Manual Valve (>=100) - MANVLV | ELECTRIP | Electrical Trip Out | Electrical Trip Out - ELECTRIP | Problem | RS
MANVLV | Manual Valve (>=100) | Manual Valve (>=100) - MANVLV | EXNOISE | Excessive Noise | Excessive Noise - EXNOISE | Problem | RS
MANVLV | Manual Valve (>=100) | Manual Valve (>=100) - MANVLV | EXVIBRTN | Excessive Vibration | Excessive Vibration - EXVIBRTN | Problem | RS
MANVLV | Manual Valve (>=100) | Manual Valve (>=100) - MANVLV | JAMMEDEQ | Jammed Equipment | Jammed Equipment - JAMMEDEQ | Problem | RS
MANVLV | Manual Valve (>=100) | Manual Valve (>=100) - MANVLV | LEAKING | Leaking | Leaking - LEAKING | Problem | RS
MANVLV | Manual Valve (>=100) | Manual Valve (>=100) - MANVLV | LOWPERF | Low Performance | Low Performance - LOWPERF | Problem | RS
MANVLV | Manual Valve (>=100) | Manual Valve (>=100) - MANVLV | NONOPER | Non-Operational | Non-Operational - NONOPER | Problem | RS
MANVLV | Manual Valve (>=100) | Manual Valve (>=100) - MANVLV | PHYDMGE | Physical Damage | Physical Damage - PHYDMGE | Problem | RS
MANVLV | Manual Valve (>=100) | Manual Valve (>=100) - MANVLV | UNSMELL | Unusual Smell | Unusual Smell - UNSMELL | Problem | RS
MANVLV | Manual Valve (>=100) | Manual Valve (>=100) - MANVLV | UNSMOKE | Unusual Smoke | Unusual Smoke - UNSMOKE | Problem | RS
MANVLV | Manual Valve (>=100) | Manual Valve (>=100) - MANVLV | GVLLDET | Gate valve lubrication depleted | Gate valve lubrication depleted - GVLLDET | Failure | RS
MANVLV | Manual Valve (>=100) | Manual Valve (>=100) - MANVLV | GVLSEIZ | Gate valve seized | Gate valve seized - GVLSEIZ | Failure | RS
MANVLV | Manual Valve (>=100) | Manual Valve (>=100) - MANVLV | MVLVFAIL | Valve failed | Valve failed - MVLVFAIL | Failure | RS
MANVLV | Manual Valve (>=100) | Manual Valve (>=100) - MANVLV | ACCIDENT | Accident | Accident - ACCIDENT | Cause | RS
MANVLV | Manual Valve (>=100) | Manual Valve (>=100) - MANVLV | ACCWEAR | Accelerated Wear | Accelerated Wear - ACCWEAR | Cause | RS
MANVLV | Manual Valve (>=100) | Manual Valve (>=100) - MANVLV | ACTGOD | Weather condition/Forces of nature or Act of God | Weather condition/Forces of nature or Act of God - ACTGOD | Cause | RS
MANVLV | Manual Valve (>=100) | Manual Valve (>=100) - MANVLV | CONTAM | Contamination | Contamination - CONTAM | Cause | RS
MANVLV | Manual Valve (>=100) | Manual Valve (>=100) - MANVLV | DEFASSET | Defective Asset | Defective Asset - DEFASSET | Cause | RS
MANVLV | Manual Valve (>=100) | Manual Valve (>=100) - MANVLV | EXLOAD | Excessive Load | Excessive Load - EXLOAD | Cause | RS
MANVLV | Manual Valve (>=100) | Manual Valve (>=100) - MANVLV | IMPRMNT | Improper Maintenance | Improper Maintenance - IMPRMNT | Cause | RS
MANVLV | Manual Valve (>=100) | Manual Valve (>=100) - MANVLV | INSLUBR | Insufficient Lubrication | Insufficient Lubrication - INSLUBR | Cause | RS
MANVLV | Manual Valve (>=100) | Manual Valve (>=100) - MANVLV | LACKTRN | Lack of/ Inadequate Training | Lack of/ Inadequate Training - LACKTRN | Cause | RS
MANVLV | Manual Valve (>=100) | Manual Valve (>=100) - MANVLV | MISSCMP | Loose/ Missing Component | Loose/ Missing Component - MISSCMP | Cause | RS
MANVLV | Manual Valve (>=100) | Manual Valve (>=100) - MANVLV | NRMWEAR | Normal Wear | Normal Wear - NRMWEAR | Cause | RS
MANVLV | Manual Valve (>=100) | Manual Valve (>=100) - MANVLV | OTHER | Other (specify) | Other (specify) - OTHER | Cause | RS
MANVLV | Manual Valve (>=100) | Manual Valve (>=100) - MANVLV | PRINSTAL | Poor Installation | Poor Installation - PRINSTAL | Cause | RS
MANVLV | Manual Valve (>=100) | Manual Valve (>=100) - MANVLV | PROCISSU | Procedure Issue | Procedure Issue - PROCISSU | Cause | RS
MANVLV | Manual Valve (>=100) | Manual Valve (>=100) - MANVLV | UTLFAIL | Utility Failure | Utility Failure - UTLFAIL | Cause | RS
MANVLV | Manual Valve (>=100) | Manual Valve (>=100) - MANVLV | VNDLSM | Vandalism | Vandalism - VNDLSM | Cause | RS
MANVLV | Manual Valve (>=100) | Manual Valve (>=100) - MANVLV | WORNCMPT | Defective/ Worn Component | Defective/ Worn Component - WORNCMPT | Cause | RS
MANVLV | Manual Valve (>=100) | Manual Valve (>=100) - MANVLV | ADJUSTD | Adjusted | Adjusted - ADJUSTD | Action | RS
MANVLV | Manual Valve (>=100) | Manual Valve (>=100) - MANVLV | DECOMM | Decommission | Decommission - DECOMM | Action | RS
MANVLV | Manual Valve (>=100) | Manual Valve (>=100) - MANVLV | DECONTME | Decontaminate | Decontaminate - DECONTME | Action | RS
MANVLV | Manual Valve (>=100) | Manual Valve (>=100) - MANVLV | DONOTHIN | Do Nothing | Do Nothing - DONOTHIN | Action | RS
MANVLV | Manual Valve (>=100) | Manual Valve (>=100) - MANVLV | LUBRCTE | Lubricate | Lubricate - LUBRCTE | Action | RS
MANVLV | Manual Valve (>=100) | Manual Valve (>=100) - MANVLV | OTHER | Other (specify) | Other (specify) - OTHER | Action | RS
MANVLV | Manual Valve (>=100) | Manual Valve (>=100) - MANVLV | RECALBRT | Recalibrate | Recalibrate - RECALBRT | Action | RS
MANVLV | Manual Valve (>=100) | Manual Valve (>=100) - MANVLV | REMVOBT | Remove Obstruction | Remove Obstruction - REMVOBT | Action | RS
MANVLV | Manual Valve (>=100) | Manual Valve (>=100) - MANVLV | REPCMPT | Repair Component | Repair Component - REPCMPT | Action | RS
MANVLV | Manual Valve (>=100) | Manual Valve (>=100) - MANVLV | REPLASS | Replace Asset | Replace Asset - REPLASS | Action | RS
MANVLV | Manual Valve (>=100) | Manual Valve (>=100) - MANVLV | REPLCMPT | Replace Component | Replace Component - REPLCMPT | Action | RS
MANVLV | Manual Valve (>=100) | Manual Valve (>=100) - MANVLV | REPRASS | Repair Asset | Repair Asset - REPRASS | Action | RS
MANVLV | Manual Valve (>=100) | Manual Valve (>=100) - MANVLV | UPGRADES | Upgrade | Upgrade - UPGRADES | Action | RS
MHVLTDS | Medium/ High Voltage Distribution System | Medium/ High Voltage Distribution System - MHVLTDS | ABNTEMP | Abnormal Temprature | Abnormal Temprature - ABNTEMP | Problem | RS
MHVLTDS | Medium/ High Voltage Distribution System | Medium/ High Voltage Distribution System - MHVLTDS | CORROS | Corrosion | Corrosion - CORROS | Problem | RS
MHVLTDS | Medium/ High Voltage Distribution System | Medium/ High Voltage Distribution System - MHVLTDS | ELECTRIP | Electrical Trip Out | Electrical Trip Out - ELECTRIP | Problem | RS
MHVLTDS | Medium/ High Voltage Distribution System | Medium/ High Voltage Distribution System - MHVLTDS | EXNOISE | Excessive Noise | Excessive Noise - EXNOISE | Problem | RS
MHVLTDS | Medium/ High Voltage Distribution System | Medium/ High Voltage Distribution System - MHVLTDS | EXVIBRTN | Excessive Vibration | Excessive Vibration - EXVIBRTN | Problem | RS
MHVLTDS | Medium/ High Voltage Distribution System | Medium/ High Voltage Distribution System - MHVLTDS | JAMMEDEQ | Jammed Equipment | Jammed Equipment - JAMMEDEQ | Problem | RS
MHVLTDS | Medium/ High Voltage Distribution System | Medium/ High Voltage Distribution System - MHVLTDS | LEAKING | Leaking | Leaking - LEAKING | Problem | RS
MHVLTDS | Medium/ High Voltage Distribution System | Medium/ High Voltage Distribution System - MHVLTDS | LOWPERF | Low Performance | Low Performance - LOWPERF | Problem | RS
MHVLTDS | Medium/ High Voltage Distribution System | Medium/ High Voltage Distribution System - MHVLTDS | NONOPER | Non-Operational | Non-Operational - NONOPER | Problem | RS
MHVLTDS | Medium/ High Voltage Distribution System | Medium/ High Voltage Distribution System - MHVLTDS | PHYDMGE | Physical Damage | Physical Damage - PHYDMGE | Problem | RS
MHVLTDS | Medium/ High Voltage Distribution System | Medium/ High Voltage Distribution System - MHVLTDS | UNSMELL | Unusual Smell | Unusual Smell - UNSMELL | Problem | RS
MHVLTDS | Medium/ High Voltage Distribution System | Medium/ High Voltage Distribution System - MHVLTDS | UNSMOKE | Unusual Smoke | Unusual Smoke - UNSMOKE | Problem | RS
MHVLTDS | Medium/High Voltage Distribution System | Medium/High Voltage Distribution System - MHVLTDS | ABNTEMP | Abnormal Temprature | Abnormal Temprature - ABNTEMP | Problem | RS
MHVLTDS | Medium/High Voltage Distribution System | Medium/High Voltage Distribution System - MHVLTDS | CORROS | Corrosion | Corrosion - CORROS | Problem | RS
MHVLTDS | Medium/High Voltage Distribution System | Medium/High Voltage Distribution System - MHVLTDS | ELECTRIP | Electrical Trip Out | Electrical Trip Out - ELECTRIP | Problem | RS
MHVLTDS | Medium/High Voltage Distribution System | Medium/High Voltage Distribution System - MHVLTDS | EXNOISE | Excessive Noise | Excessive Noise - EXNOISE | Problem | RS
MHVLTDS | Medium/High Voltage Distribution System | Medium/High Voltage Distribution System - MHVLTDS | EXVIBRTN | Excessive Vibration | Excessive Vibration - EXVIBRTN | Problem | RS
MHVLTDS | Medium/High Voltage Distribution System | Medium/High Voltage Distribution System - MHVLTDS | JAMMEDEQ | Jammed Equipment | Jammed Equipment - JAMMEDEQ | Problem | RS
MHVLTDS | Medium/High Voltage Distribution System | Medium/High Voltage Distribution System - MHVLTDS | LEAKING | Leaking | Leaking - LEAKING | Problem | RS
MHVLTDS | Medium/High Voltage Distribution System | Medium/High Voltage Distribution System - MHVLTDS | LOWPERF | Low Performance | Low Performance - LOWPERF | Problem | RS
MHVLTDS | Medium/High Voltage Distribution System | Medium/High Voltage Distribution System - MHVLTDS | NONOPER | Non-Operational | Non-Operational - NONOPER | Problem | RS
MHVLTDS | Medium/High Voltage Distribution System | Medium/High Voltage Distribution System - MHVLTDS | PHYDMGE | Physical Damage | Physical Damage - PHYDMGE | Problem | RS
MHVLTDS | Medium/High Voltage Distribution System | Medium/High Voltage Distribution System - MHVLTDS | UNSMELL | Unusual Smell | Unusual Smell - UNSMELL | Problem | RS
MHVLTDS | Medium/High Voltage Distribution System | Medium/High Voltage Distribution System - MHVLTDS | UNSMOKE | Unusual Smoke | Unusual Smoke - UNSMOKE | Problem | RS
MHVLTDS | Medium/ High Voltage Distribution System | Medium/ High Voltage Distribution System - MHVLTDS | HVPCDET | High Voltage Power Cables Deteriorated | High Voltage Power Cables Deteriorated - HVPCDET | Failure | RS
MHVLTDS | Medium/High Voltage Distribution System | Medium/High Voltage Distribution System - MHVLTDS | HVPCDET | High Voltage Power Cables Deteriorated | High Voltage Power Cables Deteriorated - HVPCDET | Failure | RS
MHVLTDS | Medium/ High Voltage Distribution System | Medium/ High Voltage Distribution System - MHVLTDS | ACCIDENT | Accident | Accident - ACCIDENT | Cause | RS
MHVLTDS | Medium/ High Voltage Distribution System | Medium/ High Voltage Distribution System - MHVLTDS | ACCWEAR | Accelerated Wear | Accelerated Wear - ACCWEAR | Cause | RS
MHVLTDS | Medium/ High Voltage Distribution System | Medium/ High Voltage Distribution System - MHVLTDS | ACTGOD | Weather condition/Forces of nature or Act of God | Weather condition/Forces of nature or Act of God - ACTGOD | Cause | RS
MHVLTDS | Medium/ High Voltage Distribution System | Medium/ High Voltage Distribution System - MHVLTDS | CONTAM | Contamination | Contamination - CONTAM | Cause | RS
MHVLTDS | Medium/ High Voltage Distribution System | Medium/ High Voltage Distribution System - MHVLTDS | DEFASSET | Defective Asset | Defective Asset - DEFASSET | Cause | RS
MHVLTDS | Medium/ High Voltage Distribution System | Medium/ High Voltage Distribution System - MHVLTDS | EXLOAD | Excessive Load | Excessive Load - EXLOAD | Cause | RS
MHVLTDS | Medium/ High Voltage Distribution System | Medium/ High Voltage Distribution System - MHVLTDS | IMPRMNT | Improper Maintenance | Improper Maintenance - IMPRMNT | Cause | RS
MHVLTDS | Medium/ High Voltage Distribution System | Medium/ High Voltage Distribution System - MHVLTDS | INSLUBR | Insufficient Lubrication | Insufficient Lubrication - INSLUBR | Cause | RS
MHVLTDS | Medium/ High Voltage Distribution System | Medium/ High Voltage Distribution System - MHVLTDS | LACKTRN | Lack of/ Inadequate Training | Lack of/ Inadequate Training - LACKTRN | Cause | RS
MHVLTDS | Medium/ High Voltage Distribution System | Medium/ High Voltage Distribution System - MHVLTDS | MISSCMP | Loose/ Missing Component | Loose/ Missing Component - MISSCMP | Cause | RS
MHVLTDS | Medium/ High Voltage Distribution System | Medium/ High Voltage Distribution System - MHVLTDS | NRMWEAR | Normal Wear | Normal Wear - NRMWEAR | Cause | RS
MHVLTDS | Medium/ High Voltage Distribution System | Medium/ High Voltage Distribution System - MHVLTDS | OTHER | Other (specify) | Other (specify) - OTHER | Cause | RS
MHVLTDS | Medium/ High Voltage Distribution System | Medium/ High Voltage Distribution System - MHVLTDS | PRINSTAL | Poor Installation | Poor Installation - PRINSTAL | Cause | RS
MHVLTDS | Medium/ High Voltage Distribution System | Medium/ High Voltage Distribution System - MHVLTDS | PROCISSU | Procedure Issue | Procedure Issue - PROCISSU | Cause | RS
MHVLTDS | Medium/ High Voltage Distribution System | Medium/ High Voltage Distribution System - MHVLTDS | UTLFAIL | Utility Failure | Utility Failure - UTLFAIL | Cause | RS
MHVLTDS | Medium/ High Voltage Distribution System | Medium/ High Voltage Distribution System - MHVLTDS | VNDLSM | Vandalism | Vandalism - VNDLSM | Cause | RS
MHVLTDS | Medium/ High Voltage Distribution System | Medium/ High Voltage Distribution System - MHVLTDS | WORNCMPT | Defective/ Worn Component | Defective/ Worn Component - WORNCMPT | Cause | RS
MHVLTDS | Medium/High Voltage Distribution System | Medium/High Voltage Distribution System - MHVLTDS | ACCIDENT | Accident | Accident - ACCIDENT | Cause | RS
MHVLTDS | Medium/High Voltage Distribution System | Medium/High Voltage Distribution System - MHVLTDS | ACCWEAR | Accelerated Wear | Accelerated Wear - ACCWEAR | Cause | RS
MHVLTDS | Medium/High Voltage Distribution System | Medium/High Voltage Distribution System - MHVLTDS | ACTGOD | Weather condition/Forces of nature or Act of God | Weather condition/Forces of nature or Act of God - ACTGOD | Cause | RS
MHVLTDS | Medium/High Voltage Distribution System | Medium/High Voltage Distribution System - MHVLTDS | CONTAM | Contamination | Contamination - CONTAM | Cause | RS
MHVLTDS | Medium/High Voltage Distribution System | Medium/High Voltage Distribution System - MHVLTDS | DEFASSET | Defective Asset | Defective Asset - DEFASSET | Cause | RS
MHVLTDS | Medium/High Voltage Distribution System | Medium/High Voltage Distribution System - MHVLTDS | EXLOAD | Excessive Load | Excessive Load - EXLOAD | Cause | RS
MHVLTDS | Medium/High Voltage Distribution System | Medium/High Voltage Distribution System - MHVLTDS | IMPRMNT | Improper Maintenance | Improper Maintenance - IMPRMNT | Cause | RS
MHVLTDS | Medium/High Voltage Distribution System | Medium/High Voltage Distribution System - MHVLTDS | INSLUBR | Insufficient Lubrication | Insufficient Lubrication - INSLUBR | Cause | RS
MHVLTDS | Medium/High Voltage Distribution System | Medium/High Voltage Distribution System - MHVLTDS | LACKTRN | Lack of/ Inadequate Training | Lack of/ Inadequate Training - LACKTRN | Cause | RS
MHVLTDS | Medium/High Voltage Distribution System | Medium/High Voltage Distribution System - MHVLTDS | MISSCMP | Loose/ Missing Component | Loose/ Missing Component - MISSCMP | Cause | RS
MHVLTDS | Medium/High Voltage Distribution System | Medium/High Voltage Distribution System - MHVLTDS | NRMWEAR | Normal Wear | Normal Wear - NRMWEAR | Cause | RS
MHVLTDS | Medium/High Voltage Distribution System | Medium/High Voltage Distribution System - MHVLTDS | OTHER | Other (specify) | Other (specify) - OTHER | Cause | RS
MHVLTDS | Medium/High Voltage Distribution System | Medium/High Voltage Distribution System - MHVLTDS | PRINSTAL | Poor Installation | Poor Installation - PRINSTAL | Cause | RS
MHVLTDS | Medium/High Voltage Distribution System | Medium/High Voltage Distribution System - MHVLTDS | PROCISSU | Procedure Issue | Procedure Issue - PROCISSU | Cause | RS
MHVLTDS | Medium/High Voltage Distribution System | Medium/High Voltage Distribution System - MHVLTDS | UTLFAIL | Utility Failure | Utility Failure - UTLFAIL | Cause | RS
MHVLTDS | Medium/High Voltage Distribution System | Medium/High Voltage Distribution System - MHVLTDS | VNDLSM | Vandalism | Vandalism - VNDLSM | Cause | RS
MHVLTDS | Medium/High Voltage Distribution System | Medium/High Voltage Distribution System - MHVLTDS | WORNCMPT | Defective/ Worn Component | Defective/ Worn Component - WORNCMPT | Cause | RS
MHVLTDS | Medium/ High Voltage Distribution System | Medium/ High Voltage Distribution System - MHVLTDS | ADJUSTD | Adjusted | Adjusted - ADJUSTD | Action | RS
MHVLTDS | Medium/ High Voltage Distribution System | Medium/ High Voltage Distribution System - MHVLTDS | DECOMM | Decommission | Decommission - DECOMM | Action | RS
MHVLTDS | Medium/ High Voltage Distribution System | Medium/ High Voltage Distribution System - MHVLTDS | DECONTME | Decontaminate | Decontaminate - DECONTME | Action | RS
MHVLTDS | Medium/ High Voltage Distribution System | Medium/ High Voltage Distribution System - MHVLTDS | DONOTHIN | Do Nothing | Do Nothing - DONOTHIN | Action | RS
MHVLTDS | Medium/ High Voltage Distribution System | Medium/ High Voltage Distribution System - MHVLTDS | LUBRCTE | Lubricate | Lubricate - LUBRCTE | Action | RS
MHVLTDS | Medium/ High Voltage Distribution System | Medium/ High Voltage Distribution System - MHVLTDS | OTHER | Other (specify) | Other (specify) - OTHER | Action | RS
MHVLTDS | Medium/ High Voltage Distribution System | Medium/ High Voltage Distribution System - MHVLTDS | RECALBRT | Recalibrate | Recalibrate - RECALBRT | Action | RS
MHVLTDS | Medium/ High Voltage Distribution System | Medium/ High Voltage Distribution System - MHVLTDS | REMVOBT | Remove Obstruction | Remove Obstruction - REMVOBT | Action | RS
MHVLTDS | Medium/ High Voltage Distribution System | Medium/ High Voltage Distribution System - MHVLTDS | REPCMPT | Repair Component | Repair Component - REPCMPT | Action | RS
MHVLTDS | Medium/ High Voltage Distribution System | Medium/ High Voltage Distribution System - MHVLTDS | REPLASS | Replace Asset | Replace Asset - REPLASS | Action | RS
MHVLTDS | Medium/ High Voltage Distribution System | Medium/ High Voltage Distribution System - MHVLTDS | REPLCMPT | Replace Component | Replace Component - REPLCMPT | Action | RS
MHVLTDS | Medium/ High Voltage Distribution System | Medium/ High Voltage Distribution System - MHVLTDS | REPRASS | Repair Asset | Repair Asset - REPRASS | Action | RS
MHVLTDS | Medium/ High Voltage Distribution System | Medium/ High Voltage Distribution System - MHVLTDS | UPGRADES | Upgrade | Upgrade - UPGRADES | Action | RS
MHVLTDS | Medium/High Voltage Distribution System | Medium/High Voltage Distribution System - MHVLTDS | ADJUSTD | Adjusted | Adjusted - ADJUSTD | Action | RS
MHVLTDS | Medium/High Voltage Distribution System | Medium/High Voltage Distribution System - MHVLTDS | DECOMM | Decommission | Decommission - DECOMM | Action | RS
MHVLTDS | Medium/High Voltage Distribution System | Medium/High Voltage Distribution System - MHVLTDS | DECONTME | Decontaminate | Decontaminate - DECONTME | Action | RS
MHVLTDS | Medium/High Voltage Distribution System | Medium/High Voltage Distribution System - MHVLTDS | DONOTHIN | Do Nothing | Do Nothing - DONOTHIN | Action | RS
MHVLTDS | Medium/High Voltage Distribution System | Medium/High Voltage Distribution System - MHVLTDS | LUBRCTE | Lubricate | Lubricate - LUBRCTE | Action | RS
MHVLTDS | Medium/High Voltage Distribution System | Medium/High Voltage Distribution System - MHVLTDS | OTHER | Other (specify) | Other (specify) - OTHER | Action | RS
MHVLTDS | Medium/High Voltage Distribution System | Medium/High Voltage Distribution System - MHVLTDS | RECALBRT | Recalibrate | Recalibrate - RECALBRT | Action | RS
MHVLTDS | Medium/High Voltage Distribution System | Medium/High Voltage Distribution System - MHVLTDS | REMVOBT | Remove Obstruction | Remove Obstruction - REMVOBT | Action | RS
MHVLTDS | Medium/High Voltage Distribution System | Medium/High Voltage Distribution System - MHVLTDS | REPCMPT | Repair Component | Repair Component - REPCMPT | Action | RS
MHVLTDS | Medium/High Voltage Distribution System | Medium/High Voltage Distribution System - MHVLTDS | REPLASS | Replace Asset | Replace Asset - REPLASS | Action | RS
MHVLTDS | Medium/High Voltage Distribution System | Medium/High Voltage Distribution System - MHVLTDS | REPLCMPT | Replace Component | Replace Component - REPLCMPT | Action | RS
MHVLTDS | Medium/High Voltage Distribution System | Medium/High Voltage Distribution System - MHVLTDS | REPRASS | Repair Asset | Repair Asset - REPRASS | Action | RS
MHVLTDS | Medium/High Voltage Distribution System | Medium/High Voltage Distribution System - MHVLTDS | UPGRADES | Upgrade | Upgrade - UPGRADES | Action | RS
MHVLTTRS | Medium/High Voltage Transformer | Medium/High Voltage Transformer - MHVLTTRS | ABNTEMP | Abnormal Temprature | Abnormal Temprature - ABNTEMP | Problem | RS
MHVLTTRS | Medium/High Voltage Transformer | Medium/High Voltage Transformer - MHVLTTRS | CORROS | Corrosion | Corrosion - CORROS | Problem | RS
MHVLTTRS | Medium/High Voltage Transformer | Medium/High Voltage Transformer - MHVLTTRS | ELECTRIP | Electrical Trip Out | Electrical Trip Out - ELECTRIP | Problem | RS
MHVLTTRS | Medium/High Voltage Transformer | Medium/High Voltage Transformer - MHVLTTRS | EXNOISE | Excessive Noise | Excessive Noise - EXNOISE | Problem | RS
MHVLTTRS | Medium/High Voltage Transformer | Medium/High Voltage Transformer - MHVLTTRS | EXVIBRTN | Excessive Vibration | Excessive Vibration - EXVIBRTN | Problem | RS
MHVLTTRS | Medium/High Voltage Transformer | Medium/High Voltage Transformer - MHVLTTRS | JAMMEDEQ | Jammed Equipment | Jammed Equipment - JAMMEDEQ | Problem | RS
MHVLTTRS | Medium/High Voltage Transformer | Medium/High Voltage Transformer - MHVLTTRS | LEAKING | Leaking | Leaking - LEAKING | Problem | RS
MHVLTTRS | Medium/High Voltage Transformer | Medium/High Voltage Transformer - MHVLTTRS | LOWPERF | Low Performance | Low Performance - LOWPERF | Problem | RS
MHVLTTRS | Medium/High Voltage Transformer | Medium/High Voltage Transformer - MHVLTTRS | NONOPER | Non-Operational | Non-Operational - NONOPER | Problem | RS
MHVLTTRS | Medium/High Voltage Transformer | Medium/High Voltage Transformer - MHVLTTRS | PHYDMGE | Physical Damage | Physical Damage - PHYDMGE | Problem | RS
MHVLTTRS | Medium/High Voltage Transformer | Medium/High Voltage Transformer - MHVLTTRS | PWROUT1 | Power Outage | Power Outage - PWROUT1 | Problem | RS
MHVLTTRS | Medium/High Voltage Transformer | Medium/High Voltage Transformer - MHVLTTRS | UNSMELL | Unusual Smell | Unusual Smell - UNSMELL | Problem | RS
MHVLTTRS | Medium/High Voltage Transformer | Medium/High Voltage Transformer - MHVLTTRS | UNSMOKE | Unusual Smoke | Unusual Smoke - UNSMOKE | Problem | RS
MHVLTTRS | Medium/High Voltage Transformer | Medium/High Voltage Transformer - MHVLTTRS | DEFETR4 | Defected Transformer | Defected Transformer - DEFETR4 | Failure | RS
MHVLTTRS | Medium/High Voltage Transformer | Medium/High Voltage Transformer - MHVLTTRS | MHVTCDET | Medium/High Voltage Transformer Cooling System Deteriorated | Medium/High Voltage Transformer Cooling System Deteriorated - MHVTCDET | Failure | RS
MHVLTTRS | Medium/High Voltage Transformer | Medium/High Voltage Transformer - MHVLTTRS | MHVTDET | Medium/High Voltage Transformer Deteriorated | Medium/High Voltage Transformer Deteriorated - MHVTDET | Failure | RS
MHVLTTRS | Medium/High Voltage Transformer | Medium/High Voltage Transformer - MHVLTTRS | MHVTHFL | Medium/High Voltage Transformer High Temperature Shutdown Circuit Failed | Medium/High Voltage Transformer High Temperature Shutdown Circuit Failed - MHVTHFL | Failure | RS
MHVLTTRS | Medium/High Voltage Transformer | Medium/High Voltage Transformer - MHVLTTRS | MHVTOCNT | Medium/High Voltage Transformer Oil Contaminated | Medium/High Voltage Transformer Oil Contaminated - MHVTOCNT | Failure | RS
MHVLTTRS | Medium/High Voltage Transformer | Medium/High Voltage Transformer - MHVLTTRS | ACCIDENT | Accident | Accident - ACCIDENT | Cause | RS
MHVLTTRS | Medium/High Voltage Transformer | Medium/High Voltage Transformer - MHVLTTRS | ACCWEAR | Accelerated Wear | Accelerated Wear - ACCWEAR | Cause | RS
MHVLTTRS | Medium/High Voltage Transformer | Medium/High Voltage Transformer - MHVLTTRS | ACTGOD | Weather condition/Forces of nature or Act of God | Weather condition/Forces of nature or Act of God - ACTGOD | Cause | RS
MHVLTTRS | Medium/High Voltage Transformer | Medium/High Voltage Transformer - MHVLTTRS | CONTAM | Contamination | Contamination - CONTAM | Cause | RS
MHVLTTRS | Medium/High Voltage Transformer | Medium/High Voltage Transformer - MHVLTTRS | DEFASSET | Defective Asset | Defective Asset - DEFASSET | Cause | RS
MHVLTTRS | Medium/High Voltage Transformer | Medium/High Voltage Transformer - MHVLTTRS | ELECFA43 | Electrical Fault | Electrical Fault - ELECFA43 | Cause | RS
MHVLTTRS | Medium/High Voltage Transformer | Medium/High Voltage Transformer - MHVLTTRS | EXLOAD | Excessive Load | Excessive Load - EXLOAD | Cause | RS
MHVLTTRS | Medium/High Voltage Transformer | Medium/High Voltage Transformer - MHVLTTRS | IMPRMNT | Improper Maintenance | Improper Maintenance - IMPRMNT | Cause | RS
MHVLTTRS | Medium/High Voltage Transformer | Medium/High Voltage Transformer - MHVLTTRS | INSLUBR | Insufficient Lubrication | Insufficient Lubrication - INSLUBR | Cause | RS
MHVLTTRS | Medium/High Voltage Transformer | Medium/High Voltage Transformer - MHVLTTRS | LACKTRN | Lack of/ Inadequate Training | Lack of/ Inadequate Training - LACKTRN | Cause | RS
MHVLTTRS | Medium/High Voltage Transformer | Medium/High Voltage Transformer - MHVLTTRS | MISSCMP | Loose/ Missing Component | Loose/ Missing Component - MISSCMP | Cause | RS
MHVLTTRS | Medium/High Voltage Transformer | Medium/High Voltage Transformer - MHVLTTRS | NRMWEAR | Normal Wear | Normal Wear - NRMWEAR | Cause | RS
MHVLTTRS | Medium/High Voltage Transformer | Medium/High Voltage Transformer - MHVLTTRS | OTHER | Other (specify) | Other (specify) - OTHER | Cause | RS
MHVLTTRS | Medium/High Voltage Transformer | Medium/High Voltage Transformer - MHVLTTRS | PRINSTAL | Poor Installation | Poor Installation - PRINSTAL | Cause | RS
MHVLTTRS | Medium/High Voltage Transformer | Medium/High Voltage Transformer - MHVLTTRS | PROCISSU | Procedure Issue | Procedure Issue - PROCISSU | Cause | RS
MHVLTTRS | Medium/High Voltage Transformer | Medium/High Voltage Transformer - MHVLTTRS | UTLFAIL | Utility Failure | Utility Failure - UTLFAIL | Cause | RS
MHVLTTRS | Medium/High Voltage Transformer | Medium/High Voltage Transformer - MHVLTTRS | VNDLSM | Vandalism | Vandalism - VNDLSM | Cause | RS
MHVLTTRS | Medium/High Voltage Transformer | Medium/High Voltage Transformer - MHVLTTRS | WORNCMPT | Defective/ Worn Component | Defective/ Worn Component - WORNCMPT | Cause | RS
MHVLTTRS | Medium/High Voltage Transformer | Medium/High Voltage Transformer - MHVLTTRS | ADJUSTD | Adjusted | Adjusted - ADJUSTD | Action | RS
MHVLTTRS | Medium/High Voltage Transformer | Medium/High Voltage Transformer - MHVLTTRS | CALCONT | Call Contractor | Call Contractor - CALCONT | Action | RS
MHVLTTRS | Medium/High Voltage Transformer | Medium/High Voltage Transformer - MHVLTTRS | DECOMM | Decommission | Decommission - DECOMM | Action | RS
MHVLTTRS | Medium/High Voltage Transformer | Medium/High Voltage Transformer - MHVLTTRS | DECONTME | Decontaminate | Decontaminate - DECONTME | Action | RS
MHVLTTRS | Medium/High Voltage Transformer | Medium/High Voltage Transformer - MHVLTTRS | DONOTHIN | Do Nothing | Do Nothing - DONOTHIN | Action | RS
MHVLTTRS | Medium/High Voltage Transformer | Medium/High Voltage Transformer - MHVLTTRS | LUBRCTE | Lubricate | Lubricate - LUBRCTE | Action | RS
MHVLTTRS | Medium/High Voltage Transformer | Medium/High Voltage Transformer - MHVLTTRS | OTHER | Other (specify) | Other (specify) - OTHER | Action | RS
MHVLTTRS | Medium/High Voltage Transformer | Medium/High Voltage Transformer - MHVLTTRS | RECALBRT | Recalibrate | Recalibrate - RECALBRT | Action | RS
MHVLTTRS | Medium/High Voltage Transformer | Medium/High Voltage Transformer - MHVLTTRS | REMVOBT | Remove Obstruction | Remove Obstruction - REMVOBT | Action | RS
MHVLTTRS | Medium/High Voltage Transformer | Medium/High Voltage Transformer - MHVLTTRS | REPCMPT | Repair Component | Repair Component - REPCMPT | Action | RS
MHVLTTRS | Medium/High Voltage Transformer | Medium/High Voltage Transformer - MHVLTTRS | REPLASS | Replace Asset | Replace Asset - REPLASS | Action | RS
MHVLTTRS | Medium/High Voltage Transformer | Medium/High Voltage Transformer - MHVLTTRS | REPLCMPT | Replace Component | Replace Component - REPLCMPT | Action | RS
MHVLTTRS | Medium/High Voltage Transformer | Medium/High Voltage Transformer - MHVLTTRS | REPLTRA | Replace Transformer | Replace Transformer - REPLTRA | Action | RS
MHVLTTRS | Medium/High Voltage Transformer | Medium/High Voltage Transformer - MHVLTTRS | REPRASS | Repair Asset | Repair Asset - REPRASS | Action | RS
MHVLTTRS | Medium/High Voltage Transformer | Medium/High Voltage Transformer - MHVLTTRS | UPGRADES | Upgrade | Upgrade - UPGRADES | Action | RS
MIXER | Mixer | Mixer - MIXER | ABNTEMP | Abnormal Temprature | Abnormal Temprature - ABNTEMP | Problem | RS
MIXER | Mixer | Mixer - MIXER | CORROS | Corrosion | Corrosion - CORROS | Problem | RS
MIXER | Mixer | Mixer - MIXER | ELECTRIP | Electrical Trip Out | Electrical Trip Out - ELECTRIP | Problem | RS
MIXER | Mixer | Mixer - MIXER | EXNOISE | Excessive Noise | Excessive Noise - EXNOISE | Problem | RS
MIXER | Mixer | Mixer - MIXER | EXVIBRTN | Excessive Vibration | Excessive Vibration - EXVIBRTN | Problem | RS
MIXER | Mixer | Mixer - MIXER | JAMMEDEQ | Jammed Equipment | Jammed Equipment - JAMMEDEQ | Problem | RS
MIXER | Mixer | Mixer - MIXER | LEAKING | Leaking | Leaking - LEAKING | Problem | RS
MIXER | Mixer | Mixer - MIXER | LOWPERF | Low Performance | Low Performance - LOWPERF | Problem | RS
MIXER | Mixer | Mixer - MIXER | NONOPER | Non-Operational | Non-Operational - NONOPER | Problem | RS
MIXER | Mixer | Mixer - MIXER | PHYDMGE | Physical Damage | Physical Damage - PHYDMGE | Problem | RS
MIXER | Mixer | Mixer - MIXER | UNSMELL | Unusual Smell | Unusual Smell - UNSMELL | Problem | RS
MIXER | Mixer | Mixer - MIXER | UNSMOKE | Unusual Smoke | Unusual Smoke - UNSMOKE | Problem | RS
MIXER | Mixer | Mixer - MIXER | MXRFAIL | Mixer failed | Mixer failed - MXRFAIL | Failure | RS
MIXER | Mixer | Mixer - MIXER | ACCIDENT | Accident | Accident - ACCIDENT | Cause | RS
MIXER | Mixer | Mixer - MIXER | ACCWEAR | Accelerated Wear | Accelerated Wear - ACCWEAR | Cause | RS
MIXER | Mixer | Mixer - MIXER | ACTGOD | Weather condition/Forces of nature or Act of God | Weather condition/Forces of nature or Act of God - ACTGOD | Cause | RS
MIXER | Mixer | Mixer - MIXER | CONTAM | Contamination | Contamination - CONTAM | Cause | RS
MIXER | Mixer | Mixer - MIXER | DEFASSET | Defective Asset | Defective Asset - DEFASSET | Cause | RS
MIXER | Mixer | Mixer - MIXER | EXLOAD | Excessive Load | Excessive Load - EXLOAD | Cause | RS
MIXER | Mixer | Mixer - MIXER | IMPRMNT | Improper Maintenance | Improper Maintenance - IMPRMNT | Cause | RS
MIXER | Mixer | Mixer - MIXER | INSLUBR | Insufficient Lubrication | Insufficient Lubrication - INSLUBR | Cause | RS
MIXER | Mixer | Mixer - MIXER | LACKTRN | Lack of/ Inadequate Training | Lack of/ Inadequate Training - LACKTRN | Cause | RS
MIXER | Mixer | Mixer - MIXER | MISSCMP | Loose/ Missing Component | Loose/ Missing Component - MISSCMP | Cause | RS
MIXER | Mixer | Mixer - MIXER | NRMWEAR | Normal Wear | Normal Wear - NRMWEAR | Cause | RS
MIXER | Mixer | Mixer - MIXER | OTHER | Other (specify) | Other (specify) - OTHER | Cause | RS
MIXER | Mixer | Mixer - MIXER | PRINSTAL | Poor Installation | Poor Installation - PRINSTAL | Cause | RS
MIXER | Mixer | Mixer - MIXER | PROCISSU | Procedure Issue | Procedure Issue - PROCISSU | Cause | RS
MIXER | Mixer | Mixer - MIXER | UTLFAIL | Utility Failure | Utility Failure - UTLFAIL | Cause | RS
MIXER | Mixer | Mixer - MIXER | VNDLSM | Vandalism | Vandalism - VNDLSM | Cause | RS
MIXER | Mixer | Mixer - MIXER | WORNCMPT | Defective/ Worn Component | Defective/ Worn Component - WORNCMPT | Cause | RS
MIXER | Mixer | Mixer - MIXER | ADJUSTD | Adjusted | Adjusted - ADJUSTD | Action | RS
MIXER | Mixer | Mixer - MIXER | DECOMM | Decommission | Decommission - DECOMM | Action | RS
MIXER | Mixer | Mixer - MIXER | DECONTME | Decontaminate | Decontaminate - DECONTME | Action | RS
MIXER | Mixer | Mixer - MIXER | DONOTHIN | Do Nothing | Do Nothing - DONOTHIN | Action | RS
MIXER | Mixer | Mixer - MIXER | LUBRCTE | Lubricate | Lubricate - LUBRCTE | Action | RS
MIXER | Mixer | Mixer - MIXER | OTHER | Other (specify) | Other (specify) - OTHER | Action | RS
MIXER | Mixer | Mixer - MIXER | RECALBRT | Recalibrate | Recalibrate - RECALBRT | Action | RS
MIXER | Mixer | Mixer - MIXER | REMVOBT | Remove Obstruction | Remove Obstruction - REMVOBT | Action | RS
MIXER | Mixer | Mixer - MIXER | REPCMPT | Repair Component | Repair Component - REPCMPT | Action | RS
MIXER | Mixer | Mixer - MIXER | REPLASS | Replace Asset | Replace Asset - REPLASS | Action | RS
MIXER | Mixer | Mixer - MIXER | REPLCMPT | Replace Component | Replace Component - REPLCMPT | Action | RS
MIXER | Mixer | Mixer - MIXER | REPRASS | Repair Asset | Repair Asset - REPRASS | Action | RS
MIXER | Mixer | Mixer - MIXER | UPGRADES | Upgrade | Upgrade - UPGRADES | Action | RS
MNHOL | Manhole | Manhole - MNHOL | ABNTEMP | Abnormal Temprature | Abnormal Temprature - ABNTEMP | Problem | RS
MNHOL | Manhole | Manhole - MNHOL | CORROS | Corrosion | Corrosion - CORROS | Problem | RS
MNHOL | Manhole | Manhole - MNHOL | ELECTRIP | Electrical Trip Out | Electrical Trip Out - ELECTRIP | Problem | RS
MNHOL | Manhole | Manhole - MNHOL | EXNOISE | Excessive Noise | Excessive Noise - EXNOISE | Problem | RS
MNHOL | Manhole | Manhole - MNHOL | EXVIBRTN | Excessive Vibration | Excessive Vibration - EXVIBRTN | Problem | RS
MNHOL | Manhole | Manhole - MNHOL | JAMMEDEQ | Jammed Equipment | Jammed Equipment - JAMMEDEQ | Problem | RS
MNHOL | Manhole | Manhole - MNHOL | LEAKING | Leaking | Leaking - LEAKING | Problem | RS
MNHOL | Manhole | Manhole - MNHOL | LOWPERF | Low Performance | Low Performance - LOWPERF | Problem | RS
MNHOL | Manhole | Manhole - MNHOL | NONOPER | Non-Operational | Non-Operational - NONOPER | Problem | RS
MNHOL | Manhole | Manhole - MNHOL | PHYDMGE | Physical Damage | Physical Damage - PHYDMGE | Problem | RS
MNHOL | Manhole | Manhole - MNHOL | UNSMELL | Unusual Smell | Unusual Smell - UNSMELL | Problem | RS
MNHOL | Manhole | Manhole - MNHOL | UNSMOKE | Unusual Smoke | Unusual Smoke - UNSMOKE | Problem | RS
MNHOL | Manhole | Manhole - MNHOL | MHCRDET | Manhole cover and ring deteriorated | Manhole cover and ring deteriorated - MHCRDET | Failure | RS
MNHOL | Manhole | Manhole - MNHOL | ACCIDENT | Accident | Accident - ACCIDENT | Cause | RS
MNHOL | Manhole | Manhole - MNHOL | ACCWEAR | Accelerated Wear | Accelerated Wear - ACCWEAR | Cause | RS
MNHOL | Manhole | Manhole - MNHOL | ACTGOD | Weather condition/Forces of nature or Act of God | Weather condition/Forces of nature or Act of God - ACTGOD | Cause | RS
MNHOL | Manhole | Manhole - MNHOL | CONTAM | Contamination | Contamination - CONTAM | Cause | RS
MNHOL | Manhole | Manhole - MNHOL | DEFASSET | Defective Asset | Defective Asset - DEFASSET | Cause | RS
MNHOL | Manhole | Manhole - MNHOL | EXLOAD | Excessive Load | Excessive Load - EXLOAD | Cause | RS
MNHOL | Manhole | Manhole - MNHOL | IMPRMNT | Improper Maintenance | Improper Maintenance - IMPRMNT | Cause | RS
MNHOL | Manhole | Manhole - MNHOL | INSLUBR | Insufficient Lubrication | Insufficient Lubrication - INSLUBR | Cause | RS
MNHOL | Manhole | Manhole - MNHOL | LACKTRN | Lack of/ Inadequate Training | Lack of/ Inadequate Training - LACKTRN | Cause | RS
MNHOL | Manhole | Manhole - MNHOL | MISSCMP | Loose/ Missing Component | Loose/ Missing Component - MISSCMP | Cause | RS
MNHOL | Manhole | Manhole - MNHOL | NRMWEAR | Normal Wear | Normal Wear - NRMWEAR | Cause | RS
MNHOL | Manhole | Manhole - MNHOL | OTHER | Other (specify) | Other (specify) - OTHER | Cause | RS
MNHOL | Manhole | Manhole - MNHOL | PRINSTAL | Poor Installation | Poor Installation - PRINSTAL | Cause | RS
MNHOL | Manhole | Manhole - MNHOL | PROCISSU | Procedure Issue | Procedure Issue - PROCISSU | Cause | RS
MNHOL | Manhole | Manhole - MNHOL | UTLFAIL | Utility Failure | Utility Failure - UTLFAIL | Cause | RS
MNHOL | Manhole | Manhole - MNHOL | VNDLSM | Vandalism | Vandalism - VNDLSM | Cause | RS
MNHOL | Manhole | Manhole - MNHOL | WORNCMPT | Defective/ Worn Component | Defective/ Worn Component - WORNCMPT | Cause | RS
MNHOL | Manhole | Manhole - MNHOL | ADJUSTD | Adjusted | Adjusted - ADJUSTD | Action | RS
MNHOL | Manhole | Manhole - MNHOL | DECOMM | Decommission | Decommission - DECOMM | Action | RS
MNHOL | Manhole | Manhole - MNHOL | DECONTME | Decontaminate | Decontaminate - DECONTME | Action | RS
MNHOL | Manhole | Manhole - MNHOL | DONOTHIN | Do Nothing | Do Nothing - DONOTHIN | Action | RS
MNHOL | Manhole | Manhole - MNHOL | LUBRCTE | Lubricate | Lubricate - LUBRCTE | Action | RS
MNHOL | Manhole | Manhole - MNHOL | OTHER | Other (specify) | Other (specify) - OTHER | Action | RS
MNHOL | Manhole | Manhole - MNHOL | RECALBRT | Recalibrate | Recalibrate - RECALBRT | Action | RS
MNHOL | Manhole | Manhole - MNHOL | REMVOBT | Remove Obstruction | Remove Obstruction - REMVOBT | Action | RS
MNHOL | Manhole | Manhole - MNHOL | REPCMPT | Repair Component | Repair Component - REPCMPT | Action | RS
MNHOL | Manhole | Manhole - MNHOL | REPLASS | Replace Asset | Replace Asset - REPLASS | Action | RS
MNHOL | Manhole | Manhole - MNHOL | REPLCMPT | Replace Component | Replace Component - REPLCMPT | Action | RS
MNHOL | Manhole | Manhole - MNHOL | REPRASS | Repair Asset | Repair Asset - REPRASS | Action | RS
MNHOL | Manhole | Manhole - MNHOL | UPGRADES | Upgrade | Upgrade - UPGRADES | Action | RS
MTRCONTC | Motor Control Centers (MCC) | Motor Control Centers (MCC) - MTRCONTC | ABNTEMP | Abnormal Temprature | Abnormal Temprature - ABNTEMP | Problem | RS
MTRCONTC | Motor Control Centers (MCC) | Motor Control Centers (MCC) - MTRCONTC | CORROS | Corrosion | Corrosion - CORROS | Problem | RS
MTRCONTC | Motor Control Centers (MCC) | Motor Control Centers (MCC) - MTRCONTC | ELECTRIP | Electrical Trip Out | Electrical Trip Out - ELECTRIP | Problem | RS
MTRCONTC | Motor Control Centers (MCC) | Motor Control Centers (MCC) - MTRCONTC | EXNOISE | Excessive Noise | Excessive Noise - EXNOISE | Problem | RS
MTRCONTC | Motor Control Centers (MCC) | Motor Control Centers (MCC) - MTRCONTC | EXVIBRTN | Excessive Vibration | Excessive Vibration - EXVIBRTN | Problem | RS
MTRCONTC | Motor Control Centers (MCC) | Motor Control Centers (MCC) - MTRCONTC | JAMMEDEQ | Jammed Equipment | Jammed Equipment - JAMMEDEQ | Problem | RS
MTRCONTC | Motor Control Centers (MCC) | Motor Control Centers (MCC) - MTRCONTC | LEAKING | Leaking | Leaking - LEAKING | Problem | RS
MTRCONTC | Motor Control Centers (MCC) | Motor Control Centers (MCC) - MTRCONTC | LOWPERF | Low Performance | Low Performance - LOWPERF | Problem | RS
MTRCONTC | Motor Control Centers (MCC) | Motor Control Centers (MCC) - MTRCONTC | NONOPER | Non-Operational | Non-Operational - NONOPER | Problem | RS
MTRCONTC | Motor Control Centers (MCC) | Motor Control Centers (MCC) - MTRCONTC | OTOPEC9 | Other (Specify) | Other (Specify) - OTOPEC9 | Problem | RS
MTRCONTC | Motor Control Centers (MCC) | Motor Control Centers (MCC) - MTRCONTC | PHYDMGE | Physical Damage | Physical Damage - PHYDMGE | Problem | RS
MTRCONTC | Motor Control Centers (MCC) | Motor Control Centers (MCC) - MTRCONTC | PWOUTNP1 | Power Outage /No Power | Power Outage /No Power - PWOUTNP1 | Problem | RS
MTRCONTC | Motor Control Centers (MCC) | Motor Control Centers (MCC) - MTRCONTC | UNSMELL | Unusual Smell | Unusual Smell - UNSMELL | Problem | RS
MTRCONTC | Motor Control Centers (MCC) | Motor Control Centers (MCC) - MTRCONTC | UNSMOKE | Unusual Smoke | Unusual Smoke - UNSMOKE | Problem | RS
MTRCONTC | Motor Control Centers (MCC) | Motor Control Centers (MCC) - MTRCONTC | CNRLFAIL | Control Relay Failed | Control Relay Failed - CNRLFAIL | Failure | RS
MTRCONTC | Motor Control Centers (MCC) | Motor Control Centers (MCC) - MTRCONTC | DEFECN1 | Defected Connector | Defected Connector - DEFECN1 | Failure | RS
MTRCONTC | Motor Control Centers (MCC) | Motor Control Centers (MCC) - MTRCONTC | DEFEFU6 | Defected Fuse | Defected Fuse - DEFEFU6 | Failure | RS
MTRCONTC | Motor Control Centers (MCC) | Motor Control Centers (MCC) - MTRCONTC | DEFESW3 | Defected Switch | Defected Switch - DEFESW3 | Failure | RS
MTRCONTC | Motor Control Centers (MCC) | Motor Control Centers (MCC) - MTRCONTC | MCCDET | Motor Control Center Deteriorated | Motor Control Center Deteriorated - MCCDET | Failure | RS
MTRCONTC | Motor Control Centers (MCC) | Motor Control Centers (MCC) - MTRCONTC | MCCONT | Motor Control Center Contaminated | Motor Control Center Contaminated - MCCONT | Failure | RS
MTRCONTC | Motor Control Centers (MCC) | Motor Control Centers (MCC) - MTRCONTC | OTHERS14 | Other (Specify) | Other (Specify) - OTHERS14 | Failure | RS
MTRCONTC | Motor Control Centers (MCC) | Motor Control Centers (MCC) - MTRCONTC | SSCMFAIL | Solid State Components Failed | Solid State Components Failed - SSCMFAIL | Failure | RS
MTRCONTC | Motor Control Centers (MCC) | Motor Control Centers (MCC) - MTRCONTC | UNDEFU4 | Undersized Fuse | Undersized Fuse - UNDEFU4 | Failure | RS
MTRCONTC | Motor Control Centers (MCC) | Motor Control Centers (MCC) - MTRCONTC | WORNCA1 | Worn Cables | Worn Cables - WORNCA1 | Failure | RS
MTRCONTC | Motor Control Centers (MCC) | Motor Control Centers (MCC) - MTRCONTC | ACCIDENT | Accident | Accident - ACCIDENT | Cause | RS
MTRCONTC | Motor Control Centers (MCC) | Motor Control Centers (MCC) - MTRCONTC | ACCWEAR | Accelerated Wear | Accelerated Wear - ACCWEAR | Cause | RS
MTRCONTC | Motor Control Centers (MCC) | Motor Control Centers (MCC) - MTRCONTC | ACTGOD | Weather condition/Forces of nature or Act of God | Weather condition/Forces of nature or Act of God - ACTGOD | Cause | RS
MTRCONTC | Motor Control Centers (MCC) | Motor Control Centers (MCC) - MTRCONTC | AGING155 | Aging | Aging - AGING155 | Cause | RS
MTRCONTC | Motor Control Centers (MCC) | Motor Control Centers (MCC) - MTRCONTC | AGING165 | Aging | Aging - AGING165 | Cause | RS
MTRCONTC | Motor Control Centers (MCC) | Motor Control Centers (MCC) - MTRCONTC | AGING21 | Aging | Aging - AGING21 | Cause | RS
MTRCONTC | Motor Control Centers (MCC) | Motor Control Centers (MCC) - MTRCONTC | AGING64 | Aging | Aging - AGING64 | Cause | RS
MTRCONTC | Motor Control Centers (MCC) | Motor Control Centers (MCC) - MTRCONTC | CONTAM | Contamination | Contamination - CONTAM | Cause | RS
MTRCONTC | Motor Control Centers (MCC) | Motor Control Centers (MCC) - MTRCONTC | DEFASSET | Defective Asset | Defective Asset - DEFASSET | Cause | RS
MTRCONTC | Motor Control Centers (MCC) | Motor Control Centers (MCC) - MTRCONTC | ELECFA41 | Electrical Fault | Electrical Fault - ELECFA41 | Cause | RS
MTRCONTC | Motor Control Centers (MCC) | Motor Control Centers (MCC) - MTRCONTC | ELECFA75 | Electrical Fault | Electrical Fault - ELECFA75 | Cause | RS
MTRCONTC | Motor Control Centers (MCC) | Motor Control Centers (MCC) - MTRCONTC | ELECFA86 | Electrical Fault | Electrical Fault - ELECFA86 | Cause | RS
MTRCONTC | Motor Control Centers (MCC) | Motor Control Centers (MCC) - MTRCONTC | EXLOAD | Excessive Load | Excessive Load - EXLOAD | Cause | RS
MTRCONTC | Motor Control Centers (MCC) | Motor Control Centers (MCC) - MTRCONTC | IMPRM22 | Improper Maintenance | Improper Maintenance - IMPRM22 | Cause | RS
MTRCONTC | Motor Control Centers (MCC) | Motor Control Centers (MCC) - MTRCONTC | IMPRMNT | Improper Maintenance | Improper Maintenance - IMPRMNT | Cause | RS
MTRCONTC | Motor Control Centers (MCC) | Motor Control Centers (MCC) - MTRCONTC | INSLUBR | Insufficient Lubrication | Insufficient Lubrication - INSLUBR | Cause | RS
MTRCONTC | Motor Control Centers (MCC) | Motor Control Centers (MCC) - MTRCONTC | LACKTRN | Lack of/ Inadequate Training | Lack of/ Inadequate Training - LACKTRN | Cause | RS
MTRCONTC | Motor Control Centers (MCC) | Motor Control Centers (MCC) - MTRCONTC | MISSCMP | Loose/ Missing Component | Loose/ Missing Component - MISSCMP | Cause | RS
MTRCONTC | Motor Control Centers (MCC) | Motor Control Centers (MCC) - MTRCONTC | NRMWEAR | Normal Wear | Normal Wear - NRMWEAR | Cause | RS
MTRCONTC | Motor Control Centers (MCC) | Motor Control Centers (MCC) - MTRCONTC | OTHER | Other (specify) | Other (specify) - OTHER | Cause | RS
MTRCONTC | Motor Control Centers (MCC) | Motor Control Centers (MCC) - MTRCONTC | OTHER25 | Other (Specify) | Other (Specify) - OTHER25 | Cause | RS
MTRCONTC | Motor Control Centers (MCC) | Motor Control Centers (MCC) - MTRCONTC | PRINSTAL | Poor Installation | Poor Installation - PRINSTAL | Cause | RS
MTRCONTC | Motor Control Centers (MCC) | Motor Control Centers (MCC) - MTRCONTC | PROCISSU | Procedure Issue | Procedure Issue - PROCISSU | Cause | RS
MTRCONTC | Motor Control Centers (MCC) | Motor Control Centers (MCC) - MTRCONTC | UTLFAIL | Utility Failure | Utility Failure - UTLFAIL | Cause | RS
MTRCONTC | Motor Control Centers (MCC) | Motor Control Centers (MCC) - MTRCONTC | VNDLSM | Vandalism | Vandalism - VNDLSM | Cause | RS
MTRCONTC | Motor Control Centers (MCC) | Motor Control Centers (MCC) - MTRCONTC | WORNCMPT | Defective/ Worn Component | Defective/ Worn Component - WORNCMPT | Cause | RS
MTRCONTC | Motor Control Centers (MCC) | Motor Control Centers (MCC) - MTRCONTC | ADJUSTD | Adjusted | Adjusted - ADJUSTD | Action | RS
MTRCONTC | Motor Control Centers (MCC) | Motor Control Centers (MCC) - MTRCONTC | CHKMM | Check Manufacturer Manual | Check Manufacturer Manual - CHKMM | Action | RS
MTRCONTC | Motor Control Centers (MCC) | Motor Control Centers (MCC) - MTRCONTC | DECOMM | Decommission | Decommission - DECOMM | Action | RS
MTRCONTC | Motor Control Centers (MCC) | Motor Control Centers (MCC) - MTRCONTC | DECONTME | Decontaminate | Decontaminate - DECONTME | Action | RS
MTRCONTC | Motor Control Centers (MCC) | Motor Control Centers (MCC) - MTRCONTC | DONOTHIN | Do Nothing | Do Nothing - DONOTHIN | Action | RS
MTRCONTC | Motor Control Centers (MCC) | Motor Control Centers (MCC) - MTRCONTC | LUBRCTE | Lubricate | Lubricate - LUBRCTE | Action | RS
MTRCONTC | Motor Control Centers (MCC) | Motor Control Centers (MCC) - MTRCONTC | OTHER | Other (specify) | Other (specify) - OTHER | Action | RS
MTRCONTC | Motor Control Centers (MCC) | Motor Control Centers (MCC) - MTRCONTC | RECALBRT | Recalibrate | Recalibrate - RECALBRT | Action | RS
MTRCONTC | Motor Control Centers (MCC) | Motor Control Centers (MCC) - MTRCONTC | REMVOBT | Remove Obstruction | Remove Obstruction - REMVOBT | Action | RS
MTRCONTC | Motor Control Centers (MCC) | Motor Control Centers (MCC) - MTRCONTC | REPAIR | Repair | Repair - REPAIR | Action | RS
MTRCONTC | Motor Control Centers (MCC) | Motor Control Centers (MCC) - MTRCONTC | REPCMPT | Repair Component | Repair Component - REPCMPT | Action | RS
MTRCONTC | Motor Control Centers (MCC) | Motor Control Centers (MCC) - MTRCONTC | REPLACE | Replace | Replace - REPLACE | Action | RS
MTRCONTC | Motor Control Centers (MCC) | Motor Control Centers (MCC) - MTRCONTC | REPLASS | Replace Asset | Replace Asset - REPLASS | Action | RS
MTRCONTC | Motor Control Centers (MCC) | Motor Control Centers (MCC) - MTRCONTC | REPLCMPT | Replace Component | Replace Component - REPLCMPT | Action | RS
MTRCONTC | Motor Control Centers (MCC) | Motor Control Centers (MCC) - MTRCONTC | REPRASS | Repair Asset | Repair Asset - REPRASS | Action | RS
MTRCONTC | Motor Control Centers (MCC) | Motor Control Centers (MCC) - MTRCONTC | UPGRADES | Upgrade | Upgrade - UPGRADES | Action | RS
MTROVLEA | Motor Operated Valve and Actuator | Motor Operated Valve and Actuator - MTROVLEA | ABNTEMP | Abnormal Temprature | Abnormal Temprature - ABNTEMP | Problem | RS
MTROVLEA | Motor Operated Valve and Actuator | Motor Operated Valve and Actuator - MTROVLEA | CORROS | Corrosion | Corrosion - CORROS | Problem | RS
MTROVLEA | Motor Operated Valve and Actuator | Motor Operated Valve and Actuator - MTROVLEA | ELECTRIP | Electrical Trip Out | Electrical Trip Out - ELECTRIP | Problem | RS
MTROVLEA | Motor Operated Valve and Actuator | Motor Operated Valve and Actuator - MTROVLEA | EXNOISE | Excessive Noise | Excessive Noise - EXNOISE | Problem | RS
MTROVLEA | Motor Operated Valve and Actuator | Motor Operated Valve and Actuator - MTROVLEA | EXVIBRTN | Excessive Vibration | Excessive Vibration - EXVIBRTN | Problem | RS
MTROVLEA | Motor Operated Valve and Actuator | Motor Operated Valve and Actuator - MTROVLEA | JAMMEDEQ | Jammed Equipment | Jammed Equipment - JAMMEDEQ | Problem | RS
MTROVLEA | Motor Operated Valve and Actuator | Motor Operated Valve and Actuator - MTROVLEA | LEAKING | Leaking | Leaking - LEAKING | Problem | RS
MTROVLEA | Motor Operated Valve and Actuator | Motor Operated Valve and Actuator - MTROVLEA | LOWPERF | Low Performance | Low Performance - LOWPERF | Problem | RS
MTROVLEA | Motor Operated Valve and Actuator | Motor Operated Valve and Actuator - MTROVLEA | NONOPER | Non-Operational | Non-Operational - NONOPER | Problem | RS
MTROVLEA | Motor Operated Valve and Actuator | Motor Operated Valve and Actuator - MTROVLEA | PHYDMGE | Physical Damage | Physical Damage - PHYDMGE | Problem | RS
MTROVLEA | Motor Operated Valve and Actuator | Motor Operated Valve and Actuator - MTROVLEA | UNSMELL | Unusual Smell | Unusual Smell - UNSMELL | Problem | RS
MTROVLEA | Motor Operated Valve and Actuator | Motor Operated Valve and Actuator - MTROVLEA | UNSMOKE | Unusual Smoke | Unusual Smoke - UNSMOKE | Problem | RS
MTROVLEA | Motor Operated Valve and Actuator | Motor Operated Valve and Actuator - MTROVLEA | MOVCCONT | Motorized valve components worn or contaminated | Motorized valve components worn or contaminated - MOVCCONT | Failure | RS
MTROVLEA | Motor Operated Valve and Actuator | Motor Operated Valve and Actuator - MTROVLEA | MOVWORN | Valve worn | Valve worn - MOVWORN | Failure | RS
MTROVLEA | Motor Operated Valve and Actuator | Motor Operated Valve and Actuator - MTROVLEA | ACCIDENT | Accident | Accident - ACCIDENT | Cause | RS
MTROVLEA | Motor Operated Valve and Actuator | Motor Operated Valve and Actuator - MTROVLEA | ACCWEAR | Accelerated Wear | Accelerated Wear - ACCWEAR | Cause | RS
MTROVLEA | Motor Operated Valve and Actuator | Motor Operated Valve and Actuator - MTROVLEA | ACTGOD | Weather condition/Forces of nature or Act of God | Weather condition/Forces of nature or Act of God - ACTGOD | Cause | RS
MTROVLEA | Motor Operated Valve and Actuator | Motor Operated Valve and Actuator - MTROVLEA | CONTAM | Contamination | Contamination - CONTAM | Cause | RS
MTROVLEA | Motor Operated Valve and Actuator | Motor Operated Valve and Actuator - MTROVLEA | DEFASSET | Defective Asset | Defective Asset - DEFASSET | Cause | RS
MTROVLEA | Motor Operated Valve and Actuator | Motor Operated Valve and Actuator - MTROVLEA | EXLOAD | Excessive Load | Excessive Load - EXLOAD | Cause | RS
MTROVLEA | Motor Operated Valve and Actuator | Motor Operated Valve and Actuator - MTROVLEA | IMPRMNT | Improper Maintenance | Improper Maintenance - IMPRMNT | Cause | RS
MTROVLEA | Motor Operated Valve and Actuator | Motor Operated Valve and Actuator - MTROVLEA | INSLUBR | Insufficient Lubrication | Insufficient Lubrication - INSLUBR | Cause | RS
MTROVLEA | Motor Operated Valve and Actuator | Motor Operated Valve and Actuator - MTROVLEA | LACKTRN | Lack of/ Inadequate Training | Lack of/ Inadequate Training - LACKTRN | Cause | RS
MTROVLEA | Motor Operated Valve and Actuator | Motor Operated Valve and Actuator - MTROVLEA | MISSCMP | Loose/ Missing Component | Loose/ Missing Component - MISSCMP | Cause | RS
MTROVLEA | Motor Operated Valve and Actuator | Motor Operated Valve and Actuator - MTROVLEA | NRMWEAR | Normal Wear | Normal Wear - NRMWEAR | Cause | RS
MTROVLEA | Motor Operated Valve and Actuator | Motor Operated Valve and Actuator - MTROVLEA | OTHER | Other (specify) | Other (specify) - OTHER | Cause | RS
MTROVLEA | Motor Operated Valve and Actuator | Motor Operated Valve and Actuator - MTROVLEA | PRINSTAL | Poor Installation | Poor Installation - PRINSTAL | Cause | RS
MTROVLEA | Motor Operated Valve and Actuator | Motor Operated Valve and Actuator - MTROVLEA | PROCISSU | Procedure Issue | Procedure Issue - PROCISSU | Cause | RS
MTROVLEA | Motor Operated Valve and Actuator | Motor Operated Valve and Actuator - MTROVLEA | UTLFAIL | Utility Failure | Utility Failure - UTLFAIL | Cause | RS
MTROVLEA | Motor Operated Valve and Actuator | Motor Operated Valve and Actuator - MTROVLEA | VNDLSM | Vandalism | Vandalism - VNDLSM | Cause | RS
MTROVLEA | Motor Operated Valve and Actuator | Motor Operated Valve and Actuator - MTROVLEA | WORNCMPT | Defective/ Worn Component | Defective/ Worn Component - WORNCMPT | Cause | RS
MTROVLEA | Motor Operated Valve and Actuator | Motor Operated Valve and Actuator - MTROVLEA | ADJUSTD | Adjusted | Adjusted - ADJUSTD | Action | RS
MTROVLEA | Motor Operated Valve and Actuator | Motor Operated Valve and Actuator - MTROVLEA | DECOMM | Decommission | Decommission - DECOMM | Action | RS
MTROVLEA | Motor Operated Valve and Actuator | Motor Operated Valve and Actuator - MTROVLEA | DECONTME | Decontaminate | Decontaminate - DECONTME | Action | RS
MTROVLEA | Motor Operated Valve and Actuator | Motor Operated Valve and Actuator - MTROVLEA | DONOTHIN | Do Nothing | Do Nothing - DONOTHIN | Action | RS
MTROVLEA | Motor Operated Valve and Actuator | Motor Operated Valve and Actuator - MTROVLEA | LUBRCTE | Lubricate | Lubricate - LUBRCTE | Action | RS
MTROVLEA | Motor Operated Valve and Actuator | Motor Operated Valve and Actuator - MTROVLEA | OTHER | Other (specify) | Other (specify) - OTHER | Action | RS
MTROVLEA | Motor Operated Valve and Actuator | Motor Operated Valve and Actuator - MTROVLEA | RECALBRT | Recalibrate | Recalibrate - RECALBRT | Action | RS
MTROVLEA | Motor Operated Valve and Actuator | Motor Operated Valve and Actuator - MTROVLEA | REMVOBT | Remove Obstruction | Remove Obstruction - REMVOBT | Action | RS
MTROVLEA | Motor Operated Valve and Actuator | Motor Operated Valve and Actuator - MTROVLEA | REPCMPT | Repair Component | Repair Component - REPCMPT | Action | RS
MTROVLEA | Motor Operated Valve and Actuator | Motor Operated Valve and Actuator - MTROVLEA | REPLASS | Replace Asset | Replace Asset - REPLASS | Action | RS
MTROVLEA | Motor Operated Valve and Actuator | Motor Operated Valve and Actuator - MTROVLEA | REPLCMPT | Replace Component | Replace Component - REPLCMPT | Action | RS
MTROVLEA | Motor Operated Valve and Actuator | Motor Operated Valve and Actuator - MTROVLEA | REPRASS | Repair Asset | Repair Asset - REPRASS | Action | RS
MTROVLEA | Motor Operated Valve and Actuator | Motor Operated Valve and Actuator - MTROVLEA | UPGRADES | Upgrade | Upgrade - UPGRADES | Action | RS
OHDDR | Overhead Door | Overhead Door - OHDDR | ABNTEMP | Abnormal Temprature | Abnormal Temprature - ABNTEMP | Problem | RS
OHDDR | Overhead Door | Overhead Door - OHDDR | CORROS | Corrosion | Corrosion - CORROS | Problem | RS
OHDDR | Overhead Door | Overhead Door - OHDDR | ELECTRIP | Electrical Trip Out | Electrical Trip Out - ELECTRIP | Problem | RS
OHDDR | Overhead Door | Overhead Door - OHDDR | EXNOISE | Excessive Noise | Excessive Noise - EXNOISE | Problem | RS
OHDDR | Overhead Door | Overhead Door - OHDDR | EXVIBRTN | Excessive Vibration | Excessive Vibration - EXVIBRTN | Problem | RS
OHDDR | Overhead Door | Overhead Door - OHDDR | JAMMEDEQ | Jammed Equipment | Jammed Equipment - JAMMEDEQ | Problem | RS
OHDDR | Overhead Door | Overhead Door - OHDDR | LEAKING | Leaking | Leaking - LEAKING | Problem | RS
OHDDR | Overhead Door | Overhead Door - OHDDR | LOWPERF | Low Performance | Low Performance - LOWPERF | Problem | RS
OHDDR | Overhead Door | Overhead Door - OHDDR | NONOPER | Non-Operational | Non-Operational - NONOPER | Problem | RS
OHDDR | Overhead Door | Overhead Door - OHDDR | PHYDMGE | Physical Damage | Physical Damage - PHYDMGE | Problem | RS
OHDDR | Overhead Door | Overhead Door - OHDDR | UNSMELL | Unusual Smell | Unusual Smell - UNSMELL | Problem | RS
OHDDR | Overhead Door | Overhead Door - OHDDR | UNSMOKE | Unusual Smoke | Unusual Smoke - UNSMOKE | Problem | RS
OHDDR | Overhead Door | Overhead Door - OHDDR | ODRDSDET | Overhead door drive system deteriorated | Overhead door drive system deteriorated - ODRDSDET | Failure | RS
OHDDR | Overhead Door | Overhead Door - OHDDR | ODRMSDET | Overhead door mechanical system deteriorated | Overhead door mechanical system deteriorated - ODRMSDET | Failure | RS
OHDDR | Overhead Door | Overhead Door - OHDDR | ODRSLUB | Overhead door drive system insufficiently lubricated | Overhead door drive system insufficiently lubricated - ODRSLUB | Failure | RS
OHDDR | Overhead Door | Overhead Door - OHDDR | ODRSRDET | Overhead door sensors deteriorated | Overhead door sensors deteriorated - ODRSRDET | Failure | RS
OHDDR | Overhead Door | Overhead Door - OHDDR | ACCIDENT | Accident | Accident - ACCIDENT | Cause | RS
OHDDR | Overhead Door | Overhead Door - OHDDR | ACCWEAR | Accelerated Wear | Accelerated Wear - ACCWEAR | Cause | RS
OHDDR | Overhead Door | Overhead Door - OHDDR | ACTGOD | Weather condition/Forces of nature or Act of God | Weather condition/Forces of nature or Act of God - ACTGOD | Cause | RS
OHDDR | Overhead Door | Overhead Door - OHDDR | CONTAM | Contamination | Contamination - CONTAM | Cause | RS
OHDDR | Overhead Door | Overhead Door - OHDDR | DEFASSET | Defective Asset | Defective Asset - DEFASSET | Cause | RS
OHDDR | Overhead Door | Overhead Door - OHDDR | EXLOAD | Excessive Load | Excessive Load - EXLOAD | Cause | RS
OHDDR | Overhead Door | Overhead Door - OHDDR | IMPRMNT | Improper Maintenance | Improper Maintenance - IMPRMNT | Cause | RS
OHDDR | Overhead Door | Overhead Door - OHDDR | INSLUBR | Insufficient Lubrication | Insufficient Lubrication - INSLUBR | Cause | RS
OHDDR | Overhead Door | Overhead Door - OHDDR | LACKTRN | Lack of/ Inadequate Training | Lack of/ Inadequate Training - LACKTRN | Cause | RS
OHDDR | Overhead Door | Overhead Door - OHDDR | MISSCMP | Loose/ Missing Component | Loose/ Missing Component - MISSCMP | Cause | RS
OHDDR | Overhead Door | Overhead Door - OHDDR | NRMWEAR | Normal Wear | Normal Wear - NRMWEAR | Cause | RS
OHDDR | Overhead Door | Overhead Door - OHDDR | OTHER | Other (specify) | Other (specify) - OTHER | Cause | RS
OHDDR | Overhead Door | Overhead Door - OHDDR | PRINSTAL | Poor Installation | Poor Installation - PRINSTAL | Cause | RS
OHDDR | Overhead Door | Overhead Door - OHDDR | PROCISSU | Procedure Issue | Procedure Issue - PROCISSU | Cause | RS
OHDDR | Overhead Door | Overhead Door - OHDDR | UTLFAIL | Utility Failure | Utility Failure - UTLFAIL | Cause | RS
OHDDR | Overhead Door | Overhead Door - OHDDR | VNDLSM | Vandalism | Vandalism - VNDLSM | Cause | RS
OHDDR | Overhead Door | Overhead Door - OHDDR | WORNCMPT | Defective/ Worn Component | Defective/ Worn Component - WORNCMPT | Cause | RS
OHDDR | Overhead Door | Overhead Door - OHDDR | ADJUSTD | Adjusted | Adjusted - ADJUSTD | Action | RS
OHDDR | Overhead Door | Overhead Door - OHDDR | DECOMM | Decommission | Decommission - DECOMM | Action | RS
OHDDR | Overhead Door | Overhead Door - OHDDR | DECONTME | Decontaminate | Decontaminate - DECONTME | Action | RS
OHDDR | Overhead Door | Overhead Door - OHDDR | DONOTHIN | Do Nothing | Do Nothing - DONOTHIN | Action | RS
OHDDR | Overhead Door | Overhead Door - OHDDR | LUBRCTE | Lubricate | Lubricate - LUBRCTE | Action | RS
OHDDR | Overhead Door | Overhead Door - OHDDR | OTHER | Other (specify) | Other (specify) - OTHER | Action | RS
OHDDR | Overhead Door | Overhead Door - OHDDR | RECALBRT | Recalibrate | Recalibrate - RECALBRT | Action | RS
OHDDR | Overhead Door | Overhead Door - OHDDR | REMVOBT | Remove Obstruction | Remove Obstruction - REMVOBT | Action | RS
OHDDR | Overhead Door | Overhead Door - OHDDR | REPCMPT | Repair Component | Repair Component - REPCMPT | Action | RS
OHDDR | Overhead Door | Overhead Door - OHDDR | REPLASS | Replace Asset | Replace Asset - REPLASS | Action | RS
OHDDR | Overhead Door | Overhead Door - OHDDR | REPLCMPT | Replace Component | Replace Component - REPLCMPT | Action | RS
OHDDR | Overhead Door | Overhead Door - OHDDR | REPRASS | Repair Asset | Repair Asset - REPRASS | Action | RS
OHDDR | Overhead Door | Overhead Door - OHDDR | UPGRADES | Upgrade | Upgrade - UPGRADES | Action | RS
PEDWLK | Pedestrian Walk Way | Pedestrian Walk Way - PEDWLK | ABNTEMP | Abnormal Temprature | Abnormal Temprature - ABNTEMP | Problem | RS
PEDWLK | Pedestrian Walk Way | Pedestrian Walk Way - PEDWLK | CORROS | Corrosion | Corrosion - CORROS | Problem | RS
PEDWLK | Pedestrian Walk Way | Pedestrian Walk Way - PEDWLK | ELECTRIP | Electrical Trip Out | Electrical Trip Out - ELECTRIP | Problem | RS
PEDWLK | Pedestrian Walk Way | Pedestrian Walk Way - PEDWLK | EXNOISE | Excessive Noise | Excessive Noise - EXNOISE | Problem | RS
PEDWLK | Pedestrian Walk Way | Pedestrian Walk Way - PEDWLK | EXVIBRTN | Excessive Vibration | Excessive Vibration - EXVIBRTN | Problem | RS
PEDWLK | Pedestrian Walk Way | Pedestrian Walk Way - PEDWLK | JAMMEDEQ | Jammed Equipment | Jammed Equipment - JAMMEDEQ | Problem | RS
PEDWLK | Pedestrian Walk Way | Pedestrian Walk Way - PEDWLK | LEAKING | Leaking | Leaking - LEAKING | Problem | RS
PEDWLK | Pedestrian Walk Way | Pedestrian Walk Way - PEDWLK | LOWPERF | Low Performance | Low Performance - LOWPERF | Problem | RS
PEDWLK | Pedestrian Walk Way | Pedestrian Walk Way - PEDWLK | NONOPER | Non-Operational | Non-Operational - NONOPER | Problem | RS
PEDWLK | Pedestrian Walk Way | Pedestrian Walk Way - PEDWLK | PHYDMGE | Physical Damage | Physical Damage - PHYDMGE | Problem | RS
PEDWLK | Pedestrian Walk Way | Pedestrian Walk Way - PEDWLK | UNSMELL | Unusual Smell | Unusual Smell - UNSMELL | Problem | RS
PEDWLK | Pedestrian Walk Way | Pedestrian Walk Way - PEDWLK | UNSMOKE | Unusual Smoke | Unusual Smoke - UNSMOKE | Problem | RS
PEDWLK | Pedestrian Walkway | Pedestrian Walkway - PEDWLK | ABNTEMP | Abnormal Temprature | Abnormal Temprature - ABNTEMP | Problem | RS
PEDWLK | Pedestrian Walkway | Pedestrian Walkway - PEDWLK | CORROS | Corrosion | Corrosion - CORROS | Problem | RS
PEDWLK | Pedestrian Walkway | Pedestrian Walkway - PEDWLK | ELECTRIP | Electrical Trip Out | Electrical Trip Out - ELECTRIP | Problem | RS
PEDWLK | Pedestrian Walkway | Pedestrian Walkway - PEDWLK | EXNOISE | Excessive Noise | Excessive Noise - EXNOISE | Problem | RS
PEDWLK | Pedestrian Walkway | Pedestrian Walkway - PEDWLK | EXVIBRTN | Excessive Vibration | Excessive Vibration - EXVIBRTN | Problem | RS
PEDWLK | Pedestrian Walkway | Pedestrian Walkway - PEDWLK | JAMMEDEQ | Jammed Equipment | Jammed Equipment - JAMMEDEQ | Problem | RS
PEDWLK | Pedestrian Walkway | Pedestrian Walkway - PEDWLK | LEAKING | Leaking | Leaking - LEAKING | Problem | RS
PEDWLK | Pedestrian Walkway | Pedestrian Walkway - PEDWLK | LOWPERF | Low Performance | Low Performance - LOWPERF | Problem | RS
PEDWLK | Pedestrian Walkway | Pedestrian Walkway - PEDWLK | NONOPER | Non-Operational | Non-Operational - NONOPER | Problem | RS
PEDWLK | Pedestrian Walkway | Pedestrian Walkway - PEDWLK | PHYDMGE | Physical Damage | Physical Damage - PHYDMGE | Problem | RS
PEDWLK | Pedestrian Walkway | Pedestrian Walkway - PEDWLK | UNSMELL | Unusual Smell | Unusual Smell - UNSMELL | Problem | RS
PEDWLK | Pedestrian Walkway | Pedestrian Walkway - PEDWLK | UNSMOKE | Unusual Smoke | Unusual Smoke - UNSMOKE | Problem | RS
PEDWLK | Pedestrian walk way | Pedestrian walk way - PEDWLK | ABNTEMP | Abnormal Temprature | Abnormal Temprature - ABNTEMP | Problem | RS
PEDWLK | Pedestrian walk way | Pedestrian walk way - PEDWLK | CORROS | Corrosion | Corrosion - CORROS | Problem | RS
PEDWLK | Pedestrian walk way | Pedestrian walk way - PEDWLK | ELECTRIP | Electrical Trip Out | Electrical Trip Out - ELECTRIP | Problem | RS
PEDWLK | Pedestrian walk way | Pedestrian walk way - PEDWLK | EXNOISE | Excessive Noise | Excessive Noise - EXNOISE | Problem | RS
PEDWLK | Pedestrian walk way | Pedestrian walk way - PEDWLK | EXVIBRTN | Excessive Vibration | Excessive Vibration - EXVIBRTN | Problem | RS
PEDWLK | Pedestrian walk way | Pedestrian walk way - PEDWLK | JAMMEDEQ | Jammed Equipment | Jammed Equipment - JAMMEDEQ | Problem | RS
PEDWLK | Pedestrian walk way | Pedestrian walk way - PEDWLK | LEAKING | Leaking | Leaking - LEAKING | Problem | RS
PEDWLK | Pedestrian walk way | Pedestrian walk way - PEDWLK | LOWPERF | Low Performance | Low Performance - LOWPERF | Problem | RS
PEDWLK | Pedestrian walk way | Pedestrian walk way - PEDWLK | NONOPER | Non-Operational | Non-Operational - NONOPER | Problem | RS
PEDWLK | Pedestrian walk way | Pedestrian walk way - PEDWLK | PHYDMGE | Physical Damage | Physical Damage - PHYDMGE | Problem | RS
PEDWLK | Pedestrian walk way | Pedestrian walk way - PEDWLK | UNSMELL | Unusual Smell | Unusual Smell - UNSMELL | Problem | RS
PEDWLK | Pedestrian walk way | Pedestrian walk way - PEDWLK | UNSMOKE | Unusual Smoke | Unusual Smoke - UNSMOKE | Problem | RS
PEDWLK | Pedestrian Walk Way | Pedestrian Walk Way - PEDWLK | PEDWDEG | Pedestrian walkway degraded | Pedestrian walkway degraded - PEDWDEG | Failure | RS
PEDWLK | Pedestrian Walkway | Pedestrian Walkway - PEDWLK | PEDWDEG | Pedestrian walkway degraded | Pedestrian walkway degraded - PEDWDEG | Failure | RS
PEDWLK | Pedestrian walk way | Pedestrian walk way - PEDWLK | PEDWDEG | Pedestrian walkway degraded | Pedestrian walkway degraded - PEDWDEG | Failure | RS
PEDWLK | Pedestrian Walk Way | Pedestrian Walk Way - PEDWLK | ACCIDENT | Accident | Accident - ACCIDENT | Cause | RS
PEDWLK | Pedestrian Walk Way | Pedestrian Walk Way - PEDWLK | ACCWEAR | Accelerated Wear | Accelerated Wear - ACCWEAR | Cause | RS
PEDWLK | Pedestrian Walk Way | Pedestrian Walk Way - PEDWLK | ACTGOD | Weather condition/Forces of nature or Act of God | Weather condition/Forces of nature or Act of God - ACTGOD | Cause | RS
PEDWLK | Pedestrian Walk Way | Pedestrian Walk Way - PEDWLK | CONTAM | Contamination | Contamination - CONTAM | Cause | RS
PEDWLK | Pedestrian Walk Way | Pedestrian Walk Way - PEDWLK | DEFASSET | Defective Asset | Defective Asset - DEFASSET | Cause | RS
PEDWLK | Pedestrian Walk Way | Pedestrian Walk Way - PEDWLK | EXLOAD | Excessive Load | Excessive Load - EXLOAD | Cause | RS
PEDWLK | Pedestrian Walk Way | Pedestrian Walk Way - PEDWLK | IMPRMNT | Improper Maintenance | Improper Maintenance - IMPRMNT | Cause | RS
PEDWLK | Pedestrian Walk Way | Pedestrian Walk Way - PEDWLK | INSLUBR | Insufficient Lubrication | Insufficient Lubrication - INSLUBR | Cause | RS
PEDWLK | Pedestrian Walk Way | Pedestrian Walk Way - PEDWLK | LACKTRN | Lack of/ Inadequate Training | Lack of/ Inadequate Training - LACKTRN | Cause | RS
PEDWLK | Pedestrian Walk Way | Pedestrian Walk Way - PEDWLK | MISSCMP | Loose/ Missing Component | Loose/ Missing Component - MISSCMP | Cause | RS
PEDWLK | Pedestrian Walk Way | Pedestrian Walk Way - PEDWLK | NRMWEAR | Normal Wear | Normal Wear - NRMWEAR | Cause | RS
PEDWLK | Pedestrian Walk Way | Pedestrian Walk Way - PEDWLK | OTHER | Other (specify) | Other (specify) - OTHER | Cause | RS
PEDWLK | Pedestrian Walk Way | Pedestrian Walk Way - PEDWLK | PRINSTAL | Poor Installation | Poor Installation - PRINSTAL | Cause | RS
PEDWLK | Pedestrian Walk Way | Pedestrian Walk Way - PEDWLK | PROCISSU | Procedure Issue | Procedure Issue - PROCISSU | Cause | RS
PEDWLK | Pedestrian Walk Way | Pedestrian Walk Way - PEDWLK | UTLFAIL | Utility Failure | Utility Failure - UTLFAIL | Cause | RS
PEDWLK | Pedestrian Walk Way | Pedestrian Walk Way - PEDWLK | VNDLSM | Vandalism | Vandalism - VNDLSM | Cause | RS
PEDWLK | Pedestrian Walk Way | Pedestrian Walk Way - PEDWLK | WORNCMPT | Defective/ Worn Component | Defective/ Worn Component - WORNCMPT | Cause | RS
PEDWLK | Pedestrian Walkway | Pedestrian Walkway - PEDWLK | ACCIDENT | Accident | Accident - ACCIDENT | Cause | RS
PEDWLK | Pedestrian Walkway | Pedestrian Walkway - PEDWLK | ACCWEAR | Accelerated Wear | Accelerated Wear - ACCWEAR | Cause | RS
PEDWLK | Pedestrian Walkway | Pedestrian Walkway - PEDWLK | ACTGOD | Weather condition/Forces of nature or Act of God | Weather condition/Forces of nature or Act of God - ACTGOD | Cause | RS
PEDWLK | Pedestrian Walkway | Pedestrian Walkway - PEDWLK | CONTAM | Contamination | Contamination - CONTAM | Cause | RS
PEDWLK | Pedestrian Walkway | Pedestrian Walkway - PEDWLK | DEFASSET | Defective Asset | Defective Asset - DEFASSET | Cause | RS
PEDWLK | Pedestrian Walkway | Pedestrian Walkway - PEDWLK | EXLOAD | Excessive Load | Excessive Load - EXLOAD | Cause | RS
PEDWLK | Pedestrian Walkway | Pedestrian Walkway - PEDWLK | IMPRMNT | Improper Maintenance | Improper Maintenance - IMPRMNT | Cause | RS
PEDWLK | Pedestrian Walkway | Pedestrian Walkway - PEDWLK | INSLUBR | Insufficient Lubrication | Insufficient Lubrication - INSLUBR | Cause | RS
PEDWLK | Pedestrian Walkway | Pedestrian Walkway - PEDWLK | LACKTRN | Lack of/ Inadequate Training | Lack of/ Inadequate Training - LACKTRN | Cause | RS
PEDWLK | Pedestrian Walkway | Pedestrian Walkway - PEDWLK | MISSCMP | Loose/ Missing Component | Loose/ Missing Component - MISSCMP | Cause | RS
PEDWLK | Pedestrian Walkway | Pedestrian Walkway - PEDWLK | NRMWEAR | Normal Wear | Normal Wear - NRMWEAR | Cause | RS
PEDWLK | Pedestrian Walkway | Pedestrian Walkway - PEDWLK | OTHER | Other (specify) | Other (specify) - OTHER | Cause | RS
PEDWLK | Pedestrian Walkway | Pedestrian Walkway - PEDWLK | PRINSTAL | Poor Installation | Poor Installation - PRINSTAL | Cause | RS
PEDWLK | Pedestrian Walkway | Pedestrian Walkway - PEDWLK | PROCISSU | Procedure Issue | Procedure Issue - PROCISSU | Cause | RS
PEDWLK | Pedestrian Walkway | Pedestrian Walkway - PEDWLK | UTLFAIL | Utility Failure | Utility Failure - UTLFAIL | Cause | RS
PEDWLK | Pedestrian Walkway | Pedestrian Walkway - PEDWLK | VNDLSM | Vandalism | Vandalism - VNDLSM | Cause | RS
PEDWLK | Pedestrian Walkway | Pedestrian Walkway - PEDWLK | WORNCMPT | Defective/ Worn Component | Defective/ Worn Component - WORNCMPT | Cause | RS
PEDWLK | Pedestrian walk way | Pedestrian walk way - PEDWLK | ACCIDENT | Accident | Accident - ACCIDENT | Cause | RS
PEDWLK | Pedestrian walk way | Pedestrian walk way - PEDWLK | ACCWEAR | Accelerated Wear | Accelerated Wear - ACCWEAR | Cause | RS
PEDWLK | Pedestrian walk way | Pedestrian walk way - PEDWLK | ACTGOD | Weather condition/Forces of nature or Act of God | Weather condition/Forces of nature or Act of God - ACTGOD | Cause | RS
PEDWLK | Pedestrian walk way | Pedestrian walk way - PEDWLK | CONTAM | Contamination | Contamination - CONTAM | Cause | RS
PEDWLK | Pedestrian walk way | Pedestrian walk way - PEDWLK | DEFASSET | Defective Asset | Defective Asset - DEFASSET | Cause | RS
PEDWLK | Pedestrian walk way | Pedestrian walk way - PEDWLK | EXLOAD | Excessive Load | Excessive Load - EXLOAD | Cause | RS
PEDWLK | Pedestrian walk way | Pedestrian walk way - PEDWLK | IMPRMNT | Improper Maintenance | Improper Maintenance - IMPRMNT | Cause | RS
PEDWLK | Pedestrian walk way | Pedestrian walk way - PEDWLK | INSLUBR | Insufficient Lubrication | Insufficient Lubrication - INSLUBR | Cause | RS
PEDWLK | Pedestrian walk way | Pedestrian walk way - PEDWLK | LACKTRN | Lack of/ Inadequate Training | Lack of/ Inadequate Training - LACKTRN | Cause | RS
PEDWLK | Pedestrian walk way | Pedestrian walk way - PEDWLK | MISSCMP | Loose/ Missing Component | Loose/ Missing Component - MISSCMP | Cause | RS
PEDWLK | Pedestrian walk way | Pedestrian walk way - PEDWLK | NRMWEAR | Normal Wear | Normal Wear - NRMWEAR | Cause | RS
PEDWLK | Pedestrian walk way | Pedestrian walk way - PEDWLK | OTHER | Other (specify) | Other (specify) - OTHER | Cause | RS
PEDWLK | Pedestrian walk way | Pedestrian walk way - PEDWLK | PRINSTAL | Poor Installation | Poor Installation - PRINSTAL | Cause | RS
PEDWLK | Pedestrian walk way | Pedestrian walk way - PEDWLK | PROCISSU | Procedure Issue | Procedure Issue - PROCISSU | Cause | RS
PEDWLK | Pedestrian walk way | Pedestrian walk way - PEDWLK | UTLFAIL | Utility Failure | Utility Failure - UTLFAIL | Cause | RS
PEDWLK | Pedestrian walk way | Pedestrian walk way - PEDWLK | VNDLSM | Vandalism | Vandalism - VNDLSM | Cause | RS
PEDWLK | Pedestrian walk way | Pedestrian walk way - PEDWLK | WORNCMPT | Defective/ Worn Component | Defective/ Worn Component - WORNCMPT | Cause | RS
PEDWLK | Pedestrian Walk Way | Pedestrian Walk Way - PEDWLK | ADJUSTD | Adjusted | Adjusted - ADJUSTD | Action | RS
PEDWLK | Pedestrian Walk Way | Pedestrian Walk Way - PEDWLK | DECOMM | Decommission | Decommission - DECOMM | Action | RS
PEDWLK | Pedestrian Walk Way | Pedestrian Walk Way - PEDWLK | DECONTME | Decontaminate | Decontaminate - DECONTME | Action | RS
PEDWLK | Pedestrian Walk Way | Pedestrian Walk Way - PEDWLK | DONOTHIN | Do Nothing | Do Nothing - DONOTHIN | Action | RS
PEDWLK | Pedestrian Walk Way | Pedestrian Walk Way - PEDWLK | LUBRCTE | Lubricate | Lubricate - LUBRCTE | Action | RS
PEDWLK | Pedestrian Walk Way | Pedestrian Walk Way - PEDWLK | OTHER | Other (specify) | Other (specify) - OTHER | Action | RS
PEDWLK | Pedestrian Walk Way | Pedestrian Walk Way - PEDWLK | RECALBRT | Recalibrate | Recalibrate - RECALBRT | Action | RS
PEDWLK | Pedestrian Walk Way | Pedestrian Walk Way - PEDWLK | REMVOBT | Remove Obstruction | Remove Obstruction - REMVOBT | Action | RS
PEDWLK | Pedestrian Walk Way | Pedestrian Walk Way - PEDWLK | REPCMPT | Repair Component | Repair Component - REPCMPT | Action | RS
PEDWLK | Pedestrian Walk Way | Pedestrian Walk Way - PEDWLK | REPLASS | Replace Asset | Replace Asset - REPLASS | Action | RS
PEDWLK | Pedestrian Walk Way | Pedestrian Walk Way - PEDWLK | REPLCMPT | Replace Component | Replace Component - REPLCMPT | Action | RS
PEDWLK | Pedestrian Walk Way | Pedestrian Walk Way - PEDWLK | REPRASS | Repair Asset | Repair Asset - REPRASS | Action | RS
PEDWLK | Pedestrian Walk Way | Pedestrian Walk Way - PEDWLK | UPGRADES | Upgrade | Upgrade - UPGRADES | Action | RS
PEDWLK | Pedestrian Walkway | Pedestrian Walkway - PEDWLK | ADJUSTD | Adjusted | Adjusted - ADJUSTD | Action | RS
PEDWLK | Pedestrian Walkway | Pedestrian Walkway - PEDWLK | DECOMM | Decommission | Decommission - DECOMM | Action | RS
PEDWLK | Pedestrian Walkway | Pedestrian Walkway - PEDWLK | DECONTME | Decontaminate | Decontaminate - DECONTME | Action | RS
PEDWLK | Pedestrian Walkway | Pedestrian Walkway - PEDWLK | DONOTHIN | Do Nothing | Do Nothing - DONOTHIN | Action | RS
PEDWLK | Pedestrian Walkway | Pedestrian Walkway - PEDWLK | LUBRCTE | Lubricate | Lubricate - LUBRCTE | Action | RS
PEDWLK | Pedestrian Walkway | Pedestrian Walkway - PEDWLK | OTHER | Other (specify) | Other (specify) - OTHER | Action | RS
PEDWLK | Pedestrian Walkway | Pedestrian Walkway - PEDWLK | RECALBRT | Recalibrate | Recalibrate - RECALBRT | Action | RS
PEDWLK | Pedestrian Walkway | Pedestrian Walkway - PEDWLK | REMVOBT | Remove Obstruction | Remove Obstruction - REMVOBT | Action | RS
PEDWLK | Pedestrian Walkway | Pedestrian Walkway - PEDWLK | REPCMPT | Repair Component | Repair Component - REPCMPT | Action | RS
PEDWLK | Pedestrian Walkway | Pedestrian Walkway - PEDWLK | REPLASS | Replace Asset | Replace Asset - REPLASS | Action | RS
PEDWLK | Pedestrian Walkway | Pedestrian Walkway - PEDWLK | REPLCMPT | Replace Component | Replace Component - REPLCMPT | Action | RS
PEDWLK | Pedestrian Walkway | Pedestrian Walkway - PEDWLK | REPRASS | Repair Asset | Repair Asset - REPRASS | Action | RS
PEDWLK | Pedestrian Walkway | Pedestrian Walkway - PEDWLK | UPGRADES | Upgrade | Upgrade - UPGRADES | Action | RS
PEDWLK | Pedestrian walk way | Pedestrian walk way - PEDWLK | ADJUSTD | Adjusted | Adjusted - ADJUSTD | Action | RS
PEDWLK | Pedestrian walk way | Pedestrian walk way - PEDWLK | DECOMM | Decommission | Decommission - DECOMM | Action | RS
PEDWLK | Pedestrian walk way | Pedestrian walk way - PEDWLK | DECONTME | Decontaminate | Decontaminate - DECONTME | Action | RS
PEDWLK | Pedestrian walk way | Pedestrian walk way - PEDWLK | DONOTHIN | Do Nothing | Do Nothing - DONOTHIN | Action | RS
PEDWLK | Pedestrian walk way | Pedestrian walk way - PEDWLK | LUBRCTE | Lubricate | Lubricate - LUBRCTE | Action | RS
PEDWLK | Pedestrian walk way | Pedestrian walk way - PEDWLK | OTHER | Other (specify) | Other (specify) - OTHER | Action | RS
PEDWLK | Pedestrian walk way | Pedestrian walk way - PEDWLK | RECALBRT | Recalibrate | Recalibrate - RECALBRT | Action | RS
PEDWLK | Pedestrian walk way | Pedestrian walk way - PEDWLK | REMVOBT | Remove Obstruction | Remove Obstruction - REMVOBT | Action | RS
PEDWLK | Pedestrian walk way | Pedestrian walk way - PEDWLK | REPCMPT | Repair Component | Repair Component - REPCMPT | Action | RS
PEDWLK | Pedestrian walk way | Pedestrian walk way - PEDWLK | REPLASS | Replace Asset | Replace Asset - REPLASS | Action | RS
PEDWLK | Pedestrian walk way | Pedestrian walk way - PEDWLK | REPLCMPT | Replace Component | Replace Component - REPLCMPT | Action | RS
PEDWLK | Pedestrian walk way | Pedestrian walk way - PEDWLK | REPRASS | Repair Asset | Repair Asset - REPRASS | Action | RS
PEDWLK | Pedestrian walk way | Pedestrian walk way - PEDWLK | UPGRADES | Upgrade | Upgrade - UPGRADES | Action | RS
PHTOSYS | Photovoltaic System | Photovoltaic System - PHTOSYS | ABNTEMP | Abnormal Temprature | Abnormal Temprature - ABNTEMP | Problem | RS
PHTOSYS | Photovoltaic System | Photovoltaic System - PHTOSYS | CORROS | Corrosion | Corrosion - CORROS | Problem | RS
PHTOSYS | Photovoltaic System | Photovoltaic System - PHTOSYS | ELECTRIP | Electrical Trip Out | Electrical Trip Out - ELECTRIP | Problem | RS
PHTOSYS | Photovoltaic System | Photovoltaic System - PHTOSYS | EXNOISE | Excessive Noise | Excessive Noise - EXNOISE | Problem | RS
PHTOSYS | Photovoltaic System | Photovoltaic System - PHTOSYS | EXVIBRTN | Excessive Vibration | Excessive Vibration - EXVIBRTN | Problem | RS
PHTOSYS | Photovoltaic System | Photovoltaic System - PHTOSYS | JAMMEDEQ | Jammed Equipment | Jammed Equipment - JAMMEDEQ | Problem | RS
PHTOSYS | Photovoltaic System | Photovoltaic System - PHTOSYS | LEAKING | Leaking | Leaking - LEAKING | Problem | RS
PHTOSYS | Photovoltaic System | Photovoltaic System - PHTOSYS | LOWPERF | Low Performance | Low Performance - LOWPERF | Problem | RS
PHTOSYS | Photovoltaic System | Photovoltaic System - PHTOSYS | NONOPER | Non-Operational | Non-Operational - NONOPER | Problem | RS
PHTOSYS | Photovoltaic System | Photovoltaic System - PHTOSYS | PHYDMGE | Physical Damage | Physical Damage - PHYDMGE | Problem | RS
PHTOSYS | Photovoltaic System | Photovoltaic System - PHTOSYS | UNSMELL | Unusual Smell | Unusual Smell - UNSMELL | Problem | RS
PHTOSYS | Photovoltaic System | Photovoltaic System - PHTOSYS | UNSMOKE | Unusual Smoke | Unusual Smoke - UNSMOKE | Problem | RS
PHTOSYS | Photovoltaic System | Photovoltaic System - PHTOSYS | PHTOCELL | Photovoltaic cell failed | Photovoltaic cell failed - PHTOCELL | Failure | RS
PHTOSYS | Photovoltaic System | Photovoltaic System - PHTOSYS | PHTOCNTR | Inverter/control failed | Inverter/control failed - PHTOCNTR | Failure | RS
PHTOSYS | Photovoltaic System | Photovoltaic System - PHTOSYS | PHTOCONT | Photovoltaic cells contaminated | Photovoltaic cells contaminated - PHTOCONT | Failure | RS
PHTOSYS | Photovoltaic System | Photovoltaic System - PHTOSYS | PHTODET | Photovoltaic system deteriorated | Photovoltaic system deteriorated - PHTODET | Failure | RS
PHTOSYS | Photovoltaic System | Photovoltaic System - PHTOSYS | PHTOEXP | Photovoltaic cells expired life | Photovoltaic cells expired life - PHTOEXP | Failure | RS
PHTOSYS | Photovoltaic System | Photovoltaic System - PHTOSYS | ACCIDENT | Accident | Accident - ACCIDENT | Cause | RS
PHTOSYS | Photovoltaic System | Photovoltaic System - PHTOSYS | ACCWEAR | Accelerated Wear | Accelerated Wear - ACCWEAR | Cause | RS
PHTOSYS | Photovoltaic System | Photovoltaic System - PHTOSYS | ACTGOD | Weather condition/Forces of nature or Act of God | Weather condition/Forces of nature or Act of God - ACTGOD | Cause | RS
PHTOSYS | Photovoltaic System | Photovoltaic System - PHTOSYS | CONTAM | Contamination | Contamination - CONTAM | Cause | RS
PHTOSYS | Photovoltaic System | Photovoltaic System - PHTOSYS | DEFASSET | Defective Asset | Defective Asset - DEFASSET | Cause | RS
PHTOSYS | Photovoltaic System | Photovoltaic System - PHTOSYS | EXLOAD | Excessive Load | Excessive Load - EXLOAD | Cause | RS
PHTOSYS | Photovoltaic System | Photovoltaic System - PHTOSYS | IMPRMNT | Improper Maintenance | Improper Maintenance - IMPRMNT | Cause | RS
PHTOSYS | Photovoltaic System | Photovoltaic System - PHTOSYS | INSLUBR | Insufficient Lubrication | Insufficient Lubrication - INSLUBR | Cause | RS
PHTOSYS | Photovoltaic System | Photovoltaic System - PHTOSYS | LACKTRN | Lack of/ Inadequate Training | Lack of/ Inadequate Training - LACKTRN | Cause | RS
PHTOSYS | Photovoltaic System | Photovoltaic System - PHTOSYS | MISSCMP | Loose/ Missing Component | Loose/ Missing Component - MISSCMP | Cause | RS
PHTOSYS | Photovoltaic System | Photovoltaic System - PHTOSYS | NRMWEAR | Normal Wear | Normal Wear - NRMWEAR | Cause | RS
PHTOSYS | Photovoltaic System | Photovoltaic System - PHTOSYS | OTHER | Other (specify) | Other (specify) - OTHER | Cause | RS
PHTOSYS | Photovoltaic System | Photovoltaic System - PHTOSYS | PRINSTAL | Poor Installation | Poor Installation - PRINSTAL | Cause | RS
PHTOSYS | Photovoltaic System | Photovoltaic System - PHTOSYS | PROCISSU | Procedure Issue | Procedure Issue - PROCISSU | Cause | RS
PHTOSYS | Photovoltaic System | Photovoltaic System - PHTOSYS | UTLFAIL | Utility Failure | Utility Failure - UTLFAIL | Cause | RS
PHTOSYS | Photovoltaic System | Photovoltaic System - PHTOSYS | VNDLSM | Vandalism | Vandalism - VNDLSM | Cause | RS
PHTOSYS | Photovoltaic System | Photovoltaic System - PHTOSYS | WORNCMPT | Defective/ Worn Component | Defective/ Worn Component - WORNCMPT | Cause | RS
PHTOSYS | Photovoltaic System | Photovoltaic System - PHTOSYS | ADJUSTD | Adjusted | Adjusted - ADJUSTD | Action | RS
PHTOSYS | Photovoltaic System | Photovoltaic System - PHTOSYS | DECOMM | Decommission | Decommission - DECOMM | Action | RS
PHTOSYS | Photovoltaic System | Photovoltaic System - PHTOSYS | DECONTME | Decontaminate | Decontaminate - DECONTME | Action | RS
PHTOSYS | Photovoltaic System | Photovoltaic System - PHTOSYS | DONOTHIN | Do Nothing | Do Nothing - DONOTHIN | Action | RS
PHTOSYS | Photovoltaic System | Photovoltaic System - PHTOSYS | LUBRCTE | Lubricate | Lubricate - LUBRCTE | Action | RS
PHTOSYS | Photovoltaic System | Photovoltaic System - PHTOSYS | OTHER | Other (specify) | Other (specify) - OTHER | Action | RS
PHTOSYS | Photovoltaic System | Photovoltaic System - PHTOSYS | RECALBRT | Recalibrate | Recalibrate - RECALBRT | Action | RS
PHTOSYS | Photovoltaic System | Photovoltaic System - PHTOSYS | REMVOBT | Remove Obstruction | Remove Obstruction - REMVOBT | Action | RS
PHTOSYS | Photovoltaic System | Photovoltaic System - PHTOSYS | REPCMPT | Repair Component | Repair Component - REPCMPT | Action | RS
PHTOSYS | Photovoltaic System | Photovoltaic System - PHTOSYS | REPLASS | Replace Asset | Replace Asset - REPLASS | Action | RS
PHTOSYS | Photovoltaic System | Photovoltaic System - PHTOSYS | REPLCMPT | Replace Component | Replace Component - REPLCMPT | Action | RS
PHTOSYS | Photovoltaic System | Photovoltaic System - PHTOSYS | REPRASS | Repair Asset | Repair Asset - REPRASS | Action | RS
PHTOSYS | Photovoltaic System | Photovoltaic System - PHTOSYS | UPGRADES | Upgrade | Upgrade - UPGRADES | Action | RS
PKGAREA | Parking Area | Parking Area - PKGAREA | ABNTEMP | Abnormal Temprature | Abnormal Temprature - ABNTEMP | Problem | RS
PKGAREA | Parking Area | Parking Area - PKGAREA | CORROS | Corrosion | Corrosion - CORROS | Problem | RS
PKGAREA | Parking Area | Parking Area - PKGAREA | ELECTRIP | Electrical Trip Out | Electrical Trip Out - ELECTRIP | Problem | RS
PKGAREA | Parking Area | Parking Area - PKGAREA | EXNOISE | Excessive Noise | Excessive Noise - EXNOISE | Problem | RS
PKGAREA | Parking Area | Parking Area - PKGAREA | EXVIBRTN | Excessive Vibration | Excessive Vibration - EXVIBRTN | Problem | RS
PKGAREA | Parking Area | Parking Area - PKGAREA | JAMMEDEQ | Jammed Equipment | Jammed Equipment - JAMMEDEQ | Problem | RS
PKGAREA | Parking Area | Parking Area - PKGAREA | LEAKING | Leaking | Leaking - LEAKING | Problem | RS
PKGAREA | Parking Area | Parking Area - PKGAREA | LOWPERF | Low Performance | Low Performance - LOWPERF | Problem | RS
PKGAREA | Parking Area | Parking Area - PKGAREA | NONOPER | Non-Operational | Non-Operational - NONOPER | Problem | RS
PKGAREA | Parking Area | Parking Area - PKGAREA | PHYDMGE | Physical Damage | Physical Damage - PHYDMGE | Problem | RS
PKGAREA | Parking Area | Parking Area - PKGAREA | UNSMELL | Unusual Smell | Unusual Smell - UNSMELL | Problem | RS
PKGAREA | Parking Area | Parking Area - PKGAREA | UNSMOKE | Unusual Smoke | Unusual Smoke - UNSMOKE | Problem | RS
PKGAREA | Parking Area | Parking Area - PKGAREA | PKGADEG | Parking area degraded | Parking area degraded - PKGADEG | Failure | RS
PKGAREA | Parking Area | Parking Area - PKGAREA | ACCIDENT | Accident | Accident - ACCIDENT | Cause | RS
PKGAREA | Parking Area | Parking Area - PKGAREA | ACCWEAR | Accelerated Wear | Accelerated Wear - ACCWEAR | Cause | RS
PKGAREA | Parking Area | Parking Area - PKGAREA | ACTGOD | Weather condition/Forces of nature or Act of God | Weather condition/Forces of nature or Act of God - ACTGOD | Cause | RS
PKGAREA | Parking Area | Parking Area - PKGAREA | CONTAM | Contamination | Contamination - CONTAM | Cause | RS
PKGAREA | Parking Area | Parking Area - PKGAREA | DEFASSET | Defective Asset | Defective Asset - DEFASSET | Cause | RS
PKGAREA | Parking Area | Parking Area - PKGAREA | EXLOAD | Excessive Load | Excessive Load - EXLOAD | Cause | RS
PKGAREA | Parking Area | Parking Area - PKGAREA | IMPRMNT | Improper Maintenance | Improper Maintenance - IMPRMNT | Cause | RS
PKGAREA | Parking Area | Parking Area - PKGAREA | INSLUBR | Insufficient Lubrication | Insufficient Lubrication - INSLUBR | Cause | RS
PKGAREA | Parking Area | Parking Area - PKGAREA | LACKTRN | Lack of/ Inadequate Training | Lack of/ Inadequate Training - LACKTRN | Cause | RS
PKGAREA | Parking Area | Parking Area - PKGAREA | MISSCMP | Loose/ Missing Component | Loose/ Missing Component - MISSCMP | Cause | RS
PKGAREA | Parking Area | Parking Area - PKGAREA | NRMWEAR | Normal Wear | Normal Wear - NRMWEAR | Cause | RS
PKGAREA | Parking Area | Parking Area - PKGAREA | OTHER | Other (specify) | Other (specify) - OTHER | Cause | RS
PKGAREA | Parking Area | Parking Area - PKGAREA | PRINSTAL | Poor Installation | Poor Installation - PRINSTAL | Cause | RS
PKGAREA | Parking Area | Parking Area - PKGAREA | PROCISSU | Procedure Issue | Procedure Issue - PROCISSU | Cause | RS
PKGAREA | Parking Area | Parking Area - PKGAREA | UTLFAIL | Utility Failure | Utility Failure - UTLFAIL | Cause | RS
PKGAREA | Parking Area | Parking Area - PKGAREA | VNDLSM | Vandalism | Vandalism - VNDLSM | Cause | RS
PKGAREA | Parking Area | Parking Area - PKGAREA | WORNCMPT | Defective/ Worn Component | Defective/ Worn Component - WORNCMPT | Cause | RS
PKGAREA | Parking Area | Parking Area - PKGAREA | ADJUSTD | Adjusted | Adjusted - ADJUSTD | Action | RS
PKGAREA | Parking Area | Parking Area - PKGAREA | DECOMM | Decommission | Decommission - DECOMM | Action | RS
PKGAREA | Parking Area | Parking Area - PKGAREA | DECONTME | Decontaminate | Decontaminate - DECONTME | Action | RS
PKGAREA | Parking Area | Parking Area - PKGAREA | DONOTHIN | Do Nothing | Do Nothing - DONOTHIN | Action | RS
PKGAREA | Parking Area | Parking Area - PKGAREA | LUBRCTE | Lubricate | Lubricate - LUBRCTE | Action | RS
PKGAREA | Parking Area | Parking Area - PKGAREA | OTHER | Other (specify) | Other (specify) - OTHER | Action | RS
PKGAREA | Parking Area | Parking Area - PKGAREA | RECALBRT | Recalibrate | Recalibrate - RECALBRT | Action | RS
PKGAREA | Parking Area | Parking Area - PKGAREA | REMVOBT | Remove Obstruction | Remove Obstruction - REMVOBT | Action | RS
PKGAREA | Parking Area | Parking Area - PKGAREA | REPCMPT | Repair Component | Repair Component - REPCMPT | Action | RS
PKGAREA | Parking Area | Parking Area - PKGAREA | REPLASS | Replace Asset | Replace Asset - REPLASS | Action | RS
PKGAREA | Parking Area | Parking Area - PKGAREA | REPLCMPT | Replace Component | Replace Component - REPLCMPT | Action | RS
PKGAREA | Parking Area | Parking Area - PKGAREA | REPRASS | Repair Asset | Repair Asset - REPRASS | Action | RS
PKGAREA | Parking Area | Parking Area - PKGAREA | UPGRADES | Upgrade | Upgrade - UPGRADES | Action | RS
PKGDCKPS | Parking Deck Protection System | Parking Deck Protection System - PKGDCKPS | ABNTEMP | Abnormal Temprature | Abnormal Temprature - ABNTEMP | Problem | RS
PKGDCKPS | Parking Deck Protection System | Parking Deck Protection System - PKGDCKPS | CORROS | Corrosion | Corrosion - CORROS | Problem | RS
PKGDCKPS | Parking Deck Protection System | Parking Deck Protection System - PKGDCKPS | ELECTRIP | Electrical Trip Out | Electrical Trip Out - ELECTRIP | Problem | RS
PKGDCKPS | Parking Deck Protection System | Parking Deck Protection System - PKGDCKPS | EXNOISE | Excessive Noise | Excessive Noise - EXNOISE | Problem | RS
PKGDCKPS | Parking Deck Protection System | Parking Deck Protection System - PKGDCKPS | EXVIBRTN | Excessive Vibration | Excessive Vibration - EXVIBRTN | Problem | RS
PKGDCKPS | Parking Deck Protection System | Parking Deck Protection System - PKGDCKPS | JAMMEDEQ | Jammed Equipment | Jammed Equipment - JAMMEDEQ | Problem | RS
PKGDCKPS | Parking Deck Protection System | Parking Deck Protection System - PKGDCKPS | LEAKING | Leaking | Leaking - LEAKING | Problem | RS
PKGDCKPS | Parking Deck Protection System | Parking Deck Protection System - PKGDCKPS | LOWPERF | Low Performance | Low Performance - LOWPERF | Problem | RS
PKGDCKPS | Parking Deck Protection System | Parking Deck Protection System - PKGDCKPS | NONOPER | Non-Operational | Non-Operational - NONOPER | Problem | RS
PKGDCKPS | Parking Deck Protection System | Parking Deck Protection System - PKGDCKPS | PHYDMGE | Physical Damage | Physical Damage - PHYDMGE | Problem | RS
PKGDCKPS | Parking Deck Protection System | Parking Deck Protection System - PKGDCKPS | UNSMELL | Unusual Smell | Unusual Smell - UNSMELL | Problem | RS
PKGDCKPS | Parking Deck Protection System | Parking Deck Protection System - PKGDCKPS | UNSMOKE | Unusual Smoke | Unusual Smoke - UNSMOKE | Problem | RS
PKGDCKPS | Parking Deck Protection System | Parking Deck Protection System - PKGDCKPS | DPSDET | Deck protection system deteriorated | Deck protection system deteriorated - DPSDET | Failure | RS
PKGDCKPS | Parking Deck Protection System | Parking Deck Protection System - PKGDCKPS | ACCIDENT | Accident | Accident - ACCIDENT | Cause | RS
PKGDCKPS | Parking Deck Protection System | Parking Deck Protection System - PKGDCKPS | ACCWEAR | Accelerated Wear | Accelerated Wear - ACCWEAR | Cause | RS
PKGDCKPS | Parking Deck Protection System | Parking Deck Protection System - PKGDCKPS | ACTGOD | Weather condition/Forces of nature or Act of God | Weather condition/Forces of nature or Act of God - ACTGOD | Cause | RS
PKGDCKPS | Parking Deck Protection System | Parking Deck Protection System - PKGDCKPS | CONTAM | Contamination | Contamination - CONTAM | Cause | RS
PKGDCKPS | Parking Deck Protection System | Parking Deck Protection System - PKGDCKPS | DEFASSET | Defective Asset | Defective Asset - DEFASSET | Cause | RS
PKGDCKPS | Parking Deck Protection System | Parking Deck Protection System - PKGDCKPS | EXLOAD | Excessive Load | Excessive Load - EXLOAD | Cause | RS
PKGDCKPS | Parking Deck Protection System | Parking Deck Protection System - PKGDCKPS | IMPRMNT | Improper Maintenance | Improper Maintenance - IMPRMNT | Cause | RS
PKGDCKPS | Parking Deck Protection System | Parking Deck Protection System - PKGDCKPS | INSLUBR | Insufficient Lubrication | Insufficient Lubrication - INSLUBR | Cause | RS
PKGDCKPS | Parking Deck Protection System | Parking Deck Protection System - PKGDCKPS | LACKTRN | Lack of/ Inadequate Training | Lack of/ Inadequate Training - LACKTRN | Cause | RS
PKGDCKPS | Parking Deck Protection System | Parking Deck Protection System - PKGDCKPS | MISSCMP | Loose/ Missing Component | Loose/ Missing Component - MISSCMP | Cause | RS
PKGDCKPS | Parking Deck Protection System | Parking Deck Protection System - PKGDCKPS | NRMWEAR | Normal Wear | Normal Wear - NRMWEAR | Cause | RS
PKGDCKPS | Parking Deck Protection System | Parking Deck Protection System - PKGDCKPS | OTHER | Other (specify) | Other (specify) - OTHER | Cause | RS
PKGDCKPS | Parking Deck Protection System | Parking Deck Protection System - PKGDCKPS | PRINSTAL | Poor Installation | Poor Installation - PRINSTAL | Cause | RS
PKGDCKPS | Parking Deck Protection System | Parking Deck Protection System - PKGDCKPS | PROCISSU | Procedure Issue | Procedure Issue - PROCISSU | Cause | RS
PKGDCKPS | Parking Deck Protection System | Parking Deck Protection System - PKGDCKPS | UTLFAIL | Utility Failure | Utility Failure - UTLFAIL | Cause | RS
PKGDCKPS | Parking Deck Protection System | Parking Deck Protection System - PKGDCKPS | VNDLSM | Vandalism | Vandalism - VNDLSM | Cause | RS
PKGDCKPS | Parking Deck Protection System | Parking Deck Protection System - PKGDCKPS | WORNCMPT | Defective/ Worn Component | Defective/ Worn Component - WORNCMPT | Cause | RS
PKGDCKPS | Parking Deck Protection System | Parking Deck Protection System - PKGDCKPS | ADJUSTD | Adjusted | Adjusted - ADJUSTD | Action | RS
PKGDCKPS | Parking Deck Protection System | Parking Deck Protection System - PKGDCKPS | DECOMM | Decommission | Decommission - DECOMM | Action | RS
PKGDCKPS | Parking Deck Protection System | Parking Deck Protection System - PKGDCKPS | DECONTME | Decontaminate | Decontaminate - DECONTME | Action | RS
PKGDCKPS | Parking Deck Protection System | Parking Deck Protection System - PKGDCKPS | DONOTHIN | Do Nothing | Do Nothing - DONOTHIN | Action | RS
PKGDCKPS | Parking Deck Protection System | Parking Deck Protection System - PKGDCKPS | LUBRCTE | Lubricate | Lubricate - LUBRCTE | Action | RS
PKGDCKPS | Parking Deck Protection System | Parking Deck Protection System - PKGDCKPS | OTHER | Other (specify) | Other (specify) - OTHER | Action | RS
PKGDCKPS | Parking Deck Protection System | Parking Deck Protection System - PKGDCKPS | RECALBRT | Recalibrate | Recalibrate - RECALBRT | Action | RS
PKGDCKPS | Parking Deck Protection System | Parking Deck Protection System - PKGDCKPS | REMVOBT | Remove Obstruction | Remove Obstruction - REMVOBT | Action | RS
PKGDCKPS | Parking Deck Protection System | Parking Deck Protection System - PKGDCKPS | REPCMPT | Repair Component | Repair Component - REPCMPT | Action | RS
PKGDCKPS | Parking Deck Protection System | Parking Deck Protection System - PKGDCKPS | REPLASS | Replace Asset | Replace Asset - REPLASS | Action | RS
PKGDCKPS | Parking Deck Protection System | Parking Deck Protection System - PKGDCKPS | REPLCMPT | Replace Component | Replace Component - REPLCMPT | Action | RS
PKGDCKPS | Parking Deck Protection System | Parking Deck Protection System - PKGDCKPS | REPRASS | Repair Asset | Repair Asset - REPRASS | Action | RS
PKGDCKPS | Parking Deck Protection System | Parking Deck Protection System - PKGDCKPS | UPGRADES | Upgrade | Upgrade - UPGRADES | Action | RS
PKGSTRDK | Parking Structure Deck | Parking Structure Deck - PKGSTRDK | ABNTEMP | Abnormal Temprature | Abnormal Temprature - ABNTEMP | Problem | RS
PKGSTRDK | Parking Structure Deck | Parking Structure Deck - PKGSTRDK | CORROS | Corrosion | Corrosion - CORROS | Problem | RS
PKGSTRDK | Parking Structure Deck | Parking Structure Deck - PKGSTRDK | ELECTRIP | Electrical Trip Out | Electrical Trip Out - ELECTRIP | Problem | RS
PKGSTRDK | Parking Structure Deck | Parking Structure Deck - PKGSTRDK | EXNOISE | Excessive Noise | Excessive Noise - EXNOISE | Problem | RS
PKGSTRDK | Parking Structure Deck | Parking Structure Deck - PKGSTRDK | EXVIBRTN | Excessive Vibration | Excessive Vibration - EXVIBRTN | Problem | RS
PKGSTRDK | Parking Structure Deck | Parking Structure Deck - PKGSTRDK | JAMMEDEQ | Jammed Equipment | Jammed Equipment - JAMMEDEQ | Problem | RS
PKGSTRDK | Parking Structure Deck | Parking Structure Deck - PKGSTRDK | LEAKING | Leaking | Leaking - LEAKING | Problem | RS
PKGSTRDK | Parking Structure Deck | Parking Structure Deck - PKGSTRDK | LOWPERF | Low Performance | Low Performance - LOWPERF | Problem | RS
PKGSTRDK | Parking Structure Deck | Parking Structure Deck - PKGSTRDK | NONOPER | Non-Operational | Non-Operational - NONOPER | Problem | RS
PKGSTRDK | Parking Structure Deck | Parking Structure Deck - PKGSTRDK | PHYDMGE | Physical Damage | Physical Damage - PHYDMGE | Problem | RS
PKGSTRDK | Parking Structure Deck | Parking Structure Deck - PKGSTRDK | UNSMELL | Unusual Smell | Unusual Smell - UNSMELL | Problem | RS
PKGSTRDK | Parking Structure Deck | Parking Structure Deck - PKGSTRDK | UNSMOKE | Unusual Smoke | Unusual Smoke - UNSMOKE | Problem | RS
PKGSTRDK | Parking Structure Deck | Parking Structure Deck - PKGSTRDK | PSDDET | Parking structure deck deteriorated | Parking structure deck deteriorated - PSDDET | Failure | RS
PKGSTRDK | Parking Structure Deck | Parking Structure Deck - PKGSTRDK | PSDPDEG | Parking structure deck painting marks degraded | Parking structure deck painting marks degraded - PSDPDEG | Failure | RS
PKGSTRDK | Parking Structure Deck | Parking Structure Deck - PKGSTRDK | ACCIDENT | Accident | Accident - ACCIDENT | Cause | RS
PKGSTRDK | Parking Structure Deck | Parking Structure Deck - PKGSTRDK | ACCWEAR | Accelerated Wear | Accelerated Wear - ACCWEAR | Cause | RS
PKGSTRDK | Parking Structure Deck | Parking Structure Deck - PKGSTRDK | ACTGOD | Weather condition/Forces of nature or Act of God | Weather condition/Forces of nature or Act of God - ACTGOD | Cause | RS
PKGSTRDK | Parking Structure Deck | Parking Structure Deck - PKGSTRDK | CONTAM | Contamination | Contamination - CONTAM | Cause | RS
PKGSTRDK | Parking Structure Deck | Parking Structure Deck - PKGSTRDK | DEFASSET | Defective Asset | Defective Asset - DEFASSET | Cause | RS
PKGSTRDK | Parking Structure Deck | Parking Structure Deck - PKGSTRDK | EXLOAD | Excessive Load | Excessive Load - EXLOAD | Cause | RS
PKGSTRDK | Parking Structure Deck | Parking Structure Deck - PKGSTRDK | IMPRMNT | Improper Maintenance | Improper Maintenance - IMPRMNT | Cause | RS
PKGSTRDK | Parking Structure Deck | Parking Structure Deck - PKGSTRDK | INSLUBR | Insufficient Lubrication | Insufficient Lubrication - INSLUBR | Cause | RS
PKGSTRDK | Parking Structure Deck | Parking Structure Deck - PKGSTRDK | LACKTRN | Lack of/ Inadequate Training | Lack of/ Inadequate Training - LACKTRN | Cause | RS
PKGSTRDK | Parking Structure Deck | Parking Structure Deck - PKGSTRDK | MISSCMP | Loose/ Missing Component | Loose/ Missing Component - MISSCMP | Cause | RS
PKGSTRDK | Parking Structure Deck | Parking Structure Deck - PKGSTRDK | NRMWEAR | Normal Wear | Normal Wear - NRMWEAR | Cause | RS
PKGSTRDK | Parking Structure Deck | Parking Structure Deck - PKGSTRDK | OTHER | Other (specify) | Other (specify) - OTHER | Cause | RS
PKGSTRDK | Parking Structure Deck | Parking Structure Deck - PKGSTRDK | PRINSTAL | Poor Installation | Poor Installation - PRINSTAL | Cause | RS
PKGSTRDK | Parking Structure Deck | Parking Structure Deck - PKGSTRDK | PROCISSU | Procedure Issue | Procedure Issue - PROCISSU | Cause | RS
PKGSTRDK | Parking Structure Deck | Parking Structure Deck - PKGSTRDK | UTLFAIL | Utility Failure | Utility Failure - UTLFAIL | Cause | RS
PKGSTRDK | Parking Structure Deck | Parking Structure Deck - PKGSTRDK | VNDLSM | Vandalism | Vandalism - VNDLSM | Cause | RS
PKGSTRDK | Parking Structure Deck | Parking Structure Deck - PKGSTRDK | WORNCMPT | Defective/ Worn Component | Defective/ Worn Component - WORNCMPT | Cause | RS
PKGSTRDK | Parking Structure Deck | Parking Structure Deck - PKGSTRDK | ADJUSTD | Adjusted | Adjusted - ADJUSTD | Action | RS
PKGSTRDK | Parking Structure Deck | Parking Structure Deck - PKGSTRDK | DECOMM | Decommission | Decommission - DECOMM | Action | RS
PKGSTRDK | Parking Structure Deck | Parking Structure Deck - PKGSTRDK | DECONTME | Decontaminate | Decontaminate - DECONTME | Action | RS
PKGSTRDK | Parking Structure Deck | Parking Structure Deck - PKGSTRDK | DONOTHIN | Do Nothing | Do Nothing - DONOTHIN | Action | RS
PKGSTRDK | Parking Structure Deck | Parking Structure Deck - PKGSTRDK | LUBRCTE | Lubricate | Lubricate - LUBRCTE | Action | RS
PKGSTRDK | Parking Structure Deck | Parking Structure Deck - PKGSTRDK | OTHER | Other (specify) | Other (specify) - OTHER | Action | RS
PKGSTRDK | Parking Structure Deck | Parking Structure Deck - PKGSTRDK | RECALBRT | Recalibrate | Recalibrate - RECALBRT | Action | RS
PKGSTRDK | Parking Structure Deck | Parking Structure Deck - PKGSTRDK | REMVOBT | Remove Obstruction | Remove Obstruction - REMVOBT | Action | RS
PKGSTRDK | Parking Structure Deck | Parking Structure Deck - PKGSTRDK | REPCMPT | Repair Component | Repair Component - REPCMPT | Action | RS
PKGSTRDK | Parking Structure Deck | Parking Structure Deck - PKGSTRDK | REPLASS | Replace Asset | Replace Asset - REPLASS | Action | RS
PKGSTRDK | Parking Structure Deck | Parking Structure Deck - PKGSTRDK | REPLCMPT | Replace Component | Replace Component - REPLCMPT | Action | RS
PKGSTRDK | Parking Structure Deck | Parking Structure Deck - PKGSTRDK | REPRASS | Repair Asset | Repair Asset - REPRASS | Action | RS
PKGSTRDK | Parking Structure Deck | Parking Structure Deck - PKGSTRDK | UPGRADES | Upgrade | Upgrade - UPGRADES | Action | RS
PKGSTRFR | Parking Structure Framing | Parking Structure Framing - PKGSTRFR | ABNTEMP | Abnormal Temprature | Abnormal Temprature - ABNTEMP | Problem | RS
PKGSTRFR | Parking Structure Framing | Parking Structure Framing - PKGSTRFR | CORROS | Corrosion | Corrosion - CORROS | Problem | RS
PKGSTRFR | Parking Structure Framing | Parking Structure Framing - PKGSTRFR | ELECTRIP | Electrical Trip Out | Electrical Trip Out - ELECTRIP | Problem | RS
PKGSTRFR | Parking Structure Framing | Parking Structure Framing - PKGSTRFR | EXNOISE | Excessive Noise | Excessive Noise - EXNOISE | Problem | RS
PKGSTRFR | Parking Structure Framing | Parking Structure Framing - PKGSTRFR | EXVIBRTN | Excessive Vibration | Excessive Vibration - EXVIBRTN | Problem | RS
PKGSTRFR | Parking Structure Framing | Parking Structure Framing - PKGSTRFR | JAMMEDEQ | Jammed Equipment | Jammed Equipment - JAMMEDEQ | Problem | RS
PKGSTRFR | Parking Structure Framing | Parking Structure Framing - PKGSTRFR | LEAKING | Leaking | Leaking - LEAKING | Problem | RS
PKGSTRFR | Parking Structure Framing | Parking Structure Framing - PKGSTRFR | LOWPERF | Low Performance | Low Performance - LOWPERF | Problem | RS
PKGSTRFR | Parking Structure Framing | Parking Structure Framing - PKGSTRFR | NONOPER | Non-Operational | Non-Operational - NONOPER | Problem | RS
PKGSTRFR | Parking Structure Framing | Parking Structure Framing - PKGSTRFR | PHYDMGE | Physical Damage | Physical Damage - PHYDMGE | Problem | RS
PKGSTRFR | Parking Structure Framing | Parking Structure Framing - PKGSTRFR | UNSMELL | Unusual Smell | Unusual Smell - UNSMELL | Problem | RS
PKGSTRFR | Parking Structure Framing | Parking Structure Framing - PKGSTRFR | UNSMOKE | Unusual Smoke | Unusual Smoke - UNSMOKE | Problem | RS
PKGSTRFR | Parking Structure Framing | Parking Structure Framing - PKGSTRFR | PSFDET | Parking structure framing deteriorated | Parking structure framing deteriorated - PSFDET | Failure | RS
PKGSTRFR | Parking Structure Framing | Parking Structure Framing - PKGSTRFR | ACCIDENT | Accident | Accident - ACCIDENT | Cause | RS
PKGSTRFR | Parking Structure Framing | Parking Structure Framing - PKGSTRFR | ACCWEAR | Accelerated Wear | Accelerated Wear - ACCWEAR | Cause | RS
PKGSTRFR | Parking Structure Framing | Parking Structure Framing - PKGSTRFR | ACTGOD | Weather condition/Forces of nature or Act of God | Weather condition/Forces of nature or Act of God - ACTGOD | Cause | RS
PKGSTRFR | Parking Structure Framing | Parking Structure Framing - PKGSTRFR | CONTAM | Contamination | Contamination - CONTAM | Cause | RS
PKGSTRFR | Parking Structure Framing | Parking Structure Framing - PKGSTRFR | DEFASSET | Defective Asset | Defective Asset - DEFASSET | Cause | RS
PKGSTRFR | Parking Structure Framing | Parking Structure Framing - PKGSTRFR | EXLOAD | Excessive Load | Excessive Load - EXLOAD | Cause | RS
PKGSTRFR | Parking Structure Framing | Parking Structure Framing - PKGSTRFR | IMPRMNT | Improper Maintenance | Improper Maintenance - IMPRMNT | Cause | RS
PKGSTRFR | Parking Structure Framing | Parking Structure Framing - PKGSTRFR | INSLUBR | Insufficient Lubrication | Insufficient Lubrication - INSLUBR | Cause | RS
PKGSTRFR | Parking Structure Framing | Parking Structure Framing - PKGSTRFR | LACKTRN | Lack of/ Inadequate Training | Lack of/ Inadequate Training - LACKTRN | Cause | RS
PKGSTRFR | Parking Structure Framing | Parking Structure Framing - PKGSTRFR | MISSCMP | Loose/ Missing Component | Loose/ Missing Component - MISSCMP | Cause | RS
PKGSTRFR | Parking Structure Framing | Parking Structure Framing - PKGSTRFR | NRMWEAR | Normal Wear | Normal Wear - NRMWEAR | Cause | RS
PKGSTRFR | Parking Structure Framing | Parking Structure Framing - PKGSTRFR | OTHER | Other (specify) | Other (specify) - OTHER | Cause | RS
PKGSTRFR | Parking Structure Framing | Parking Structure Framing - PKGSTRFR | PRINSTAL | Poor Installation | Poor Installation - PRINSTAL | Cause | RS
PKGSTRFR | Parking Structure Framing | Parking Structure Framing - PKGSTRFR | PROCISSU | Procedure Issue | Procedure Issue - PROCISSU | Cause | RS
PKGSTRFR | Parking Structure Framing | Parking Structure Framing - PKGSTRFR | UTLFAIL | Utility Failure | Utility Failure - UTLFAIL | Cause | RS
PKGSTRFR | Parking Structure Framing | Parking Structure Framing - PKGSTRFR | VNDLSM | Vandalism | Vandalism - VNDLSM | Cause | RS
PKGSTRFR | Parking Structure Framing | Parking Structure Framing - PKGSTRFR | WORNCMPT | Defective/ Worn Component | Defective/ Worn Component - WORNCMPT | Cause | RS
PKGSTRFR | Parking Structure Framing | Parking Structure Framing - PKGSTRFR | ADJUSTD | Adjusted | Adjusted - ADJUSTD | Action | RS
PKGSTRFR | Parking Structure Framing | Parking Structure Framing - PKGSTRFR | DECOMM | Decommission | Decommission - DECOMM | Action | RS
PKGSTRFR | Parking Structure Framing | Parking Structure Framing - PKGSTRFR | DECONTME | Decontaminate | Decontaminate - DECONTME | Action | RS
PKGSTRFR | Parking Structure Framing | Parking Structure Framing - PKGSTRFR | DONOTHIN | Do Nothing | Do Nothing - DONOTHIN | Action | RS
PKGSTRFR | Parking Structure Framing | Parking Structure Framing - PKGSTRFR | LUBRCTE | Lubricate | Lubricate - LUBRCTE | Action | RS
PKGSTRFR | Parking Structure Framing | Parking Structure Framing - PKGSTRFR | OTHER | Other (specify) | Other (specify) - OTHER | Action | RS
PKGSTRFR | Parking Structure Framing | Parking Structure Framing - PKGSTRFR | RECALBRT | Recalibrate | Recalibrate - RECALBRT | Action | RS
PKGSTRFR | Parking Structure Framing | Parking Structure Framing - PKGSTRFR | REMVOBT | Remove Obstruction | Remove Obstruction - REMVOBT | Action | RS
PKGSTRFR | Parking Structure Framing | Parking Structure Framing - PKGSTRFR | REPCMPT | Repair Component | Repair Component - REPCMPT | Action | RS
PKGSTRFR | Parking Structure Framing | Parking Structure Framing - PKGSTRFR | REPLASS | Replace Asset | Replace Asset - REPLASS | Action | RS
PKGSTRFR | Parking Structure Framing | Parking Structure Framing - PKGSTRFR | REPLCMPT | Replace Component | Replace Component - REPLCMPT | Action | RS
PKGSTRFR | Parking Structure Framing | Parking Structure Framing - PKGSTRFR | REPRASS | Repair Asset | Repair Asset - REPRASS | Action | RS
PKGSTRFR | Parking Structure Framing | Parking Structure Framing - PKGSTRFR | UPGRADES | Upgrade | Upgrade - UPGRADES | Action | RS
PKGSTRRF | Parking Structure Roof | Parking Structure Roof - PKGSTRRF | ABNTEMP | Abnormal Temprature | Abnormal Temprature - ABNTEMP | Problem | RS
PKGSTRRF | Parking Structure Roof | Parking Structure Roof - PKGSTRRF | CORROS | Corrosion | Corrosion - CORROS | Problem | RS
PKGSTRRF | Parking Structure Roof | Parking Structure Roof - PKGSTRRF | ELECTRIP | Electrical Trip Out | Electrical Trip Out - ELECTRIP | Problem | RS
PKGSTRRF | Parking Structure Roof | Parking Structure Roof - PKGSTRRF | EXNOISE | Excessive Noise | Excessive Noise - EXNOISE | Problem | RS
PKGSTRRF | Parking Structure Roof | Parking Structure Roof - PKGSTRRF | EXVIBRTN | Excessive Vibration | Excessive Vibration - EXVIBRTN | Problem | RS
PKGSTRRF | Parking Structure Roof | Parking Structure Roof - PKGSTRRF | JAMMEDEQ | Jammed Equipment | Jammed Equipment - JAMMEDEQ | Problem | RS
PKGSTRRF | Parking Structure Roof | Parking Structure Roof - PKGSTRRF | LEAKING | Leaking | Leaking - LEAKING | Problem | RS
PKGSTRRF | Parking Structure Roof | Parking Structure Roof - PKGSTRRF | LOWPERF | Low Performance | Low Performance - LOWPERF | Problem | RS
PKGSTRRF | Parking Structure Roof | Parking Structure Roof - PKGSTRRF | NONOPER | Non-Operational | Non-Operational - NONOPER | Problem | RS
PKGSTRRF | Parking Structure Roof | Parking Structure Roof - PKGSTRRF | PHYDMGE | Physical Damage | Physical Damage - PHYDMGE | Problem | RS
PKGSTRRF | Parking Structure Roof | Parking Structure Roof - PKGSTRRF | UNSMELL | Unusual Smell | Unusual Smell - UNSMELL | Problem | RS
PKGSTRRF | Parking Structure Roof | Parking Structure Roof - PKGSTRRF | UNSMOKE | Unusual Smoke | Unusual Smoke - UNSMOKE | Problem | RS
PKGSTRRF | Parking Structure Roof | Parking Structure Roof - PKGSTRRF | RFMDET | Roof membrane deteriorated | Roof membrane deteriorated - RFMDET | Failure | RS
PKGSTRRF | Parking Structure Roof | Parking Structure Roof - PKGSTRRF | RSCHDEP | Roof structure, components, surface, or hardware deteriorated | Roof structure, components, surface, or hardware deteriorated - RSCHDEP | Failure | RS
PKGSTRRF | Parking Structure Roof | Parking Structure Roof - PKGSTRRF | ACCIDENT | Accident | Accident - ACCIDENT | Cause | RS
PKGSTRRF | Parking Structure Roof | Parking Structure Roof - PKGSTRRF | ACCWEAR | Accelerated Wear | Accelerated Wear - ACCWEAR | Cause | RS
PKGSTRRF | Parking Structure Roof | Parking Structure Roof - PKGSTRRF | ACTGOD | Weather condition/Forces of nature or Act of God | Weather condition/Forces of nature or Act of God - ACTGOD | Cause | RS
PKGSTRRF | Parking Structure Roof | Parking Structure Roof - PKGSTRRF | CONTAM | Contamination | Contamination - CONTAM | Cause | RS
PKGSTRRF | Parking Structure Roof | Parking Structure Roof - PKGSTRRF | DEFASSET | Defective Asset | Defective Asset - DEFASSET | Cause | RS
PKGSTRRF | Parking Structure Roof | Parking Structure Roof - PKGSTRRF | EXLOAD | Excessive Load | Excessive Load - EXLOAD | Cause | RS
PKGSTRRF | Parking Structure Roof | Parking Structure Roof - PKGSTRRF | IMPRMNT | Improper Maintenance | Improper Maintenance - IMPRMNT | Cause | RS
PKGSTRRF | Parking Structure Roof | Parking Structure Roof - PKGSTRRF | INSLUBR | Insufficient Lubrication | Insufficient Lubrication - INSLUBR | Cause | RS
PKGSTRRF | Parking Structure Roof | Parking Structure Roof - PKGSTRRF | LACKTRN | Lack of/ Inadequate Training | Lack of/ Inadequate Training - LACKTRN | Cause | RS
PKGSTRRF | Parking Structure Roof | Parking Structure Roof - PKGSTRRF | MISSCMP | Loose/ Missing Component | Loose/ Missing Component - MISSCMP | Cause | RS
PKGSTRRF | Parking Structure Roof | Parking Structure Roof - PKGSTRRF | NRMWEAR | Normal Wear | Normal Wear - NRMWEAR | Cause | RS
PKGSTRRF | Parking Structure Roof | Parking Structure Roof - PKGSTRRF | OTHER | Other (specify) | Other (specify) - OTHER | Cause | RS
PKGSTRRF | Parking Structure Roof | Parking Structure Roof - PKGSTRRF | PRINSTAL | Poor Installation | Poor Installation - PRINSTAL | Cause | RS
PKGSTRRF | Parking Structure Roof | Parking Structure Roof - PKGSTRRF | PROCISSU | Procedure Issue | Procedure Issue - PROCISSU | Cause | RS
PKGSTRRF | Parking Structure Roof | Parking Structure Roof - PKGSTRRF | UTLFAIL | Utility Failure | Utility Failure - UTLFAIL | Cause | RS
PKGSTRRF | Parking Structure Roof | Parking Structure Roof - PKGSTRRF | VNDLSM | Vandalism | Vandalism - VNDLSM | Cause | RS
PKGSTRRF | Parking Structure Roof | Parking Structure Roof - PKGSTRRF | WORNCMPT | Defective/ Worn Component | Defective/ Worn Component - WORNCMPT | Cause | RS
PKGSTRRF | Parking Structure Roof | Parking Structure Roof - PKGSTRRF | ADJUSTD | Adjusted | Adjusted - ADJUSTD | Action | RS
PKGSTRRF | Parking Structure Roof | Parking Structure Roof - PKGSTRRF | DECOMM | Decommission | Decommission - DECOMM | Action | RS
PKGSTRRF | Parking Structure Roof | Parking Structure Roof - PKGSTRRF | DECONTME | Decontaminate | Decontaminate - DECONTME | Action | RS
PKGSTRRF | Parking Structure Roof | Parking Structure Roof - PKGSTRRF | DONOTHIN | Do Nothing | Do Nothing - DONOTHIN | Action | RS
PKGSTRRF | Parking Structure Roof | Parking Structure Roof - PKGSTRRF | LUBRCTE | Lubricate | Lubricate - LUBRCTE | Action | RS
PKGSTRRF | Parking Structure Roof | Parking Structure Roof - PKGSTRRF | OTHER | Other (specify) | Other (specify) - OTHER | Action | RS
PKGSTRRF | Parking Structure Roof | Parking Structure Roof - PKGSTRRF | RECALBRT | Recalibrate | Recalibrate - RECALBRT | Action | RS
PKGSTRRF | Parking Structure Roof | Parking Structure Roof - PKGSTRRF | REMVOBT | Remove Obstruction | Remove Obstruction - REMVOBT | Action | RS
PKGSTRRF | Parking Structure Roof | Parking Structure Roof - PKGSTRRF | REPCMPT | Repair Component | Repair Component - REPCMPT | Action | RS
PKGSTRRF | Parking Structure Roof | Parking Structure Roof - PKGSTRRF | REPLASS | Replace Asset | Replace Asset - REPLASS | Action | RS
PKGSTRRF | Parking Structure Roof | Parking Structure Roof - PKGSTRRF | REPLCMPT | Replace Component | Replace Component - REPLCMPT | Action | RS
PKGSTRRF | Parking Structure Roof | Parking Structure Roof - PKGSTRRF | REPRASS | Repair Asset | Repair Asset - REPRASS | Action | RS
PKGSTRRF | Parking Structure Roof | Parking Structure Roof - PKGSTRRF | UPGRADES | Upgrade | Upgrade - UPGRADES | Action | RS
PKGSTRSL | Parking Structure Slab on Grade | Parking Structure Slab on Grade - PKGSTRSL | ABNTEMP | Abnormal Temprature | Abnormal Temprature - ABNTEMP | Problem | RS
PKGSTRSL | Parking Structure Slab on Grade | Parking Structure Slab on Grade - PKGSTRSL | CORROS | Corrosion | Corrosion - CORROS | Problem | RS
PKGSTRSL | Parking Structure Slab on Grade | Parking Structure Slab on Grade - PKGSTRSL | ELECTRIP | Electrical Trip Out | Electrical Trip Out - ELECTRIP | Problem | RS
PKGSTRSL | Parking Structure Slab on Grade | Parking Structure Slab on Grade - PKGSTRSL | EXNOISE | Excessive Noise | Excessive Noise - EXNOISE | Problem | RS
PKGSTRSL | Parking Structure Slab on Grade | Parking Structure Slab on Grade - PKGSTRSL | EXVIBRTN | Excessive Vibration | Excessive Vibration - EXVIBRTN | Problem | RS
PKGSTRSL | Parking Structure Slab on Grade | Parking Structure Slab on Grade - PKGSTRSL | JAMMEDEQ | Jammed Equipment | Jammed Equipment - JAMMEDEQ | Problem | RS
PKGSTRSL | Parking Structure Slab on Grade | Parking Structure Slab on Grade - PKGSTRSL | LEAKING | Leaking | Leaking - LEAKING | Problem | RS
PKGSTRSL | Parking Structure Slab on Grade | Parking Structure Slab on Grade - PKGSTRSL | LOWPERF | Low Performance | Low Performance - LOWPERF | Problem | RS
PKGSTRSL | Parking Structure Slab on Grade | Parking Structure Slab on Grade - PKGSTRSL | NONOPER | Non-Operational | Non-Operational - NONOPER | Problem | RS
PKGSTRSL | Parking Structure Slab on Grade | Parking Structure Slab on Grade - PKGSTRSL | PHYDMGE | Physical Damage | Physical Damage - PHYDMGE | Problem | RS
PKGSTRSL | Parking Structure Slab on Grade | Parking Structure Slab on Grade - PKGSTRSL | UNSMELL | Unusual Smell | Unusual Smell - UNSMELL | Problem | RS
PKGSTRSL | Parking Structure Slab on Grade | Parking Structure Slab on Grade - PKGSTRSL | UNSMOKE | Unusual Smoke | Unusual Smoke - UNSMOKE | Problem | RS
PKGSTRSL | Parking Structure Slab on Grade | Parking Structure Slab on Grade - PKGSTRSL | SLOGDET | Slab on grade deteriorated | Slab on grade deteriorated - SLOGDET | Failure | RS
PKGSTRSL | Parking Structure Slab on Grade | Parking Structure Slab on Grade - PKGSTRSL | ACCIDENT | Accident | Accident - ACCIDENT | Cause | RS
PKGSTRSL | Parking Structure Slab on Grade | Parking Structure Slab on Grade - PKGSTRSL | ACCWEAR | Accelerated Wear | Accelerated Wear - ACCWEAR | Cause | RS
PKGSTRSL | Parking Structure Slab on Grade | Parking Structure Slab on Grade - PKGSTRSL | ACTGOD | Weather condition/Forces of nature or Act of God | Weather condition/Forces of nature or Act of God - ACTGOD | Cause | RS
PKGSTRSL | Parking Structure Slab on Grade | Parking Structure Slab on Grade - PKGSTRSL | CONTAM | Contamination | Contamination - CONTAM | Cause | RS
PKGSTRSL | Parking Structure Slab on Grade | Parking Structure Slab on Grade - PKGSTRSL | DEFASSET | Defective Asset | Defective Asset - DEFASSET | Cause | RS
PKGSTRSL | Parking Structure Slab on Grade | Parking Structure Slab on Grade - PKGSTRSL | EXLOAD | Excessive Load | Excessive Load - EXLOAD | Cause | RS
PKGSTRSL | Parking Structure Slab on Grade | Parking Structure Slab on Grade - PKGSTRSL | IMPRMNT | Improper Maintenance | Improper Maintenance - IMPRMNT | Cause | RS
PKGSTRSL | Parking Structure Slab on Grade | Parking Structure Slab on Grade - PKGSTRSL | INSLUBR | Insufficient Lubrication | Insufficient Lubrication - INSLUBR | Cause | RS
PKGSTRSL | Parking Structure Slab on Grade | Parking Structure Slab on Grade - PKGSTRSL | LACKTRN | Lack of/ Inadequate Training | Lack of/ Inadequate Training - LACKTRN | Cause | RS
PKGSTRSL | Parking Structure Slab on Grade | Parking Structure Slab on Grade - PKGSTRSL | MISSCMP | Loose/ Missing Component | Loose/ Missing Component - MISSCMP | Cause | RS
PKGSTRSL | Parking Structure Slab on Grade | Parking Structure Slab on Grade - PKGSTRSL | NRMWEAR | Normal Wear | Normal Wear - NRMWEAR | Cause | RS
PKGSTRSL | Parking Structure Slab on Grade | Parking Structure Slab on Grade - PKGSTRSL | OTHER | Other (specify) | Other (specify) - OTHER | Cause | RS
PKGSTRSL | Parking Structure Slab on Grade | Parking Structure Slab on Grade - PKGSTRSL | PRINSTAL | Poor Installation | Poor Installation - PRINSTAL | Cause | RS
PKGSTRSL | Parking Structure Slab on Grade | Parking Structure Slab on Grade - PKGSTRSL | PROCISSU | Procedure Issue | Procedure Issue - PROCISSU | Cause | RS
PKGSTRSL | Parking Structure Slab on Grade | Parking Structure Slab on Grade - PKGSTRSL | UTLFAIL | Utility Failure | Utility Failure - UTLFAIL | Cause | RS
PKGSTRSL | Parking Structure Slab on Grade | Parking Structure Slab on Grade - PKGSTRSL | VNDLSM | Vandalism | Vandalism - VNDLSM | Cause | RS
PKGSTRSL | Parking Structure Slab on Grade | Parking Structure Slab on Grade - PKGSTRSL | WORNCMPT | Defective/ Worn Component | Defective/ Worn Component - WORNCMPT | Cause | RS
PKGSTRSL | Parking Structure Slab on Grade | Parking Structure Slab on Grade - PKGSTRSL | ADJUSTD | Adjusted | Adjusted - ADJUSTD | Action | RS
PKGSTRSL | Parking Structure Slab on Grade | Parking Structure Slab on Grade - PKGSTRSL | DECOMM | Decommission | Decommission - DECOMM | Action | RS
PKGSTRSL | Parking Structure Slab on Grade | Parking Structure Slab on Grade - PKGSTRSL | DECONTME | Decontaminate | Decontaminate - DECONTME | Action | RS
PKGSTRSL | Parking Structure Slab on Grade | Parking Structure Slab on Grade - PKGSTRSL | DONOTHIN | Do Nothing | Do Nothing - DONOTHIN | Action | RS
PKGSTRSL | Parking Structure Slab on Grade | Parking Structure Slab on Grade - PKGSTRSL | LUBRCTE | Lubricate | Lubricate - LUBRCTE | Action | RS
PKGSTRSL | Parking Structure Slab on Grade | Parking Structure Slab on Grade - PKGSTRSL | OTHER | Other (specify) | Other (specify) - OTHER | Action | RS
PKGSTRSL | Parking Structure Slab on Grade | Parking Structure Slab on Grade - PKGSTRSL | RECALBRT | Recalibrate | Recalibrate - RECALBRT | Action | RS
PKGSTRSL | Parking Structure Slab on Grade | Parking Structure Slab on Grade - PKGSTRSL | REMVOBT | Remove Obstruction | Remove Obstruction - REMVOBT | Action | RS
PKGSTRSL | Parking Structure Slab on Grade | Parking Structure Slab on Grade - PKGSTRSL | REPCMPT | Repair Component | Repair Component - REPCMPT | Action | RS
PKGSTRSL | Parking Structure Slab on Grade | Parking Structure Slab on Grade - PKGSTRSL | REPLASS | Replace Asset | Replace Asset - REPLASS | Action | RS
PKGSTRSL | Parking Structure Slab on Grade | Parking Structure Slab on Grade - PKGSTRSL | REPLCMPT | Replace Component | Replace Component - REPLCMPT | Action | RS
PKGSTRSL | Parking Structure Slab on Grade | Parking Structure Slab on Grade - PKGSTRSL | REPRASS | Repair Asset | Repair Asset - REPRASS | Action | RS
PKGSTRSL | Parking Structure Slab on Grade | Parking Structure Slab on Grade - PKGSTRSL | UPGRADES | Upgrade | Upgrade - UPGRADES | Action | RS
PLMBFXT | Plumbing Fixture | Plumbing Fixture - PLMBFXT | ABNTEMP | Abnormal Temprature | Abnormal Temprature - ABNTEMP | Problem | RS
PLMBFXT | Plumbing Fixture | Plumbing Fixture - PLMBFXT | CORROS | Corrosion | Corrosion - CORROS | Problem | RS
PLMBFXT | Plumbing Fixture | Plumbing Fixture - PLMBFXT | ELECTRIP | Electrical Trip Out | Electrical Trip Out - ELECTRIP | Problem | RS
PLMBFXT | Plumbing Fixture | Plumbing Fixture - PLMBFXT | EXNOISE | Excessive Noise | Excessive Noise - EXNOISE | Problem | RS
PLMBFXT | Plumbing Fixture | Plumbing Fixture - PLMBFXT | EXVIBRTN | Excessive Vibration | Excessive Vibration - EXVIBRTN | Problem | RS
PLMBFXT | Plumbing Fixture | Plumbing Fixture - PLMBFXT | JAMMEDEQ | Jammed Equipment | Jammed Equipment - JAMMEDEQ | Problem | RS
PLMBFXT | Plumbing Fixture | Plumbing Fixture - PLMBFXT | LEAKING | Leaking | Leaking - LEAKING | Problem | RS
PLMBFXT | Plumbing Fixture | Plumbing Fixture - PLMBFXT | LOWPERF | Low Performance | Low Performance - LOWPERF | Problem | RS
PLMBFXT | Plumbing Fixture | Plumbing Fixture - PLMBFXT | NONOPER | Non-Operational | Non-Operational - NONOPER | Problem | RS
PLMBFXT | Plumbing Fixture | Plumbing Fixture - PLMBFXT | PHYDMGE | Physical Damage | Physical Damage - PHYDMGE | Problem | RS
PLMBFXT | Plumbing Fixture | Plumbing Fixture - PLMBFXT | UNSMELL | Unusual Smell | Unusual Smell - UNSMELL | Problem | RS
PLMBFXT | Plumbing Fixture | Plumbing Fixture - PLMBFXT | UNSMOKE | Unusual Smoke | Unusual Smoke - UNSMOKE | Problem | RS
PLMBFXT | Plumbing Fixture | Plumbing Fixture - PLMBFXT | PLFAFAIL | Plumbing fixtures automatic function failed | Plumbing fixtures automatic function failed - PLFAFAIL | Failure | RS
PLMBFXT | Plumbing Fixture | Plumbing Fixture - PLMBFXT | PLFDET | Plumbing fixture deteriorated | Plumbing fixture deteriorated - PLFDET | Failure | RS
PLMBFXT | Plumbing Fixture | Plumbing Fixture - PLMBFXT | TUNDCONT | Tunnel drains contaminated | Tunnel drains contaminated - TUNDCONT | Failure | RS
PLMBFXT | Plumbing Fixture | Plumbing Fixture - PLMBFXT | ACCIDENT | Accident | Accident - ACCIDENT | Cause | RS
PLMBFXT | Plumbing Fixture | Plumbing Fixture - PLMBFXT | ACCWEAR | Accelerated Wear | Accelerated Wear - ACCWEAR | Cause | RS
PLMBFXT | Plumbing Fixture | Plumbing Fixture - PLMBFXT | ACTGOD | Weather condition/Forces of nature or Act of God | Weather condition/Forces of nature or Act of God - ACTGOD | Cause | RS
PLMBFXT | Plumbing Fixture | Plumbing Fixture - PLMBFXT | CONTAM | Contamination | Contamination - CONTAM | Cause | RS
PLMBFXT | Plumbing Fixture | Plumbing Fixture - PLMBFXT | DEFASSET | Defective Asset | Defective Asset - DEFASSET | Cause | RS
PLMBFXT | Plumbing Fixture | Plumbing Fixture - PLMBFXT | EXLOAD | Excessive Load | Excessive Load - EXLOAD | Cause | RS
PLMBFXT | Plumbing Fixture | Plumbing Fixture - PLMBFXT | IMPRMNT | Improper Maintenance | Improper Maintenance - IMPRMNT | Cause | RS
PLMBFXT | Plumbing Fixture | Plumbing Fixture - PLMBFXT | INSLUBR | Insufficient Lubrication | Insufficient Lubrication - INSLUBR | Cause | RS
PLMBFXT | Plumbing Fixture | Plumbing Fixture - PLMBFXT | LACKTRN | Lack of/ Inadequate Training | Lack of/ Inadequate Training - LACKTRN | Cause | RS
PLMBFXT | Plumbing Fixture | Plumbing Fixture - PLMBFXT | MISSCMP | Loose/ Missing Component | Loose/ Missing Component - MISSCMP | Cause | RS
PLMBFXT | Plumbing Fixture | Plumbing Fixture - PLMBFXT | NRMWEAR | Normal Wear | Normal Wear - NRMWEAR | Cause | RS
PLMBFXT | Plumbing Fixture | Plumbing Fixture - PLMBFXT | OTHER | Other (specify) | Other (specify) - OTHER | Cause | RS
PLMBFXT | Plumbing Fixture | Plumbing Fixture - PLMBFXT | PRINSTAL | Poor Installation | Poor Installation - PRINSTAL | Cause | RS
PLMBFXT | Plumbing Fixture | Plumbing Fixture - PLMBFXT | PROCISSU | Procedure Issue | Procedure Issue - PROCISSU | Cause | RS
PLMBFXT | Plumbing Fixture | Plumbing Fixture - PLMBFXT | UTLFAIL | Utility Failure | Utility Failure - UTLFAIL | Cause | RS
PLMBFXT | Plumbing Fixture | Plumbing Fixture - PLMBFXT | VNDLSM | Vandalism | Vandalism - VNDLSM | Cause | RS
PLMBFXT | Plumbing Fixture | Plumbing Fixture - PLMBFXT | WORNCMPT | Defective/ Worn Component | Defective/ Worn Component - WORNCMPT | Cause | RS
PLMBFXT | Plumbing Fixture | Plumbing Fixture - PLMBFXT | ADJUSTD | Adjusted | Adjusted - ADJUSTD | Action | RS
PLMBFXT | Plumbing Fixture | Plumbing Fixture - PLMBFXT | DECOMM | Decommission | Decommission - DECOMM | Action | RS
PLMBFXT | Plumbing Fixture | Plumbing Fixture - PLMBFXT | DECONTME | Decontaminate | Decontaminate - DECONTME | Action | RS
PLMBFXT | Plumbing Fixture | Plumbing Fixture - PLMBFXT | DONOTHIN | Do Nothing | Do Nothing - DONOTHIN | Action | RS
PLMBFXT | Plumbing Fixture | Plumbing Fixture - PLMBFXT | LUBRCTE | Lubricate | Lubricate - LUBRCTE | Action | RS
PLMBFXT | Plumbing Fixture | Plumbing Fixture - PLMBFXT | OTHER | Other (specify) | Other (specify) - OTHER | Action | RS
PLMBFXT | Plumbing Fixture | Plumbing Fixture - PLMBFXT | RECALBRT | Recalibrate | Recalibrate - RECALBRT | Action | RS
PLMBFXT | Plumbing Fixture | Plumbing Fixture - PLMBFXT | REMVOBT | Remove Obstruction | Remove Obstruction - REMVOBT | Action | RS
PLMBFXT | Plumbing Fixture | Plumbing Fixture - PLMBFXT | REPCMPT | Repair Component | Repair Component - REPCMPT | Action | RS
PLMBFXT | Plumbing Fixture | Plumbing Fixture - PLMBFXT | REPLASS | Replace Asset | Replace Asset - REPLASS | Action | RS
PLMBFXT | Plumbing Fixture | Plumbing Fixture - PLMBFXT | REPLCMPT | Replace Component | Replace Component - REPLCMPT | Action | RS
PLMBFXT | Plumbing Fixture | Plumbing Fixture - PLMBFXT | REPRASS | Repair Asset | Repair Asset - REPRASS | Action | RS
PLMBFXT | Plumbing Fixture | Plumbing Fixture - PLMBFXT | UPGRADES | Upgrade | Upgrade - UPGRADES | Action | RS
PLMBFXTF | Plumbing Fixture - Fountains | Plumbing Fixture - Fountains - PLMBFXTF | ABNTEMP | Abnormal Temprature | Abnormal Temprature - ABNTEMP | Problem | RS
PLMBFXTF | Plumbing Fixture - Fountains | Plumbing Fixture - Fountains - PLMBFXTF | CORROS | Corrosion | Corrosion - CORROS | Problem | RS
PLMBFXTF | Plumbing Fixture - Fountains | Plumbing Fixture - Fountains - PLMBFXTF | ELECTRIP | Electrical Trip Out | Electrical Trip Out - ELECTRIP | Problem | RS
PLMBFXTF | Plumbing Fixture - Fountains | Plumbing Fixture - Fountains - PLMBFXTF | EXNOISE | Excessive Noise | Excessive Noise - EXNOISE | Problem | RS
PLMBFXTF | Plumbing Fixture - Fountains | Plumbing Fixture - Fountains - PLMBFXTF | EXVIBRTN | Excessive Vibration | Excessive Vibration - EXVIBRTN | Problem | RS
PLMBFXTF | Plumbing Fixture - Fountains | Plumbing Fixture - Fountains - PLMBFXTF | JAMMEDEQ | Jammed Equipment | Jammed Equipment - JAMMEDEQ | Problem | RS
PLMBFXTF | Plumbing Fixture - Fountains | Plumbing Fixture - Fountains - PLMBFXTF | LEAKING | Leaking | Leaking - LEAKING | Problem | RS
PLMBFXTF | Plumbing Fixture - Fountains | Plumbing Fixture - Fountains - PLMBFXTF | LOWPERF | Low Performance | Low Performance - LOWPERF | Problem | RS
PLMBFXTF | Plumbing Fixture - Fountains | Plumbing Fixture - Fountains - PLMBFXTF | NONOPER | Non-Operational | Non-Operational - NONOPER | Problem | RS
PLMBFXTF | Plumbing Fixture - Fountains | Plumbing Fixture - Fountains - PLMBFXTF | PHYDMGE | Physical Damage | Physical Damage - PHYDMGE | Problem | RS
PLMBFXTF | Plumbing Fixture - Fountains | Plumbing Fixture - Fountains - PLMBFXTF | UNSMELL | Unusual Smell | Unusual Smell - UNSMELL | Problem | RS
PLMBFXTF | Plumbing Fixture - Fountains | Plumbing Fixture - Fountains - PLMBFXTF | UNSMOKE | Unusual Smoke | Unusual Smoke - UNSMOKE | Problem | RS
PLMBFXTF | Plumbing Fixture - Fountains | Plumbing Fixture - Fountains - PLMBFXTF | PLFFCONT | Plumbing fixture fountain filter contaminated | Plumbing fixture fountain filter contaminated - PLFFCONT | Failure | RS
PLMBFXTF | Plumbing Fixture - Fountains | Plumbing Fixture - Fountains - PLMBFXTF | PLFFDET | Plumbing fixture fountain deteriorated | Plumbing fixture fountain deteriorated - PLFFDET | Failure | RS
PLMBFXTF | Plumbing Fixture - Fountains | Plumbing Fixture - Fountains - PLMBFXTF | ACCIDENT | Accident | Accident - ACCIDENT | Cause | RS
PLMBFXTF | Plumbing Fixture - Fountains | Plumbing Fixture - Fountains - PLMBFXTF | ACCWEAR | Accelerated Wear | Accelerated Wear - ACCWEAR | Cause | RS
PLMBFXTF | Plumbing Fixture - Fountains | Plumbing Fixture - Fountains - PLMBFXTF | ACTGOD | Weather condition/Forces of nature or Act of God | Weather condition/Forces of nature or Act of God - ACTGOD | Cause | RS
PLMBFXTF | Plumbing Fixture - Fountains | Plumbing Fixture - Fountains - PLMBFXTF | CONTAM | Contamination | Contamination - CONTAM | Cause | RS
PLMBFXTF | Plumbing Fixture - Fountains | Plumbing Fixture - Fountains - PLMBFXTF | DEFASSET | Defective Asset | Defective Asset - DEFASSET | Cause | RS
PLMBFXTF | Plumbing Fixture - Fountains | Plumbing Fixture - Fountains - PLMBFXTF | EXLOAD | Excessive Load | Excessive Load - EXLOAD | Cause | RS
PLMBFXTF | Plumbing Fixture - Fountains | Plumbing Fixture - Fountains - PLMBFXTF | IMPRMNT | Improper Maintenance | Improper Maintenance - IMPRMNT | Cause | RS
PLMBFXTF | Plumbing Fixture - Fountains | Plumbing Fixture - Fountains - PLMBFXTF | INSLUBR | Insufficient Lubrication | Insufficient Lubrication - INSLUBR | Cause | RS
PLMBFXTF | Plumbing Fixture - Fountains | Plumbing Fixture - Fountains - PLMBFXTF | LACKTRN | Lack of/ Inadequate Training | Lack of/ Inadequate Training - LACKTRN | Cause | RS
PLMBFXTF | Plumbing Fixture - Fountains | Plumbing Fixture - Fountains - PLMBFXTF | MISSCMP | Loose/ Missing Component | Loose/ Missing Component - MISSCMP | Cause | RS
PLMBFXTF | Plumbing Fixture - Fountains | Plumbing Fixture - Fountains - PLMBFXTF | NRMWEAR | Normal Wear | Normal Wear - NRMWEAR | Cause | RS
PLMBFXTF | Plumbing Fixture - Fountains | Plumbing Fixture - Fountains - PLMBFXTF | OTHER | Other (specify) | Other (specify) - OTHER | Cause | RS
PLMBFXTF | Plumbing Fixture - Fountains | Plumbing Fixture - Fountains - PLMBFXTF | PRINSTAL | Poor Installation | Poor Installation - PRINSTAL | Cause | RS
PLMBFXTF | Plumbing Fixture - Fountains | Plumbing Fixture - Fountains - PLMBFXTF | PROCISSU | Procedure Issue | Procedure Issue - PROCISSU | Cause | RS
PLMBFXTF | Plumbing Fixture - Fountains | Plumbing Fixture - Fountains - PLMBFXTF | UTLFAIL | Utility Failure | Utility Failure - UTLFAIL | Cause | RS
PLMBFXTF | Plumbing Fixture - Fountains | Plumbing Fixture - Fountains - PLMBFXTF | VNDLSM | Vandalism | Vandalism - VNDLSM | Cause | RS
PLMBFXTF | Plumbing Fixture - Fountains | Plumbing Fixture - Fountains - PLMBFXTF | WORNCMPT | Defective/ Worn Component | Defective/ Worn Component - WORNCMPT | Cause | RS
PLMBFXTF | Plumbing Fixture - Fountains | Plumbing Fixture - Fountains - PLMBFXTF | ADJUSTD | Adjusted | Adjusted - ADJUSTD | Action | RS
PLMBFXTF | Plumbing Fixture - Fountains | Plumbing Fixture - Fountains - PLMBFXTF | DECOMM | Decommission | Decommission - DECOMM | Action | RS
PLMBFXTF | Plumbing Fixture - Fountains | Plumbing Fixture - Fountains - PLMBFXTF | DECONTME | Decontaminate | Decontaminate - DECONTME | Action | RS
PLMBFXTF | Plumbing Fixture - Fountains | Plumbing Fixture - Fountains - PLMBFXTF | DONOTHIN | Do Nothing | Do Nothing - DONOTHIN | Action | RS
PLMBFXTF | Plumbing Fixture - Fountains | Plumbing Fixture - Fountains - PLMBFXTF | LUBRCTE | Lubricate | Lubricate - LUBRCTE | Action | RS
PLMBFXTF | Plumbing Fixture - Fountains | Plumbing Fixture - Fountains - PLMBFXTF | OTHER | Other (specify) | Other (specify) - OTHER | Action | RS
PLMBFXTF | Plumbing Fixture - Fountains | Plumbing Fixture - Fountains - PLMBFXTF | RECALBRT | Recalibrate | Recalibrate - RECALBRT | Action | RS
PLMBFXTF | Plumbing Fixture - Fountains | Plumbing Fixture - Fountains - PLMBFXTF | REMVOBT | Remove Obstruction | Remove Obstruction - REMVOBT | Action | RS
PLMBFXTF | Plumbing Fixture - Fountains | Plumbing Fixture - Fountains - PLMBFXTF | REPCMPT | Repair Component | Repair Component - REPCMPT | Action | RS
PLMBFXTF | Plumbing Fixture - Fountains | Plumbing Fixture - Fountains - PLMBFXTF | REPLASS | Replace Asset | Replace Asset - REPLASS | Action | RS
PLMBFXTF | Plumbing Fixture - Fountains | Plumbing Fixture - Fountains - PLMBFXTF | REPLCMPT | Replace Component | Replace Component - REPLCMPT | Action | RS
PLMBFXTF | Plumbing Fixture - Fountains | Plumbing Fixture - Fountains - PLMBFXTF | REPRASS | Repair Asset | Repair Asset - REPRASS | Action | RS
PLMBFXTF | Plumbing Fixture - Fountains | Plumbing Fixture - Fountains - PLMBFXTF | UPGRADES | Upgrade | Upgrade - UPGRADES | Action | RS
PMP | Pump | Pump - PMP | ABNTEMP | Abnormal Temprature | Abnormal Temprature - ABNTEMP | Problem | RS
PMP | Pump | Pump - PMP | CORROS | Corrosion | Corrosion - CORROS | Problem | RS
PMP | Pump | Pump - PMP | ELECTRIP | Electrical Trip Out | Electrical Trip Out - ELECTRIP | Problem | RS
PMP | Pump | Pump - PMP | EXNOISE | Excessive Noise | Excessive Noise - EXNOISE | Problem | RS
PMP | Pump | Pump - PMP | EXNOISE1 | Excessive Noise | Excessive Noise - EXNOISE1 | Problem | RS
PMP | Pump | Pump - PMP | EXVIBRTN | Excessive Vibration | Excessive Vibration - EXVIBRTN | Problem | RS
PMP | Pump | Pump - PMP | JAMMEDEQ | Jammed Equipment | Jammed Equipment - JAMMEDEQ | Problem | RS
PMP | Pump | Pump - PMP | LEAKING | Leaking | Leaking - LEAKING | Problem | RS
PMP | Pump | Pump - PMP | LEAKING1 | Leaking | Leaking - LEAKING1 | Problem | RS
PMP | Pump | Pump - PMP | LOWPERF | Low Performance | Low Performance - LOWPERF | Problem | RS
PMP | Pump | Pump - PMP | NONOPER | Non-Operational | Non-Operational - NONOPER | Problem | RS
PMP | Pump | Pump - PMP | NONWKPM1 | Non Working - Pump | Non Working - Pump - NONWKPM1 | Problem | RS
PMP | Pump | Pump - PMP | PHYDMGE | Physical Damage | Physical Damage - PHYDMGE | Problem | RS
PMP | Pump | Pump - PMP | UNSMELL | Unusual Smell | Unusual Smell - UNSMELL | Problem | RS
PMP | Pump | Pump - PMP | UNSMOKE | Unusual Smoke | Unusual Smoke - UNSMOKE | Problem | RS
PMP | Pump | Pump - PMP | CASIDAM1 | Casing Damage | Casing Damage - CASIDAM1 | Failure | RS
PMP | Pump | Pump - PMP | DEFEMO1 | Defective Motor | Defective Motor - DEFEMO1 | Failure | RS
PMP | Pump | Pump - PMP | DEFEMO2 | Defective Motor | Defective Motor - DEFEMO2 | Failure | RS
PMP | Pump | Pump - PMP | MISACO1 | Misaligned Coupling | Misaligned Coupling - MISACO1 | Failure | RS
PMP | Pump | Pump - PMP | MISAOFI1 | Misalignment Of Inlet/Outlet | Misalignment Of Inlet/Outlet - MISAOFI1 | Failure | RS
PMP | Pump | Pump - PMP | PMPBILUB | Pump bearings insufficiently lubricated | Pump bearings insufficiently lubricated - PMPBILUB | Failure | RS
PMP | Pump | Pump - PMP | PMPCDET | Pump components deteriorated or contaminated | Pump components deteriorated or contaminated - PMPCDET | Failure | RS
PMP | Pump | Pump - PMP | PMPFAIL | Pump failed | Pump failed - PMPFAIL | Failure | RS
PMP | Pump | Pump - PMP | PPMSODEP | Pneumatic pump air lubricator oil depleted | Pneumatic pump air lubricator oil depleted - PPMSODEP | Failure | RS
PMP | Pump | Pump - PMP | WORNBE1 | Worn Bearing | Worn Bearing - WORNBE1 | Failure | RS
PMP | Pump | Pump - PMP | WORNSE1 | Worn Seal | Worn Seal - WORNSE1 | Failure | RS
PMP | Pump | Pump - PMP | ACCIDENT | Accident | Accident - ACCIDENT | Cause | RS
PMP | Pump | Pump - PMP | ACCWEAR | Accelerated Wear | Accelerated Wear - ACCWEAR | Cause | RS
PMP | Pump | Pump - PMP | ACTGOD | Weather condition/Forces of nature or Act of God | Weather condition/Forces of nature or Act of God - ACTGOD | Cause | RS
PMP | Pump | Pump - PMP | AGING139 | Aging | Aging - AGING139 | Cause | RS
PMP | Pump | Pump - PMP | AGING171 | Aging | Aging - AGING171 | Cause | RS
PMP | Pump | Pump - PMP | AGING71 | Aging | Aging - AGING71 | Cause | RS
PMP | Pump | Pump - PMP | CONTAM | Contamination | Contamination - CONTAM | Cause | RS
PMP | Pump | Pump - PMP | DEFASSET | Defective Asset | Defective Asset - DEFASSET | Cause | RS
PMP | Pump | Pump - PMP | ELECFA18 | Electrical Fault | Electrical Fault - ELECFA18 | Cause | RS
PMP | Pump | Pump - PMP | EXLOAD | Excessive Load | Excessive Load - EXLOAD | Cause | RS
PMP | Pump | Pump - PMP | IMPRMNT | Improper Maintenance | Improper Maintenance - IMPRMNT | Cause | RS
PMP | Pump | Pump - PMP | INSLUBR | Insufficient Lubrication | Insufficient Lubrication - INSLUBR | Cause | RS
PMP | Pump | Pump - PMP | LACKTRN | Lack of/ Inadequate Training | Lack of/ Inadequate Training - LACKTRN | Cause | RS
PMP | Pump | Pump - PMP | LUBRICA6 | Lubrication | Lubrication - LUBRICA6 | Cause | RS
PMP | Pump | Pump - PMP | MISSCMP | Loose/ Missing Component | Loose/ Missing Component - MISSCMP | Cause | RS
PMP | Pump | Pump - PMP | NRMWEAR | Normal Wear | Normal Wear - NRMWEAR | Cause | RS
PMP | Pump | Pump - PMP | OTHER | Other (specify) | Other (specify) - OTHER | Cause | RS
PMP | Pump | Pump - PMP | PRINSTAL | Poor Installation | Poor Installation - PRINSTAL | Cause | RS
PMP | Pump | Pump - PMP | PROCISSU | Procedure Issue | Procedure Issue - PROCISSU | Cause | RS
PMP | Pump | Pump - PMP | UTLFAIL | Utility Failure | Utility Failure - UTLFAIL | Cause | RS
PMP | Pump | Pump - PMP | VIBRA10 | Vibrations | Vibrations - VIBRA10 | Cause | RS
PMP | Pump | Pump - PMP | VIBRA12 | Vibrations | Vibrations - VIBRA12 | Cause | RS
PMP | Pump | Pump - PMP | VIBRATE1 | Vibrations | Vibrations - VIBRATE1 | Cause | RS
PMP | Pump | Pump - PMP | VNDLSM | Vandalism | Vandalism - VNDLSM | Cause | RS
PMP | Pump | Pump - PMP | WORNCMPT | Defective/ Worn Component | Defective/ Worn Component - WORNCMPT | Cause | RS
PMP | Pump | Pump - PMP | ADJUSTD | Adjusted | Adjusted - ADJUSTD | Action | RS
PMP | Pump | Pump - PMP | DECOMM | Decommission | Decommission - DECOMM | Action | RS
PMP | Pump | Pump - PMP | DECONTME | Decontaminate | Decontaminate - DECONTME | Action | RS
PMP | Pump | Pump - PMP | DONOTHIN | Do Nothing | Do Nothing - DONOTHIN | Action | RS
PMP | Pump | Pump - PMP | LUBRCTE | Lubricate | Lubricate - LUBRCTE | Action | RS
PMP | Pump | Pump - PMP | OTHER | Other (specify) | Other (specify) - OTHER | Action | RS
PMP | Pump | Pump - PMP | RECALBRT | Recalibrate | Recalibrate - RECALBRT | Action | RS
PMP | Pump | Pump - PMP | REMVOBT | Remove Obstruction | Remove Obstruction - REMVOBT | Action | RS
PMP | Pump | Pump - PMP | REPAIR | Repair | Repair - REPAIR | Action | RS
PMP | Pump | Pump - PMP | REPCMPT | Repair Component | Repair Component - REPCMPT | Action | RS
PMP | Pump | Pump - PMP | REPLACE | Replace | Replace - REPLACE | Action | RS
PMP | Pump | Pump - PMP | REPLASS | Replace Asset | Replace Asset - REPLASS | Action | RS
PMP | Pump | Pump - PMP | REPLCMPT | Replace Component | Replace Component - REPLCMPT | Action | RS
PMP | Pump | Pump - PMP | REPRASS | Repair Asset | Repair Asset - REPRASS | Action | RS
PMP | Pump | Pump - PMP | UPGRADES | Upgrade | Upgrade - UPGRADES | Action | RS
PORTOFFC | Portable Office | Portable Office - PORTOFFC | ABNTEMP | Abnormal Temprature | Abnormal Temprature - ABNTEMP | Problem | RS
PORTOFFC | Portable Office | Portable Office - PORTOFFC | CORROS | Corrosion | Corrosion - CORROS | Problem | RS
PORTOFFC | Portable Office | Portable Office - PORTOFFC | ELECTRIP | Electrical Trip Out | Electrical Trip Out - ELECTRIP | Problem | RS
PORTOFFC | Portable Office | Portable Office - PORTOFFC | EXNOISE | Excessive Noise | Excessive Noise - EXNOISE | Problem | RS
PORTOFFC | Portable Office | Portable Office - PORTOFFC | EXVIBRTN | Excessive Vibration | Excessive Vibration - EXVIBRTN | Problem | RS
PORTOFFC | Portable Office | Portable Office - PORTOFFC | JAMMEDEQ | Jammed Equipment | Jammed Equipment - JAMMEDEQ | Problem | RS
PORTOFFC | Portable Office | Portable Office - PORTOFFC | LEAKING | Leaking | Leaking - LEAKING | Problem | RS
PORTOFFC | Portable Office | Portable Office - PORTOFFC | LOWPERF | Low Performance | Low Performance - LOWPERF | Problem | RS
PORTOFFC | Portable Office | Portable Office - PORTOFFC | NONOPER | Non-Operational | Non-Operational - NONOPER | Problem | RS
PORTOFFC | Portable Office | Portable Office - PORTOFFC | PHYDMGE | Physical Damage | Physical Damage - PHYDMGE | Problem | RS
PORTOFFC | Portable Office | Portable Office - PORTOFFC | UNSMELL | Unusual Smell | Unusual Smell - UNSMELL | Problem | RS
PORTOFFC | Portable Office | Portable Office - PORTOFFC | UNSMOKE | Unusual Smoke | Unusual Smoke - UNSMOKE | Problem | RS
PORTOFFC | Portable Office | Portable Office - PORTOFFC | PODDAM | Portable Office deteriorated and/or damaged | Portable Office deteriorated and/or damaged - PODDAM | Failure | RS
PORTOFFC | Portable Office | Portable Office - PORTOFFC | ACCIDENT | Accident | Accident - ACCIDENT | Cause | RS
PORTOFFC | Portable Office | Portable Office - PORTOFFC | ACCWEAR | Accelerated Wear | Accelerated Wear - ACCWEAR | Cause | RS
PORTOFFC | Portable Office | Portable Office - PORTOFFC | ACTGOD | Weather condition/Forces of nature or Act of God | Weather condition/Forces of nature or Act of God - ACTGOD | Cause | RS
PORTOFFC | Portable Office | Portable Office - PORTOFFC | CONTAM | Contamination | Contamination - CONTAM | Cause | RS
PORTOFFC | Portable Office | Portable Office - PORTOFFC | DEFASSET | Defective Asset | Defective Asset - DEFASSET | Cause | RS
PORTOFFC | Portable Office | Portable Office - PORTOFFC | EXLOAD | Excessive Load | Excessive Load - EXLOAD | Cause | RS
PORTOFFC | Portable Office | Portable Office - PORTOFFC | IMPRMNT | Improper Maintenance | Improper Maintenance - IMPRMNT | Cause | RS
PORTOFFC | Portable Office | Portable Office - PORTOFFC | INSLUBR | Insufficient Lubrication | Insufficient Lubrication - INSLUBR | Cause | RS
PORTOFFC | Portable Office | Portable Office - PORTOFFC | LACKTRN | Lack of/ Inadequate Training | Lack of/ Inadequate Training - LACKTRN | Cause | RS
PORTOFFC | Portable Office | Portable Office - PORTOFFC | MISSCMP | Loose/ Missing Component | Loose/ Missing Component - MISSCMP | Cause | RS
PORTOFFC | Portable Office | Portable Office - PORTOFFC | NRMWEAR | Normal Wear | Normal Wear - NRMWEAR | Cause | RS
PORTOFFC | Portable Office | Portable Office - PORTOFFC | OTHER | Other (specify) | Other (specify) - OTHER | Cause | RS
PORTOFFC | Portable Office | Portable Office - PORTOFFC | PRINSTAL | Poor Installation | Poor Installation - PRINSTAL | Cause | RS
PORTOFFC | Portable Office | Portable Office - PORTOFFC | PROCISSU | Procedure Issue | Procedure Issue - PROCISSU | Cause | RS
PORTOFFC | Portable Office | Portable Office - PORTOFFC | UTLFAIL | Utility Failure | Utility Failure - UTLFAIL | Cause | RS
PORTOFFC | Portable Office | Portable Office - PORTOFFC | VNDLSM | Vandalism | Vandalism - VNDLSM | Cause | RS
PORTOFFC | Portable Office | Portable Office - PORTOFFC | WORNCMPT | Defective/ Worn Component | Defective/ Worn Component - WORNCMPT | Cause | RS
PORTOFFC | Portable Office | Portable Office - PORTOFFC | ADJUSTD | Adjusted | Adjusted - ADJUSTD | Action | RS
PORTOFFC | Portable Office | Portable Office - PORTOFFC | DECOMM | Decommission | Decommission - DECOMM | Action | RS
PORTOFFC | Portable Office | Portable Office - PORTOFFC | DECONTME | Decontaminate | Decontaminate - DECONTME | Action | RS
PORTOFFC | Portable Office | Portable Office - PORTOFFC | DONOTHIN | Do Nothing | Do Nothing - DONOTHIN | Action | RS
PORTOFFC | Portable Office | Portable Office - PORTOFFC | LUBRCTE | Lubricate | Lubricate - LUBRCTE | Action | RS
PORTOFFC | Portable Office | Portable Office - PORTOFFC | OTHER | Other (specify) | Other (specify) - OTHER | Action | RS
PORTOFFC | Portable Office | Portable Office - PORTOFFC | RECALBRT | Recalibrate | Recalibrate - RECALBRT | Action | RS
PORTOFFC | Portable Office | Portable Office - PORTOFFC | REMVOBT | Remove Obstruction | Remove Obstruction - REMVOBT | Action | RS
PORTOFFC | Portable Office | Portable Office - PORTOFFC | REPCMPT | Repair Component | Repair Component - REPCMPT | Action | RS
PORTOFFC | Portable Office | Portable Office - PORTOFFC | REPLASS | Replace Asset | Replace Asset - REPLASS | Action | RS
PORTOFFC | Portable Office | Portable Office - PORTOFFC | REPLCMPT | Replace Component | Replace Component - REPLCMPT | Action | RS
PORTOFFC | Portable Office | Portable Office - PORTOFFC | REPRASS | Repair Asset | Repair Asset - REPRASS | Action | RS
PORTOFFC | Portable Office | Portable Office - PORTOFFC | UPGRADES | Upgrade | Upgrade - UPGRADES | Action | RS
PRPTWLL | Parapet Wall | Parapet Wall - PRPTWLL | ABNTEMP | Abnormal Temprature | Abnormal Temprature - ABNTEMP | Problem | RS
PRPTWLL | Parapet Wall | Parapet Wall - PRPTWLL | CORROS | Corrosion | Corrosion - CORROS | Problem | RS
PRPTWLL | Parapet Wall | Parapet Wall - PRPTWLL | ELECTRIP | Electrical Trip Out | Electrical Trip Out - ELECTRIP | Problem | RS
PRPTWLL | Parapet Wall | Parapet Wall - PRPTWLL | EXNOISE | Excessive Noise | Excessive Noise - EXNOISE | Problem | RS
PRPTWLL | Parapet Wall | Parapet Wall - PRPTWLL | EXVIBRTN | Excessive Vibration | Excessive Vibration - EXVIBRTN | Problem | RS
PRPTWLL | Parapet Wall | Parapet Wall - PRPTWLL | JAMMEDEQ | Jammed Equipment | Jammed Equipment - JAMMEDEQ | Problem | RS
PRPTWLL | Parapet Wall | Parapet Wall - PRPTWLL | LEAKING | Leaking | Leaking - LEAKING | Problem | RS
PRPTWLL | Parapet Wall | Parapet Wall - PRPTWLL | LOWPERF | Low Performance | Low Performance - LOWPERF | Problem | RS
PRPTWLL | Parapet Wall | Parapet Wall - PRPTWLL | NONOPER | Non-Operational | Non-Operational - NONOPER | Problem | RS
PRPTWLL | Parapet Wall | Parapet Wall - PRPTWLL | PHYDMGE | Physical Damage | Physical Damage - PHYDMGE | Problem | RS
PRPTWLL | Parapet Wall | Parapet Wall - PRPTWLL | UNSMELL | Unusual Smell | Unusual Smell - UNSMELL | Problem | RS
PRPTWLL | Parapet Wall | Parapet Wall - PRPTWLL | UNSMOKE | Unusual Smoke | Unusual Smoke - UNSMOKE | Problem | RS
PRPTWLL | Parapet Wall | Parapet Wall - PRPTWLL | PRWLDET | Parapet Wall deteriorated | Parapet Wall deteriorated - PRWLDET | Failure | RS
PRPTWLL | Parapet Wall | Parapet Wall - PRPTWLL | RPRWLDET | Rooftop parapet wall deteriorated | Rooftop parapet wall deteriorated - RPRWLDET | Failure | RS
PRPTWLL | Parapet Wall | Parapet Wall - PRPTWLL | ACCIDENT | Accident | Accident - ACCIDENT | Cause | RS
PRPTWLL | Parapet Wall | Parapet Wall - PRPTWLL | ACCWEAR | Accelerated Wear | Accelerated Wear - ACCWEAR | Cause | RS
PRPTWLL | Parapet Wall | Parapet Wall - PRPTWLL | ACTGOD | Weather condition/Forces of nature or Act of God | Weather condition/Forces of nature or Act of God - ACTGOD | Cause | RS
PRPTWLL | Parapet Wall | Parapet Wall - PRPTWLL | CONTAM | Contamination | Contamination - CONTAM | Cause | RS
PRPTWLL | Parapet Wall | Parapet Wall - PRPTWLL | DEFASSET | Defective Asset | Defective Asset - DEFASSET | Cause | RS
PRPTWLL | Parapet Wall | Parapet Wall - PRPTWLL | EXLOAD | Excessive Load | Excessive Load - EXLOAD | Cause | RS
PRPTWLL | Parapet Wall | Parapet Wall - PRPTWLL | IMPRMNT | Improper Maintenance | Improper Maintenance - IMPRMNT | Cause | RS
PRPTWLL | Parapet Wall | Parapet Wall - PRPTWLL | INSLUBR | Insufficient Lubrication | Insufficient Lubrication - INSLUBR | Cause | RS
PRPTWLL | Parapet Wall | Parapet Wall - PRPTWLL | LACKTRN | Lack of/ Inadequate Training | Lack of/ Inadequate Training - LACKTRN | Cause | RS
PRPTWLL | Parapet Wall | Parapet Wall - PRPTWLL | MISSCMP | Loose/ Missing Component | Loose/ Missing Component - MISSCMP | Cause | RS
PRPTWLL | Parapet Wall | Parapet Wall - PRPTWLL | NRMWEAR | Normal Wear | Normal Wear - NRMWEAR | Cause | RS
PRPTWLL | Parapet Wall | Parapet Wall - PRPTWLL | OTHER | Other (specify) | Other (specify) - OTHER | Cause | RS
PRPTWLL | Parapet Wall | Parapet Wall - PRPTWLL | PRINSTAL | Poor Installation | Poor Installation - PRINSTAL | Cause | RS
PRPTWLL | Parapet Wall | Parapet Wall - PRPTWLL | PROCISSU | Procedure Issue | Procedure Issue - PROCISSU | Cause | RS
PRPTWLL | Parapet Wall | Parapet Wall - PRPTWLL | UTLFAIL | Utility Failure | Utility Failure - UTLFAIL | Cause | RS
PRPTWLL | Parapet Wall | Parapet Wall - PRPTWLL | VNDLSM | Vandalism | Vandalism - VNDLSM | Cause | RS
PRPTWLL | Parapet Wall | Parapet Wall - PRPTWLL | WORNCMPT | Defective/ Worn Component | Defective/ Worn Component - WORNCMPT | Cause | RS
PRPTWLL | Parapet Wall | Parapet Wall - PRPTWLL | ADJUSTD | Adjusted | Adjusted - ADJUSTD | Action | RS
PRPTWLL | Parapet Wall | Parapet Wall - PRPTWLL | DECOMM | Decommission | Decommission - DECOMM | Action | RS
PRPTWLL | Parapet Wall | Parapet Wall - PRPTWLL | DECONTME | Decontaminate | Decontaminate - DECONTME | Action | RS
PRPTWLL | Parapet Wall | Parapet Wall - PRPTWLL | DONOTHIN | Do Nothing | Do Nothing - DONOTHIN | Action | RS
PRPTWLL | Parapet Wall | Parapet Wall - PRPTWLL | LUBRCTE | Lubricate | Lubricate - LUBRCTE | Action | RS
PRPTWLL | Parapet Wall | Parapet Wall - PRPTWLL | OTHER | Other (specify) | Other (specify) - OTHER | Action | RS
PRPTWLL | Parapet Wall | Parapet Wall - PRPTWLL | RECALBRT | Recalibrate | Recalibrate - RECALBRT | Action | RS
PRPTWLL | Parapet Wall | Parapet Wall - PRPTWLL | REMVOBT | Remove Obstruction | Remove Obstruction - REMVOBT | Action | RS
PRPTWLL | Parapet Wall | Parapet Wall - PRPTWLL | REPCMPT | Repair Component | Repair Component - REPCMPT | Action | RS
PRPTWLL | Parapet Wall | Parapet Wall - PRPTWLL | REPLASS | Replace Asset | Replace Asset - REPLASS | Action | RS
PRPTWLL | Parapet Wall | Parapet Wall - PRPTWLL | REPLCMPT | Replace Component | Replace Component - REPLCMPT | Action | RS
PRPTWLL | Parapet Wall | Parapet Wall - PRPTWLL | REPRASS | Repair Asset | Repair Asset - REPRASS | Action | RS
PRPTWLL | Parapet Wall | Parapet Wall - PRPTWLL | UPGRADES | Upgrade | Upgrade - UPGRADES | Action | RS
PRREDVLV | Pressure Reducing Valve (PRV) | Pressure Reducing Valve (PRV) - PRREDVLV | ABNTEMP | Abnormal Temprature | Abnormal Temprature - ABNTEMP | Problem | RS
PRREDVLV | Pressure Reducing Valve (PRV) | Pressure Reducing Valve (PRV) - PRREDVLV | CORROS | Corrosion | Corrosion - CORROS | Problem | RS
PRREDVLV | Pressure Reducing Valve (PRV) | Pressure Reducing Valve (PRV) - PRREDVLV | ELECTRIP | Electrical Trip Out | Electrical Trip Out - ELECTRIP | Problem | RS
PRREDVLV | Pressure Reducing Valve (PRV) | Pressure Reducing Valve (PRV) - PRREDVLV | EXNOISE | Excessive Noise | Excessive Noise - EXNOISE | Problem | RS
PRREDVLV | Pressure Reducing Valve (PRV) | Pressure Reducing Valve (PRV) - PRREDVLV | EXVIBRTN | Excessive Vibration | Excessive Vibration - EXVIBRTN | Problem | RS
PRREDVLV | Pressure Reducing Valve (PRV) | Pressure Reducing Valve (PRV) - PRREDVLV | JAMMEDEQ | Jammed Equipment | Jammed Equipment - JAMMEDEQ | Problem | RS
PRREDVLV | Pressure Reducing Valve (PRV) | Pressure Reducing Valve (PRV) - PRREDVLV | LEAKING | Leaking | Leaking - LEAKING | Problem | RS
PRREDVLV | Pressure Reducing Valve (PRV) | Pressure Reducing Valve (PRV) - PRREDVLV | LOWPERF | Low Performance | Low Performance - LOWPERF | Problem | RS
PRREDVLV | Pressure Reducing Valve (PRV) | Pressure Reducing Valve (PRV) - PRREDVLV | NONOPER | Non-Operational | Non-Operational - NONOPER | Problem | RS
PRREDVLV | Pressure Reducing Valve (PRV) | Pressure Reducing Valve (PRV) - PRREDVLV | PHYDMGE | Physical Damage | Physical Damage - PHYDMGE | Problem | RS
PRREDVLV | Pressure Reducing Valve (PRV) | Pressure Reducing Valve (PRV) - PRREDVLV | UNSMELL | Unusual Smell | Unusual Smell - UNSMELL | Problem | RS
PRREDVLV | Pressure Reducing Valve (PRV) | Pressure Reducing Valve (PRV) - PRREDVLV | UNSMOKE | Unusual Smoke | Unusual Smoke - UNSMOKE | Problem | RS
PRREDVLV | Pressure Reducing Valve (PRV) | Pressure Reducing Valve (PRV) - PRREDVLV | PRVCFAIL | Pressure reducing valve components failed | Pressure reducing valve components failed - PRVCFAIL | Failure | RS
PRREDVLV | Pressure Reducing Valve (PRV) | Pressure Reducing Valve (PRV) - PRREDVLV | PRVSDET | Pressure/vacuum relief valve seals and gaskets deteriorated | Pressure/vacuum relief valve seals and gaskets deteriorated - PRVSDET | Failure | RS
PRREDVLV | Pressure Reducing Valve (PRV) | Pressure Reducing Valve (PRV) - PRREDVLV | ACCIDENT | Accident | Accident - ACCIDENT | Cause | RS
PRREDVLV | Pressure Reducing Valve (PRV) | Pressure Reducing Valve (PRV) - PRREDVLV | ACCWEAR | Accelerated Wear | Accelerated Wear - ACCWEAR | Cause | RS
PRREDVLV | Pressure Reducing Valve (PRV) | Pressure Reducing Valve (PRV) - PRREDVLV | ACTGOD | Weather condition/Forces of nature or Act of God | Weather condition/Forces of nature or Act of God - ACTGOD | Cause | RS
PRREDVLV | Pressure Reducing Valve (PRV) | Pressure Reducing Valve (PRV) - PRREDVLV | CONTAM | Contamination | Contamination - CONTAM | Cause | RS
PRREDVLV | Pressure Reducing Valve (PRV) | Pressure Reducing Valve (PRV) - PRREDVLV | DEFASSET | Defective Asset | Defective Asset - DEFASSET | Cause | RS
PRREDVLV | Pressure Reducing Valve (PRV) | Pressure Reducing Valve (PRV) - PRREDVLV | EXLOAD | Excessive Load | Excessive Load - EXLOAD | Cause | RS
PRREDVLV | Pressure Reducing Valve (PRV) | Pressure Reducing Valve (PRV) - PRREDVLV | IMPRMNT | Improper Maintenance | Improper Maintenance - IMPRMNT | Cause | RS
PRREDVLV | Pressure Reducing Valve (PRV) | Pressure Reducing Valve (PRV) - PRREDVLV | INSLUBR | Insufficient Lubrication | Insufficient Lubrication - INSLUBR | Cause | RS
PRREDVLV | Pressure Reducing Valve (PRV) | Pressure Reducing Valve (PRV) - PRREDVLV | LACKTRN | Lack of/ Inadequate Training | Lack of/ Inadequate Training - LACKTRN | Cause | RS
PRREDVLV | Pressure Reducing Valve (PRV) | Pressure Reducing Valve (PRV) - PRREDVLV | MISSCMP | Loose/ Missing Component | Loose/ Missing Component - MISSCMP | Cause | RS
PRREDVLV | Pressure Reducing Valve (PRV) | Pressure Reducing Valve (PRV) - PRREDVLV | NRMWEAR | Normal Wear | Normal Wear - NRMWEAR | Cause | RS
PRREDVLV | Pressure Reducing Valve (PRV) | Pressure Reducing Valve (PRV) - PRREDVLV | OTHER | Other (specify) | Other (specify) - OTHER | Cause | RS
PRREDVLV | Pressure Reducing Valve (PRV) | Pressure Reducing Valve (PRV) - PRREDVLV | PRINSTAL | Poor Installation | Poor Installation - PRINSTAL | Cause | RS
PRREDVLV | Pressure Reducing Valve (PRV) | Pressure Reducing Valve (PRV) - PRREDVLV | PROCISSU | Procedure Issue | Procedure Issue - PROCISSU | Cause | RS
PRREDVLV | Pressure Reducing Valve (PRV) | Pressure Reducing Valve (PRV) - PRREDVLV | UTLFAIL | Utility Failure | Utility Failure - UTLFAIL | Cause | RS
PRREDVLV | Pressure Reducing Valve (PRV) | Pressure Reducing Valve (PRV) - PRREDVLV | VNDLSM | Vandalism | Vandalism - VNDLSM | Cause | RS
PRREDVLV | Pressure Reducing Valve (PRV) | Pressure Reducing Valve (PRV) - PRREDVLV | WORNCMPT | Defective/ Worn Component | Defective/ Worn Component - WORNCMPT | Cause | RS
PRREDVLV | Pressure Reducing Valve (PRV) | Pressure Reducing Valve (PRV) - PRREDVLV | ADJUSTD | Adjusted | Adjusted - ADJUSTD | Action | RS
PRREDVLV | Pressure Reducing Valve (PRV) | Pressure Reducing Valve (PRV) - PRREDVLV | DECOMM | Decommission | Decommission - DECOMM | Action | RS
PRREDVLV | Pressure Reducing Valve (PRV) | Pressure Reducing Valve (PRV) - PRREDVLV | DECONTME | Decontaminate | Decontaminate - DECONTME | Action | RS
PRREDVLV | Pressure Reducing Valve (PRV) | Pressure Reducing Valve (PRV) - PRREDVLV | DONOTHIN | Do Nothing | Do Nothing - DONOTHIN | Action | RS
PRREDVLV | Pressure Reducing Valve (PRV) | Pressure Reducing Valve (PRV) - PRREDVLV | LUBRCTE | Lubricate | Lubricate - LUBRCTE | Action | RS
PRREDVLV | Pressure Reducing Valve (PRV) | Pressure Reducing Valve (PRV) - PRREDVLV | OTHER | Other (specify) | Other (specify) - OTHER | Action | RS
PRREDVLV | Pressure Reducing Valve (PRV) | Pressure Reducing Valve (PRV) - PRREDVLV | RECALBRT | Recalibrate | Recalibrate - RECALBRT | Action | RS
PRREDVLV | Pressure Reducing Valve (PRV) | Pressure Reducing Valve (PRV) - PRREDVLV | REMVOBT | Remove Obstruction | Remove Obstruction - REMVOBT | Action | RS
PRREDVLV | Pressure Reducing Valve (PRV) | Pressure Reducing Valve (PRV) - PRREDVLV | REPCMPT | Repair Component | Repair Component - REPCMPT | Action | RS
PRREDVLV | Pressure Reducing Valve (PRV) | Pressure Reducing Valve (PRV) - PRREDVLV | REPLASS | Replace Asset | Replace Asset - REPLASS | Action | RS
PRREDVLV | Pressure Reducing Valve (PRV) | Pressure Reducing Valve (PRV) - PRREDVLV | REPLCMPT | Replace Component | Replace Component - REPLCMPT | Action | RS
PRREDVLV | Pressure Reducing Valve (PRV) | Pressure Reducing Valve (PRV) - PRREDVLV | REPRASS | Repair Asset | Repair Asset - REPRASS | Action | RS
PRREDVLV | Pressure Reducing Valve (PRV) | Pressure Reducing Valve (PRV) - PRREDVLV | UPGRADES | Upgrade | Upgrade - UPGRADES | Action | RS
PRREGVLV | Pressure Regulating Valve (PGV) | Pressure Regulating Valve (PGV) - PRREGVLV | ABNTEMP | Abnormal Temprature | Abnormal Temprature - ABNTEMP | Problem | RS
PRREGVLV | Pressure Regulating Valve (PGV) | Pressure Regulating Valve (PGV) - PRREGVLV | CORROS | Corrosion | Corrosion - CORROS | Problem | RS
PRREGVLV | Pressure Regulating Valve (PGV) | Pressure Regulating Valve (PGV) - PRREGVLV | ELECTRIP | Electrical Trip Out | Electrical Trip Out - ELECTRIP | Problem | RS
PRREGVLV | Pressure Regulating Valve (PGV) | Pressure Regulating Valve (PGV) - PRREGVLV | EXNOISE | Excessive Noise | Excessive Noise - EXNOISE | Problem | RS
PRREGVLV | Pressure Regulating Valve (PGV) | Pressure Regulating Valve (PGV) - PRREGVLV | EXVIBRTN | Excessive Vibration | Excessive Vibration - EXVIBRTN | Problem | RS
PRREGVLV | Pressure Regulating Valve (PGV) | Pressure Regulating Valve (PGV) - PRREGVLV | JAMMEDEQ | Jammed Equipment | Jammed Equipment - JAMMEDEQ | Problem | RS
PRREGVLV | Pressure Regulating Valve (PGV) | Pressure Regulating Valve (PGV) - PRREGVLV | LEAKING | Leaking | Leaking - LEAKING | Problem | RS
PRREGVLV | Pressure Regulating Valve (PGV) | Pressure Regulating Valve (PGV) - PRREGVLV | LOWPERF | Low Performance | Low Performance - LOWPERF | Problem | RS
PRREGVLV | Pressure Regulating Valve (PGV) | Pressure Regulating Valve (PGV) - PRREGVLV | NONOPER | Non-Operational | Non-Operational - NONOPER | Problem | RS
PRREGVLV | Pressure Regulating Valve (PGV) | Pressure Regulating Valve (PGV) - PRREGVLV | PHYDMGE | Physical Damage | Physical Damage - PHYDMGE | Problem | RS
PRREGVLV | Pressure Regulating Valve (PGV) | Pressure Regulating Valve (PGV) - PRREGVLV | UNSMELL | Unusual Smell | Unusual Smell - UNSMELL | Problem | RS
PRREGVLV | Pressure Regulating Valve (PGV) | Pressure Regulating Valve (PGV) - PRREGVLV | UNSMOKE | Unusual Smoke | Unusual Smoke - UNSMOKE | Problem | RS
PRREGVLV | Pressure Regulating Valve (PGV) | Pressure Regulating Valve (PGV) - PRREGVLV | PRRCFAIL | Pressure regulator components failed | Pressure regulator components failed - PRRCFAIL | Failure | RS
PRREGVLV | Pressure Regulating Valve (PGV) | Pressure Regulating Valve (PGV) - PRREGVLV | ACCIDENT | Accident | Accident - ACCIDENT | Cause | RS
PRREGVLV | Pressure Regulating Valve (PGV) | Pressure Regulating Valve (PGV) - PRREGVLV | ACCWEAR | Accelerated Wear | Accelerated Wear - ACCWEAR | Cause | RS
PRREGVLV | Pressure Regulating Valve (PGV) | Pressure Regulating Valve (PGV) - PRREGVLV | ACTGOD | Weather condition/Forces of nature or Act of God | Weather condition/Forces of nature or Act of God - ACTGOD | Cause | RS
PRREGVLV | Pressure Regulating Valve (PGV) | Pressure Regulating Valve (PGV) - PRREGVLV | CONTAM | Contamination | Contamination - CONTAM | Cause | RS
PRREGVLV | Pressure Regulating Valve (PGV) | Pressure Regulating Valve (PGV) - PRREGVLV | DEFASSET | Defective Asset | Defective Asset - DEFASSET | Cause | RS
PRREGVLV | Pressure Regulating Valve (PGV) | Pressure Regulating Valve (PGV) - PRREGVLV | EXLOAD | Excessive Load | Excessive Load - EXLOAD | Cause | RS
PRREGVLV | Pressure Regulating Valve (PGV) | Pressure Regulating Valve (PGV) - PRREGVLV | IMPRMNT | Improper Maintenance | Improper Maintenance - IMPRMNT | Cause | RS
PRREGVLV | Pressure Regulating Valve (PGV) | Pressure Regulating Valve (PGV) - PRREGVLV | INSLUBR | Insufficient Lubrication | Insufficient Lubrication - INSLUBR | Cause | RS
PRREGVLV | Pressure Regulating Valve (PGV) | Pressure Regulating Valve (PGV) - PRREGVLV | LACKTRN | Lack of/ Inadequate Training | Lack of/ Inadequate Training - LACKTRN | Cause | RS
PRREGVLV | Pressure Regulating Valve (PGV) | Pressure Regulating Valve (PGV) - PRREGVLV | MISSCMP | Loose/ Missing Component | Loose/ Missing Component - MISSCMP | Cause | RS
PRREGVLV | Pressure Regulating Valve (PGV) | Pressure Regulating Valve (PGV) - PRREGVLV | NRMWEAR | Normal Wear | Normal Wear - NRMWEAR | Cause | RS
PRREGVLV | Pressure Regulating Valve (PGV) | Pressure Regulating Valve (PGV) - PRREGVLV | OTHER | Other (specify) | Other (specify) - OTHER | Cause | RS
PRREGVLV | Pressure Regulating Valve (PGV) | Pressure Regulating Valve (PGV) - PRREGVLV | PRINSTAL | Poor Installation | Poor Installation - PRINSTAL | Cause | RS
PRREGVLV | Pressure Regulating Valve (PGV) | Pressure Regulating Valve (PGV) - PRREGVLV | PROCISSU | Procedure Issue | Procedure Issue - PROCISSU | Cause | RS
PRREGVLV | Pressure Regulating Valve (PGV) | Pressure Regulating Valve (PGV) - PRREGVLV | UTLFAIL | Utility Failure | Utility Failure - UTLFAIL | Cause | RS
PRREGVLV | Pressure Regulating Valve (PGV) | Pressure Regulating Valve (PGV) - PRREGVLV | VNDLSM | Vandalism | Vandalism - VNDLSM | Cause | RS
PRREGVLV | Pressure Regulating Valve (PGV) | Pressure Regulating Valve (PGV) - PRREGVLV | WORNCMPT | Defective/ Worn Component | Defective/ Worn Component - WORNCMPT | Cause | RS
PRREGVLV | Pressure Regulating Valve (PGV) | Pressure Regulating Valve (PGV) - PRREGVLV | ADJUSTD | Adjusted | Adjusted - ADJUSTD | Action | RS
PRREGVLV | Pressure Regulating Valve (PGV) | Pressure Regulating Valve (PGV) - PRREGVLV | DECOMM | Decommission | Decommission - DECOMM | Action | RS
PRREGVLV | Pressure Regulating Valve (PGV) | Pressure Regulating Valve (PGV) - PRREGVLV | DECONTME | Decontaminate | Decontaminate - DECONTME | Action | RS
PRREGVLV | Pressure Regulating Valve (PGV) | Pressure Regulating Valve (PGV) - PRREGVLV | DONOTHIN | Do Nothing | Do Nothing - DONOTHIN | Action | RS
PRREGVLV | Pressure Regulating Valve (PGV) | Pressure Regulating Valve (PGV) - PRREGVLV | LUBRCTE | Lubricate | Lubricate - LUBRCTE | Action | RS
PRREGVLV | Pressure Regulating Valve (PGV) | Pressure Regulating Valve (PGV) - PRREGVLV | OTHER | Other (specify) | Other (specify) - OTHER | Action | RS
PRREGVLV | Pressure Regulating Valve (PGV) | Pressure Regulating Valve (PGV) - PRREGVLV | RECALBRT | Recalibrate | Recalibrate - RECALBRT | Action | RS
PRREGVLV | Pressure Regulating Valve (PGV) | Pressure Regulating Valve (PGV) - PRREGVLV | REMVOBT | Remove Obstruction | Remove Obstruction - REMVOBT | Action | RS
PRREGVLV | Pressure Regulating Valve (PGV) | Pressure Regulating Valve (PGV) - PRREGVLV | REPCMPT | Repair Component | Repair Component - REPCMPT | Action | RS
PRREGVLV | Pressure Regulating Valve (PGV) | Pressure Regulating Valve (PGV) - PRREGVLV | REPLASS | Replace Asset | Replace Asset - REPLASS | Action | RS
PRREGVLV | Pressure Regulating Valve (PGV) | Pressure Regulating Valve (PGV) - PRREGVLV | REPLCMPT | Replace Component | Replace Component - REPLCMPT | Action | RS
PRREGVLV | Pressure Regulating Valve (PGV) | Pressure Regulating Valve (PGV) - PRREGVLV | REPRASS | Repair Asset | Repair Asset - REPRASS | Action | RS
PRREGVLV | Pressure Regulating Valve (PGV) | Pressure Regulating Valve (PGV) - PRREGVLV | UPGRADES | Upgrade | Upgrade - UPGRADES | Action | RS
PRRELVLV | Pressure Relief Valve (PRFV) | Pressure Relief Valve (PRFV) - PRRELVLV | ABNTEMP | Abnormal Temprature | Abnormal Temprature - ABNTEMP | Problem | RS
PRRELVLV | Pressure Relief Valve (PRFV) | Pressure Relief Valve (PRFV) - PRRELVLV | CORROS | Corrosion | Corrosion - CORROS | Problem | RS
PRRELVLV | Pressure Relief Valve (PRFV) | Pressure Relief Valve (PRFV) - PRRELVLV | ELECTRIP | Electrical Trip Out | Electrical Trip Out - ELECTRIP | Problem | RS
PRRELVLV | Pressure Relief Valve (PRFV) | Pressure Relief Valve (PRFV) - PRRELVLV | EXNOISE | Excessive Noise | Excessive Noise - EXNOISE | Problem | RS
PRRELVLV | Pressure Relief Valve (PRFV) | Pressure Relief Valve (PRFV) - PRRELVLV | EXVIBRTN | Excessive Vibration | Excessive Vibration - EXVIBRTN | Problem | RS
PRRELVLV | Pressure Relief Valve (PRFV) | Pressure Relief Valve (PRFV) - PRRELVLV | JAMMEDEQ | Jammed Equipment | Jammed Equipment - JAMMEDEQ | Problem | RS
PRRELVLV | Pressure Relief Valve (PRFV) | Pressure Relief Valve (PRFV) - PRRELVLV | LEAKING | Leaking | Leaking - LEAKING | Problem | RS
PRRELVLV | Pressure Relief Valve (PRFV) | Pressure Relief Valve (PRFV) - PRRELVLV | LOWPERF | Low Performance | Low Performance - LOWPERF | Problem | RS
PRRELVLV | Pressure Relief Valve (PRFV) | Pressure Relief Valve (PRFV) - PRRELVLV | NONOPER | Non-Operational | Non-Operational - NONOPER | Problem | RS
PRRELVLV | Pressure Relief Valve (PRFV) | Pressure Relief Valve (PRFV) - PRRELVLV | PHYDMGE | Physical Damage | Physical Damage - PHYDMGE | Problem | RS
PRRELVLV | Pressure Relief Valve (PRFV) | Pressure Relief Valve (PRFV) - PRRELVLV | UNSMELL | Unusual Smell | Unusual Smell - UNSMELL | Problem | RS
PRRELVLV | Pressure Relief Valve (PRFV) | Pressure Relief Valve (PRFV) - PRRELVLV | UNSMOKE | Unusual Smoke | Unusual Smoke - UNSMOKE | Problem | RS
PRRELVLV | Pressure Relief Valve (PRFV) | Pressure Relief Valve (PRFV) - PRRELVLV | PRLSDET | Pressure/vacuum relief valve seals and gaskets deteriorated | Pressure/vacuum relief valve seals and gaskets deteriorated - PRLSDET | Failure | RS
PRRELVLV | Pressure Relief Valve (PRFV) | Pressure Relief Valve (PRFV) - PRRELVLV | PRLVFAIL | Pressure relief valve components failed | Pressure relief valve components failed - PRLVFAIL | Failure | RS
PRRELVLV | Pressure Relief Valve (PRFV) | Pressure Relief Valve (PRFV) - PRRELVLV | ACCIDENT | Accident | Accident - ACCIDENT | Cause | RS
PRRELVLV | Pressure Relief Valve (PRFV) | Pressure Relief Valve (PRFV) - PRRELVLV | ACCWEAR | Accelerated Wear | Accelerated Wear - ACCWEAR | Cause | RS
PRRELVLV | Pressure Relief Valve (PRFV) | Pressure Relief Valve (PRFV) - PRRELVLV | ACTGOD | Weather condition/Forces of nature or Act of God | Weather condition/Forces of nature or Act of God - ACTGOD | Cause | RS
PRRELVLV | Pressure Relief Valve (PRFV) | Pressure Relief Valve (PRFV) - PRRELVLV | CONTAM | Contamination | Contamination - CONTAM | Cause | RS
PRRELVLV | Pressure Relief Valve (PRFV) | Pressure Relief Valve (PRFV) - PRRELVLV | DEFASSET | Defective Asset | Defective Asset - DEFASSET | Cause | RS
PRRELVLV | Pressure Relief Valve (PRFV) | Pressure Relief Valve (PRFV) - PRRELVLV | EXLOAD | Excessive Load | Excessive Load - EXLOAD | Cause | RS
PRRELVLV | Pressure Relief Valve (PRFV) | Pressure Relief Valve (PRFV) - PRRELVLV | IMPRMNT | Improper Maintenance | Improper Maintenance - IMPRMNT | Cause | RS
PRRELVLV | Pressure Relief Valve (PRFV) | Pressure Relief Valve (PRFV) - PRRELVLV | INSLUBR | Insufficient Lubrication | Insufficient Lubrication - INSLUBR | Cause | RS
PRRELVLV | Pressure Relief Valve (PRFV) | Pressure Relief Valve (PRFV) - PRRELVLV | LACKTRN | Lack of/ Inadequate Training | Lack of/ Inadequate Training - LACKTRN | Cause | RS
PRRELVLV | Pressure Relief Valve (PRFV) | Pressure Relief Valve (PRFV) - PRRELVLV | MISSCMP | Loose/ Missing Component | Loose/ Missing Component - MISSCMP | Cause | RS
PRRELVLV | Pressure Relief Valve (PRFV) | Pressure Relief Valve (PRFV) - PRRELVLV | NRMWEAR | Normal Wear | Normal Wear - NRMWEAR | Cause | RS
PRRELVLV | Pressure Relief Valve (PRFV) | Pressure Relief Valve (PRFV) - PRRELVLV | OTHER | Other (specify) | Other (specify) - OTHER | Cause | RS
PRRELVLV | Pressure Relief Valve (PRFV) | Pressure Relief Valve (PRFV) - PRRELVLV | PRINSTAL | Poor Installation | Poor Installation - PRINSTAL | Cause | RS
PRRELVLV | Pressure Relief Valve (PRFV) | Pressure Relief Valve (PRFV) - PRRELVLV | PROCISSU | Procedure Issue | Procedure Issue - PROCISSU | Cause | RS
PRRELVLV | Pressure Relief Valve (PRFV) | Pressure Relief Valve (PRFV) - PRRELVLV | UTLFAIL | Utility Failure | Utility Failure - UTLFAIL | Cause | RS
PRRELVLV | Pressure Relief Valve (PRFV) | Pressure Relief Valve (PRFV) - PRRELVLV | VNDLSM | Vandalism | Vandalism - VNDLSM | Cause | RS
PRRELVLV | Pressure Relief Valve (PRFV) | Pressure Relief Valve (PRFV) - PRRELVLV | WORNCMPT | Defective/ Worn Component | Defective/ Worn Component - WORNCMPT | Cause | RS
PRRELVLV | Pressure Relief Valve (PRFV) | Pressure Relief Valve (PRFV) - PRRELVLV | ADJUSTD | Adjusted | Adjusted - ADJUSTD | Action | RS
PRRELVLV | Pressure Relief Valve (PRFV) | Pressure Relief Valve (PRFV) - PRRELVLV | DECOMM | Decommission | Decommission - DECOMM | Action | RS
PRRELVLV | Pressure Relief Valve (PRFV) | Pressure Relief Valve (PRFV) - PRRELVLV | DECONTME | Decontaminate | Decontaminate - DECONTME | Action | RS
PRRELVLV | Pressure Relief Valve (PRFV) | Pressure Relief Valve (PRFV) - PRRELVLV | DONOTHIN | Do Nothing | Do Nothing - DONOTHIN | Action | RS
PRRELVLV | Pressure Relief Valve (PRFV) | Pressure Relief Valve (PRFV) - PRRELVLV | LUBRCTE | Lubricate | Lubricate - LUBRCTE | Action | RS
PRRELVLV | Pressure Relief Valve (PRFV) | Pressure Relief Valve (PRFV) - PRRELVLV | OTHER | Other (specify) | Other (specify) - OTHER | Action | RS
PRRELVLV | Pressure Relief Valve (PRFV) | Pressure Relief Valve (PRFV) - PRRELVLV | RECALBRT | Recalibrate | Recalibrate - RECALBRT | Action | RS
PRRELVLV | Pressure Relief Valve (PRFV) | Pressure Relief Valve (PRFV) - PRRELVLV | REMVOBT | Remove Obstruction | Remove Obstruction - REMVOBT | Action | RS
PRRELVLV | Pressure Relief Valve (PRFV) | Pressure Relief Valve (PRFV) - PRRELVLV | REPCMPT | Repair Component | Repair Component - REPCMPT | Action | RS
PRRELVLV | Pressure Relief Valve (PRFV) | Pressure Relief Valve (PRFV) - PRRELVLV | REPLASS | Replace Asset | Replace Asset - REPLASS | Action | RS
PRRELVLV | Pressure Relief Valve (PRFV) | Pressure Relief Valve (PRFV) - PRRELVLV | REPLCMPT | Replace Component | Replace Component - REPLCMPT | Action | RS
PRRELVLV | Pressure Relief Valve (PRFV) | Pressure Relief Valve (PRFV) - PRRELVLV | REPRASS | Repair Asset | Repair Asset - REPRASS | Action | RS
PRRELVLV | Pressure Relief Valve (PRFV) | Pressure Relief Valve (PRFV) - PRRELVLV | UPGRADES | Upgrade | Upgrade - UPGRADES | Action | RS
PRTEMRGE | Portable Emergency Eyewash | Portable Emergency Eyewash - PRTEMRGE | ABNTEMP | Abnormal Temprature | Abnormal Temprature - ABNTEMP | Problem | RS
PRTEMRGE | Portable Emergency Eyewash | Portable Emergency Eyewash - PRTEMRGE | CORROS | Corrosion | Corrosion - CORROS | Problem | RS
PRTEMRGE | Portable Emergency Eyewash | Portable Emergency Eyewash - PRTEMRGE | ELECTRIP | Electrical Trip Out | Electrical Trip Out - ELECTRIP | Problem | RS
PRTEMRGE | Portable Emergency Eyewash | Portable Emergency Eyewash - PRTEMRGE | EXNOISE | Excessive Noise | Excessive Noise - EXNOISE | Problem | RS
PRTEMRGE | Portable Emergency Eyewash | Portable Emergency Eyewash - PRTEMRGE | EXVIBRTN | Excessive Vibration | Excessive Vibration - EXVIBRTN | Problem | RS
PRTEMRGE | Portable Emergency Eyewash | Portable Emergency Eyewash - PRTEMRGE | JAMMEDEQ | Jammed Equipment | Jammed Equipment - JAMMEDEQ | Problem | RS
PRTEMRGE | Portable Emergency Eyewash | Portable Emergency Eyewash - PRTEMRGE | LEAKING | Leaking | Leaking - LEAKING | Problem | RS
PRTEMRGE | Portable Emergency Eyewash | Portable Emergency Eyewash - PRTEMRGE | LOWPERF | Low Performance | Low Performance - LOWPERF | Problem | RS
PRTEMRGE | Portable Emergency Eyewash | Portable Emergency Eyewash - PRTEMRGE | NONOPER | Non-Operational | Non-Operational - NONOPER | Problem | RS
PRTEMRGE | Portable Emergency Eyewash | Portable Emergency Eyewash - PRTEMRGE | PHYDMGE | Physical Damage | Physical Damage - PHYDMGE | Problem | RS
PRTEMRGE | Portable Emergency Eyewash | Portable Emergency Eyewash - PRTEMRGE | UNSMELL | Unusual Smell | Unusual Smell - UNSMELL | Problem | RS
PRTEMRGE | Portable Emergency Eyewash | Portable Emergency Eyewash - PRTEMRGE | UNSMOKE | Unusual Smoke | Unusual Smoke - UNSMOKE | Problem | RS
PRTEMRGE | Portable Emergency Eyewash | Portable Emergency Eyewash - PRTEMRGE | PEEOFAIL | Portable Emergency Eyewash Station Operation Failed | Portable Emergency Eyewash Station Operation Failed - PEEOFAIL | Failure | RS
PRTEMRGE | Portable Emergency Eyewash | Portable Emergency Eyewash - PRTEMRGE | PEESDEP | Portable emergency eyewash solution depleted | Portable emergency eyewash solution depleted - PEESDEP | Failure | RS
PRTEMRGE | Portable Emergency Eyewash | Portable Emergency Eyewash - PRTEMRGE | PEESDET | Portable emergency eyewash station deteriorated | Portable emergency eyewash station deteriorated - PEESDET | Failure | RS
PRTEMRGE | Portable Emergency Eyewash | Portable Emergency Eyewash - PRTEMRGE | ACCIDENT | Accident | Accident - ACCIDENT | Cause | RS
PRTEMRGE | Portable Emergency Eyewash | Portable Emergency Eyewash - PRTEMRGE | ACCWEAR | Accelerated Wear | Accelerated Wear - ACCWEAR | Cause | RS
PRTEMRGE | Portable Emergency Eyewash | Portable Emergency Eyewash - PRTEMRGE | ACTGOD | Weather condition/Forces of nature or Act of God | Weather condition/Forces of nature or Act of God - ACTGOD | Cause | RS
PRTEMRGE | Portable Emergency Eyewash | Portable Emergency Eyewash - PRTEMRGE | CONTAM | Contamination | Contamination - CONTAM | Cause | RS
PRTEMRGE | Portable Emergency Eyewash | Portable Emergency Eyewash - PRTEMRGE | DEFASSET | Defective Asset | Defective Asset - DEFASSET | Cause | RS
PRTEMRGE | Portable Emergency Eyewash | Portable Emergency Eyewash - PRTEMRGE | EXLOAD | Excessive Load | Excessive Load - EXLOAD | Cause | RS
PRTEMRGE | Portable Emergency Eyewash | Portable Emergency Eyewash - PRTEMRGE | IMPRMNT | Improper Maintenance | Improper Maintenance - IMPRMNT | Cause | RS
PRTEMRGE | Portable Emergency Eyewash | Portable Emergency Eyewash - PRTEMRGE | INSLUBR | Insufficient Lubrication | Insufficient Lubrication - INSLUBR | Cause | RS
PRTEMRGE | Portable Emergency Eyewash | Portable Emergency Eyewash - PRTEMRGE | LACKTRN | Lack of/ Inadequate Training | Lack of/ Inadequate Training - LACKTRN | Cause | RS
PRTEMRGE | Portable Emergency Eyewash | Portable Emergency Eyewash - PRTEMRGE | MISSCMP | Loose/ Missing Component | Loose/ Missing Component - MISSCMP | Cause | RS
PRTEMRGE | Portable Emergency Eyewash | Portable Emergency Eyewash - PRTEMRGE | NRMWEAR | Normal Wear | Normal Wear - NRMWEAR | Cause | RS
PRTEMRGE | Portable Emergency Eyewash | Portable Emergency Eyewash - PRTEMRGE | OTHER | Other (specify) | Other (specify) - OTHER | Cause | RS
PRTEMRGE | Portable Emergency Eyewash | Portable Emergency Eyewash - PRTEMRGE | PRINSTAL | Poor Installation | Poor Installation - PRINSTAL | Cause | RS
PRTEMRGE | Portable Emergency Eyewash | Portable Emergency Eyewash - PRTEMRGE | PROCISSU | Procedure Issue | Procedure Issue - PROCISSU | Cause | RS
PRTEMRGE | Portable Emergency Eyewash | Portable Emergency Eyewash - PRTEMRGE | UTLFAIL | Utility Failure | Utility Failure - UTLFAIL | Cause | RS
PRTEMRGE | Portable Emergency Eyewash | Portable Emergency Eyewash - PRTEMRGE | VNDLSM | Vandalism | Vandalism - VNDLSM | Cause | RS
PRTEMRGE | Portable Emergency Eyewash | Portable Emergency Eyewash - PRTEMRGE | WORNCMPT | Defective/ Worn Component | Defective/ Worn Component - WORNCMPT | Cause | RS
PRTEMRGE | Portable Emergency Eyewash | Portable Emergency Eyewash - PRTEMRGE | ADJUSTD | Adjusted | Adjusted - ADJUSTD | Action | RS
PRTEMRGE | Portable Emergency Eyewash | Portable Emergency Eyewash - PRTEMRGE | DECOMM | Decommission | Decommission - DECOMM | Action | RS
PRTEMRGE | Portable Emergency Eyewash | Portable Emergency Eyewash - PRTEMRGE | DECONTME | Decontaminate | Decontaminate - DECONTME | Action | RS
PRTEMRGE | Portable Emergency Eyewash | Portable Emergency Eyewash - PRTEMRGE | DONOTHIN | Do Nothing | Do Nothing - DONOTHIN | Action | RS
PRTEMRGE | Portable Emergency Eyewash | Portable Emergency Eyewash - PRTEMRGE | LUBRCTE | Lubricate | Lubricate - LUBRCTE | Action | RS
PRTEMRGE | Portable Emergency Eyewash | Portable Emergency Eyewash - PRTEMRGE | OTHER | Other (specify) | Other (specify) - OTHER | Action | RS
PRTEMRGE | Portable Emergency Eyewash | Portable Emergency Eyewash - PRTEMRGE | RECALBRT | Recalibrate | Recalibrate - RECALBRT | Action | RS
PRTEMRGE | Portable Emergency Eyewash | Portable Emergency Eyewash - PRTEMRGE | REMVOBT | Remove Obstruction | Remove Obstruction - REMVOBT | Action | RS
PRTEMRGE | Portable Emergency Eyewash | Portable Emergency Eyewash - PRTEMRGE | REPCMPT | Repair Component | Repair Component - REPCMPT | Action | RS
PRTEMRGE | Portable Emergency Eyewash | Portable Emergency Eyewash - PRTEMRGE | REPLASS | Replace Asset | Replace Asset - REPLASS | Action | RS
PRTEMRGE | Portable Emergency Eyewash | Portable Emergency Eyewash - PRTEMRGE | REPLCMPT | Replace Component | Replace Component - REPLCMPT | Action | RS
PRTEMRGE | Portable Emergency Eyewash | Portable Emergency Eyewash - PRTEMRGE | REPRASS | Repair Asset | Repair Asset - REPRASS | Action | RS
PRTEMRGE | Portable Emergency Eyewash | Portable Emergency Eyewash - PRTEMRGE | UPGRADES | Upgrade | Upgrade - UPGRADES | Action | RS
PRTKARCP | Pressure Tank - Air Compressor | Pressure Tank - Air Compressor - PRTKARCP | ABNTEMP | Abnormal Temprature | Abnormal Temprature - ABNTEMP | Problem | RS
PRTKARCP | Pressure Tank - Air Compressor | Pressure Tank - Air Compressor - PRTKARCP | CORROS | Corrosion | Corrosion - CORROS | Problem | RS
PRTKARCP | Pressure Tank - Air Compressor | Pressure Tank - Air Compressor - PRTKARCP | ELECTRIP | Electrical Trip Out | Electrical Trip Out - ELECTRIP | Problem | RS
PRTKARCP | Pressure Tank - Air Compressor | Pressure Tank - Air Compressor - PRTKARCP | EXNOISE | Excessive Noise | Excessive Noise - EXNOISE | Problem | RS
PRTKARCP | Pressure Tank - Air Compressor | Pressure Tank - Air Compressor - PRTKARCP | EXVIBRTN | Excessive Vibration | Excessive Vibration - EXVIBRTN | Problem | RS
PRTKARCP | Pressure Tank - Air Compressor | Pressure Tank - Air Compressor - PRTKARCP | JAMMEDEQ | Jammed Equipment | Jammed Equipment - JAMMEDEQ | Problem | RS
PRTKARCP | Pressure Tank - Air Compressor | Pressure Tank - Air Compressor - PRTKARCP | LEAKING | Leaking | Leaking - LEAKING | Problem | RS
PRTKARCP | Pressure Tank - Air Compressor | Pressure Tank - Air Compressor - PRTKARCP | LOWPERF | Low Performance | Low Performance - LOWPERF | Problem | RS
PRTKARCP | Pressure Tank - Air Compressor | Pressure Tank - Air Compressor - PRTKARCP | LSSPR1 | Loss Of Pressure/Air Leak | Loss Of Pressure/Air Leak - LSSPR1 | Problem | RS
PRTKARCP | Pressure Tank - Air Compressor | Pressure Tank - Air Compressor - PRTKARCP | NONOPER | Non-Operational | Non-Operational - NONOPER | Problem | RS
PRTKARCP | Pressure Tank - Air Compressor | Pressure Tank - Air Compressor - PRTKARCP | PHYDMGE | Physical Damage | Physical Damage - PHYDMGE | Problem | RS
PRTKARCP | Pressure Tank - Air Compressor | Pressure Tank - Air Compressor - PRTKARCP | UNSMELL | Unusual Smell | Unusual Smell - UNSMELL | Problem | RS
PRTKARCP | Pressure Tank - Air Compressor | Pressure Tank - Air Compressor - PRTKARCP | UNSMOKE | Unusual Smoke | Unusual Smoke - UNSMOKE | Problem | RS
PRTKARCP | Pressure Tank - Air Compressor | Pressure Tank - Air Compressor - PRTKARCP | OVERGA1 | Overpressure Gauge | Overpressure Gauge - OVERGA1 | Failure | RS
PRTKARCP | Pressure Tank - Air Compressor | Pressure Tank - Air Compressor - PRTKARCP | PRTKFAIL | Pressure Tank-Air Compressor Failed | Pressure Tank-Air Compressor Failed - PRTKFAIL | Failure | RS
PRTKARCP | Pressure Tank - Air Compressor | Pressure Tank - Air Compressor - PRTKARCP | SAFRVF1 | Safety Relief Valve Failure | Safety Relief Valve Failure - SAFRVF1 | Failure | RS
PRTKARCP | Pressure Tank - Air Compressor | Pressure Tank - Air Compressor - PRTKARCP | TANKCR1 | Tank Crack | Tank Crack - TANKCR1 | Failure | RS
PRTKARCP | Pressure Tank - Air Compressor | Pressure Tank - Air Compressor - PRTKARCP | ACCDENT3 | Accident | Accident - ACCDENT3 | Cause | RS
PRTKARCP | Pressure Tank - Air Compressor | Pressure Tank - Air Compressor - PRTKARCP | ACCIDENT | Accident | Accident - ACCIDENT | Cause | RS
PRTKARCP | Pressure Tank - Air Compressor | Pressure Tank - Air Compressor - PRTKARCP | ACCWEAR | Accelerated Wear | Accelerated Wear - ACCWEAR | Cause | RS
PRTKARCP | Pressure Tank - Air Compressor | Pressure Tank - Air Compressor - PRTKARCP | ACTGOD | Weather condition/Forces of nature or Act of God | Weather condition/Forces of nature or Act of God - ACTGOD | Cause | RS
PRTKARCP | Pressure Tank - Air Compressor | Pressure Tank - Air Compressor - PRTKARCP | CONTAM | Contamination | Contamination - CONTAM | Cause | RS
PRTKARCP | Pressure Tank - Air Compressor | Pressure Tank - Air Compressor - PRTKARCP | CONTAM24 | Contamination | Contamination - CONTAM24 | Cause | RS
PRTKARCP | Pressure Tank - Air Compressor | Pressure Tank - Air Compressor - PRTKARCP | DEFASSET | Defective Asset | Defective Asset - DEFASSET | Cause | RS
PRTKARCP | Pressure Tank - Air Compressor | Pressure Tank - Air Compressor - PRTKARCP | EXLOAD | Excessive Load | Excessive Load - EXLOAD | Cause | RS
PRTKARCP | Pressure Tank - Air Compressor | Pressure Tank - Air Compressor - PRTKARCP | IMPRM69 | Improper Maintenance | Improper Maintenance - IMPRM69 | Cause | RS
PRTKARCP | Pressure Tank - Air Compressor | Pressure Tank - Air Compressor - PRTKARCP | IMPRMNT | Improper Maintenance | Improper Maintenance - IMPRMNT | Cause | RS
PRTKARCP | Pressure Tank - Air Compressor | Pressure Tank - Air Compressor - PRTKARCP | IMPRMNT5 | Improper Maintenance | Improper Maintenance - IMPRMNT5 | Cause | RS
PRTKARCP | Pressure Tank - Air Compressor | Pressure Tank - Air Compressor - PRTKARCP | INSLUBR | Insufficient Lubrication | Insufficient Lubrication - INSLUBR | Cause | RS
PRTKARCP | Pressure Tank - Air Compressor | Pressure Tank - Air Compressor - PRTKARCP | LACKTRN | Lack of/ Inadequate Training | Lack of/ Inadequate Training - LACKTRN | Cause | RS
PRTKARCP | Pressure Tank - Air Compressor | Pressure Tank - Air Compressor - PRTKARCP | MISSCMP | Loose/ Missing Component | Loose/ Missing Component - MISSCMP | Cause | RS
PRTKARCP | Pressure Tank - Air Compressor | Pressure Tank - Air Compressor - PRTKARCP | NORMW12 | Normal Wear | Normal Wear - NORMW12 | Cause | RS
PRTKARCP | Pressure Tank - Air Compressor | Pressure Tank - Air Compressor - PRTKARCP | NRMWEAR | Normal Wear | Normal Wear - NRMWEAR | Cause | RS
PRTKARCP | Pressure Tank - Air Compressor | Pressure Tank - Air Compressor - PRTKARCP | OTHER | Other (specify) | Other (specify) - OTHER | Cause | RS
PRTKARCP | Pressure Tank - Air Compressor | Pressure Tank - Air Compressor - PRTKARCP | OVERPRE1 | Over Pressurizing | Over Pressurizing - OVERPRE1 | Cause | RS
PRTKARCP | Pressure Tank - Air Compressor | Pressure Tank - Air Compressor - PRTKARCP | OVERPRE2 | Over Pressurizing | Over Pressurizing - OVERPRE2 | Cause | RS
PRTKARCP | Pressure Tank - Air Compressor | Pressure Tank - Air Compressor - PRTKARCP | PRINSTAL | Poor Installation | Poor Installation - PRINSTAL | Cause | RS
PRTKARCP | Pressure Tank - Air Compressor | Pressure Tank - Air Compressor - PRTKARCP | PROCISSU | Procedure Issue | Procedure Issue - PROCISSU | Cause | RS
PRTKARCP | Pressure Tank - Air Compressor | Pressure Tank - Air Compressor - PRTKARCP | UTLFAIL | Utility Failure | Utility Failure - UTLFAIL | Cause | RS
PRTKARCP | Pressure Tank - Air Compressor | Pressure Tank - Air Compressor - PRTKARCP | VNDLSM | Vandalism | Vandalism - VNDLSM | Cause | RS
PRTKARCP | Pressure Tank - Air Compressor | Pressure Tank - Air Compressor - PRTKARCP | WORNCMPT | Defective/ Worn Component | Defective/ Worn Component - WORNCMPT | Cause | RS
PRTKARCP | Pressure Tank - Air Compressor | Pressure Tank - Air Compressor - PRTKARCP | ADJUSTD | Adjusted | Adjusted - ADJUSTD | Action | RS
PRTKARCP | Pressure Tank - Air Compressor | Pressure Tank - Air Compressor - PRTKARCP | DECOMM | Decommission | Decommission - DECOMM | Action | RS
PRTKARCP | Pressure Tank - Air Compressor | Pressure Tank - Air Compressor - PRTKARCP | DECONTME | Decontaminate | Decontaminate - DECONTME | Action | RS
PRTKARCP | Pressure Tank - Air Compressor | Pressure Tank - Air Compressor - PRTKARCP | DONOTHIN | Do Nothing | Do Nothing - DONOTHIN | Action | RS
PRTKARCP | Pressure Tank - Air Compressor | Pressure Tank - Air Compressor - PRTKARCP | LUBRCTE | Lubricate | Lubricate - LUBRCTE | Action | RS
PRTKARCP | Pressure Tank - Air Compressor | Pressure Tank - Air Compressor - PRTKARCP | OTHER | Other (specify) | Other (specify) - OTHER | Action | RS
PRTKARCP | Pressure Tank - Air Compressor | Pressure Tank - Air Compressor - PRTKARCP | RECALBRT | Recalibrate | Recalibrate - RECALBRT | Action | RS
PRTKARCP | Pressure Tank - Air Compressor | Pressure Tank - Air Compressor - PRTKARCP | REMVOBT | Remove Obstruction | Remove Obstruction - REMVOBT | Action | RS
PRTKARCP | Pressure Tank - Air Compressor | Pressure Tank - Air Compressor - PRTKARCP | REPAIR | Repair | Repair - REPAIR | Action | RS
PRTKARCP | Pressure Tank - Air Compressor | Pressure Tank - Air Compressor - PRTKARCP | REPCMPT | Repair Component | Repair Component - REPCMPT | Action | RS
PRTKARCP | Pressure Tank - Air Compressor | Pressure Tank - Air Compressor - PRTKARCP | REPLACE | Replace | Replace - REPLACE | Action | RS
PRTKARCP | Pressure Tank - Air Compressor | Pressure Tank - Air Compressor - PRTKARCP | REPLASS | Replace Asset | Replace Asset - REPLASS | Action | RS
PRTKARCP | Pressure Tank - Air Compressor | Pressure Tank - Air Compressor - PRTKARCP | REPLCMPT | Replace Component | Replace Component - REPLCMPT | Action | RS
PRTKARCP | Pressure Tank - Air Compressor | Pressure Tank - Air Compressor - PRTKARCP | REPRASS | Repair Asset | Repair Asset - REPRASS | Action | RS
PRTKARCP | Pressure Tank - Air Compressor | Pressure Tank - Air Compressor - PRTKARCP | UPGRADES | Upgrade | Upgrade - UPGRADES | Action | RS
PRWSPMP | Pressure Wash Pump Skid | Pressure Wash Pump Skid - PRWSPMP | ABNTEMP | Abnormal Temprature | Abnormal Temprature - ABNTEMP | Problem | RS
PRWSPMP | Pressure Wash Pump Skid | Pressure Wash Pump Skid - PRWSPMP | CORROS | Corrosion | Corrosion - CORROS | Problem | RS
PRWSPMP | Pressure Wash Pump Skid | Pressure Wash Pump Skid - PRWSPMP | ELECTRIP | Electrical Trip Out | Electrical Trip Out - ELECTRIP | Problem | RS
PRWSPMP | Pressure Wash Pump Skid | Pressure Wash Pump Skid - PRWSPMP | EXNOISE | Excessive Noise | Excessive Noise - EXNOISE | Problem | RS
PRWSPMP | Pressure Wash Pump Skid | Pressure Wash Pump Skid - PRWSPMP | EXVIBRTN | Excessive Vibration | Excessive Vibration - EXVIBRTN | Problem | RS
PRWSPMP | Pressure Wash Pump Skid | Pressure Wash Pump Skid - PRWSPMP | JAMMEDEQ | Jammed Equipment | Jammed Equipment - JAMMEDEQ | Problem | RS
PRWSPMP | Pressure Wash Pump Skid | Pressure Wash Pump Skid - PRWSPMP | LEAKING | Leaking | Leaking - LEAKING | Problem | RS
PRWSPMP | Pressure Wash Pump Skid | Pressure Wash Pump Skid - PRWSPMP | LOWPERF | Low Performance | Low Performance - LOWPERF | Problem | RS
PRWSPMP | Pressure Wash Pump Skid | Pressure Wash Pump Skid - PRWSPMP | NONOPER | Non-Operational | Non-Operational - NONOPER | Problem | RS
PRWSPMP | Pressure Wash Pump Skid | Pressure Wash Pump Skid - PRWSPMP | PHYDMGE | Physical Damage | Physical Damage - PHYDMGE | Problem | RS
PRWSPMP | Pressure Wash Pump Skid | Pressure Wash Pump Skid - PRWSPMP | UNSMELL | Unusual Smell | Unusual Smell - UNSMELL | Problem | RS
PRWSPMP | Pressure Wash Pump Skid | Pressure Wash Pump Skid - PRWSPMP | UNSMOKE | Unusual Smoke | Unusual Smoke - UNSMOKE | Problem | RS
PRWSPMP | Pressure Wash Pump Skid | Pressure Wash Pump Skid - PRWSPMP | WSPKDET | Washer Pump Skid Deteriorated | Washer Pump Skid Deteriorated - WSPKDET | Failure | RS
PRWSPMP | Pressure Wash Pump Skid | Pressure Wash Pump Skid - PRWSPMP | ACCIDENT | Accident | Accident - ACCIDENT | Cause | RS
PRWSPMP | Pressure Wash Pump Skid | Pressure Wash Pump Skid - PRWSPMP | ACCWEAR | Accelerated Wear | Accelerated Wear - ACCWEAR | Cause | RS
PRWSPMP | Pressure Wash Pump Skid | Pressure Wash Pump Skid - PRWSPMP | ACTGOD | Weather condition/Forces of nature or Act of God | Weather condition/Forces of nature or Act of God - ACTGOD | Cause | RS
PRWSPMP | Pressure Wash Pump Skid | Pressure Wash Pump Skid - PRWSPMP | CONTAM | Contamination | Contamination - CONTAM | Cause | RS
PRWSPMP | Pressure Wash Pump Skid | Pressure Wash Pump Skid - PRWSPMP | DEFASSET | Defective Asset | Defective Asset - DEFASSET | Cause | RS
PRWSPMP | Pressure Wash Pump Skid | Pressure Wash Pump Skid - PRWSPMP | EXLOAD | Excessive Load | Excessive Load - EXLOAD | Cause | RS
PRWSPMP | Pressure Wash Pump Skid | Pressure Wash Pump Skid - PRWSPMP | IMPRMNT | Improper Maintenance | Improper Maintenance - IMPRMNT | Cause | RS
PRWSPMP | Pressure Wash Pump Skid | Pressure Wash Pump Skid - PRWSPMP | INSLUBR | Insufficient Lubrication | Insufficient Lubrication - INSLUBR | Cause | RS
PRWSPMP | Pressure Wash Pump Skid | Pressure Wash Pump Skid - PRWSPMP | LACKTRN | Lack of/ Inadequate Training | Lack of/ Inadequate Training - LACKTRN | Cause | RS
PRWSPMP | Pressure Wash Pump Skid | Pressure Wash Pump Skid - PRWSPMP | MISSCMP | Loose/ Missing Component | Loose/ Missing Component - MISSCMP | Cause | RS
PRWSPMP | Pressure Wash Pump Skid | Pressure Wash Pump Skid - PRWSPMP | NRMWEAR | Normal Wear | Normal Wear - NRMWEAR | Cause | RS
PRWSPMP | Pressure Wash Pump Skid | Pressure Wash Pump Skid - PRWSPMP | OTHER | Other (specify) | Other (specify) - OTHER | Cause | RS
PRWSPMP | Pressure Wash Pump Skid | Pressure Wash Pump Skid - PRWSPMP | PRINSTAL | Poor Installation | Poor Installation - PRINSTAL | Cause | RS
PRWSPMP | Pressure Wash Pump Skid | Pressure Wash Pump Skid - PRWSPMP | PROCISSU | Procedure Issue | Procedure Issue - PROCISSU | Cause | RS
PRWSPMP | Pressure Wash Pump Skid | Pressure Wash Pump Skid - PRWSPMP | UTLFAIL | Utility Failure | Utility Failure - UTLFAIL | Cause | RS
PRWSPMP | Pressure Wash Pump Skid | Pressure Wash Pump Skid - PRWSPMP | VNDLSM | Vandalism | Vandalism - VNDLSM | Cause | RS
PRWSPMP | Pressure Wash Pump Skid | Pressure Wash Pump Skid - PRWSPMP | WORNCMPT | Defective/ Worn Component | Defective/ Worn Component - WORNCMPT | Cause | RS
PRWSPMP | Pressure Wash Pump Skid | Pressure Wash Pump Skid - PRWSPMP | ADJUSTD | Adjusted | Adjusted - ADJUSTD | Action | RS
PRWSPMP | Pressure Wash Pump Skid | Pressure Wash Pump Skid - PRWSPMP | DECOMM | Decommission | Decommission - DECOMM | Action | RS
PRWSPMP | Pressure Wash Pump Skid | Pressure Wash Pump Skid - PRWSPMP | DECONTME | Decontaminate | Decontaminate - DECONTME | Action | RS
PRWSPMP | Pressure Wash Pump Skid | Pressure Wash Pump Skid - PRWSPMP | DONOTHIN | Do Nothing | Do Nothing - DONOTHIN | Action | RS
PRWSPMP | Pressure Wash Pump Skid | Pressure Wash Pump Skid - PRWSPMP | LUBRCTE | Lubricate | Lubricate - LUBRCTE | Action | RS
PRWSPMP | Pressure Wash Pump Skid | Pressure Wash Pump Skid - PRWSPMP | OTHER | Other (specify) | Other (specify) - OTHER | Action | RS
PRWSPMP | Pressure Wash Pump Skid | Pressure Wash Pump Skid - PRWSPMP | RECALBRT | Recalibrate | Recalibrate - RECALBRT | Action | RS
PRWSPMP | Pressure Wash Pump Skid | Pressure Wash Pump Skid - PRWSPMP | REMVOBT | Remove Obstruction | Remove Obstruction - REMVOBT | Action | RS
PRWSPMP | Pressure Wash Pump Skid | Pressure Wash Pump Skid - PRWSPMP | REPCMPT | Repair Component | Repair Component - REPCMPT | Action | RS
PRWSPMP | Pressure Wash Pump Skid | Pressure Wash Pump Skid - PRWSPMP | REPLASS | Replace Asset | Replace Asset - REPLASS | Action | RS
PRWSPMP | Pressure Wash Pump Skid | Pressure Wash Pump Skid - PRWSPMP | REPLCMPT | Replace Component | Replace Component - REPLCMPT | Action | RS
PRWSPMP | Pressure Wash Pump Skid | Pressure Wash Pump Skid - PRWSPMP | REPRASS | Repair Asset | Repair Asset - REPRASS | Action | RS
PRWSPMP | Pressure Wash Pump Skid | Pressure Wash Pump Skid - PRWSPMP | UPGRADES | Upgrade | Upgrade - UPGRADES | Action | RS
PSTINVLV | Post Indicator Valve | Post Indicator Valve - PSTINVLV | ABNTEMP | Abnormal Temprature | Abnormal Temprature - ABNTEMP | Problem | RS
PSTINVLV | Post Indicator Valve | Post Indicator Valve - PSTINVLV | CORROS | Corrosion | Corrosion - CORROS | Problem | RS
PSTINVLV | Post Indicator Valve | Post Indicator Valve - PSTINVLV | ELECTRIP | Electrical Trip Out | Electrical Trip Out - ELECTRIP | Problem | RS
PSTINVLV | Post Indicator Valve | Post Indicator Valve - PSTINVLV | EXNOISE | Excessive Noise | Excessive Noise - EXNOISE | Problem | RS
PSTINVLV | Post Indicator Valve | Post Indicator Valve - PSTINVLV | EXVIBRTN | Excessive Vibration | Excessive Vibration - EXVIBRTN | Problem | RS
PSTINVLV | Post Indicator Valve | Post Indicator Valve - PSTINVLV | JAMMEDEQ | Jammed Equipment | Jammed Equipment - JAMMEDEQ | Problem | RS
PSTINVLV | Post Indicator Valve | Post Indicator Valve - PSTINVLV | LEAKING | Leaking | Leaking - LEAKING | Problem | RS
PSTINVLV | Post Indicator Valve | Post Indicator Valve - PSTINVLV | LOWPERF | Low Performance | Low Performance - LOWPERF | Problem | RS
PSTINVLV | Post Indicator Valve | Post Indicator Valve - PSTINVLV | NONOPER | Non-Operational | Non-Operational - NONOPER | Problem | RS
PSTINVLV | Post Indicator Valve | Post Indicator Valve - PSTINVLV | PHYDMGE | Physical Damage | Physical Damage - PHYDMGE | Problem | RS
PSTINVLV | Post Indicator Valve | Post Indicator Valve - PSTINVLV | UNSMELL | Unusual Smell | Unusual Smell - UNSMELL | Problem | RS
PSTINVLV | Post Indicator Valve | Post Indicator Valve - PSTINVLV | UNSMOKE | Unusual Smoke | Unusual Smoke - UNSMOKE | Problem | RS
PSTINVLV | Post Indicator Valve | Post Indicator Valve - PSTINVLV | FSVDET | Fire safety valve deteriorated | Fire safety valve deteriorated - FSVDET | Failure | RS
PSTINVLV | Post Indicator Valve | Post Indicator Valve - PSTINVLV | FSVFAIL | Fire safety valve failed | Fire safety valve failed - FSVFAIL | Failure | RS
PSTINVLV | Post Indicator Valve | Post Indicator Valve - PSTINVLV | ACCIDENT | Accident | Accident - ACCIDENT | Cause | RS
PSTINVLV | Post Indicator Valve | Post Indicator Valve - PSTINVLV | ACCWEAR | Accelerated Wear | Accelerated Wear - ACCWEAR | Cause | RS
PSTINVLV | Post Indicator Valve | Post Indicator Valve - PSTINVLV | ACTGOD | Weather condition/Forces of nature or Act of God | Weather condition/Forces of nature or Act of God - ACTGOD | Cause | RS
PSTINVLV | Post Indicator Valve | Post Indicator Valve - PSTINVLV | CONTAM | Contamination | Contamination - CONTAM | Cause | RS
PSTINVLV | Post Indicator Valve | Post Indicator Valve - PSTINVLV | DEFASSET | Defective Asset | Defective Asset - DEFASSET | Cause | RS
PSTINVLV | Post Indicator Valve | Post Indicator Valve - PSTINVLV | EXLOAD | Excessive Load | Excessive Load - EXLOAD | Cause | RS
PSTINVLV | Post Indicator Valve | Post Indicator Valve - PSTINVLV | IMPRMNT | Improper Maintenance | Improper Maintenance - IMPRMNT | Cause | RS
PSTINVLV | Post Indicator Valve | Post Indicator Valve - PSTINVLV | INSLUBR | Insufficient Lubrication | Insufficient Lubrication - INSLUBR | Cause | RS
PSTINVLV | Post Indicator Valve | Post Indicator Valve - PSTINVLV | LACKTRN | Lack of/ Inadequate Training | Lack of/ Inadequate Training - LACKTRN | Cause | RS
PSTINVLV | Post Indicator Valve | Post Indicator Valve - PSTINVLV | MISSCMP | Loose/ Missing Component | Loose/ Missing Component - MISSCMP | Cause | RS
PSTINVLV | Post Indicator Valve | Post Indicator Valve - PSTINVLV | NRMWEAR | Normal Wear | Normal Wear - NRMWEAR | Cause | RS
PSTINVLV | Post Indicator Valve | Post Indicator Valve - PSTINVLV | OTHER | Other (specify) | Other (specify) - OTHER | Cause | RS
PSTINVLV | Post Indicator Valve | Post Indicator Valve - PSTINVLV | PRINSTAL | Poor Installation | Poor Installation - PRINSTAL | Cause | RS
PSTINVLV | Post Indicator Valve | Post Indicator Valve - PSTINVLV | PROCISSU | Procedure Issue | Procedure Issue - PROCISSU | Cause | RS
PSTINVLV | Post Indicator Valve | Post Indicator Valve - PSTINVLV | UTLFAIL | Utility Failure | Utility Failure - UTLFAIL | Cause | RS
PSTINVLV | Post Indicator Valve | Post Indicator Valve - PSTINVLV | VNDLSM | Vandalism | Vandalism - VNDLSM | Cause | RS
PSTINVLV | Post Indicator Valve | Post Indicator Valve - PSTINVLV | WORNCMPT | Defective/ Worn Component | Defective/ Worn Component - WORNCMPT | Cause | RS
PSTINVLV | Post Indicator Valve | Post Indicator Valve - PSTINVLV | ADJUSTD | Adjusted | Adjusted - ADJUSTD | Action | RS
PSTINVLV | Post Indicator Valve | Post Indicator Valve - PSTINVLV | DECOMM | Decommission | Decommission - DECOMM | Action | RS
PSTINVLV | Post Indicator Valve | Post Indicator Valve - PSTINVLV | DECONTME | Decontaminate | Decontaminate - DECONTME | Action | RS
PSTINVLV | Post Indicator Valve | Post Indicator Valve - PSTINVLV | DONOTHIN | Do Nothing | Do Nothing - DONOTHIN | Action | RS
PSTINVLV | Post Indicator Valve | Post Indicator Valve - PSTINVLV | LUBRCTE | Lubricate | Lubricate - LUBRCTE | Action | RS
PSTINVLV | Post Indicator Valve | Post Indicator Valve - PSTINVLV | OTHER | Other (specify) | Other (specify) - OTHER | Action | RS
PSTINVLV | Post Indicator Valve | Post Indicator Valve - PSTINVLV | RECALBRT | Recalibrate | Recalibrate - RECALBRT | Action | RS
PSTINVLV | Post Indicator Valve | Post Indicator Valve - PSTINVLV | REMVOBT | Remove Obstruction | Remove Obstruction - REMVOBT | Action | RS
PSTINVLV | Post Indicator Valve | Post Indicator Valve - PSTINVLV | REPCMPT | Repair Component | Repair Component - REPCMPT | Action | RS
PSTINVLV | Post Indicator Valve | Post Indicator Valve - PSTINVLV | REPLASS | Replace Asset | Replace Asset - REPLASS | Action | RS
PSTINVLV | Post Indicator Valve | Post Indicator Valve - PSTINVLV | REPLCMPT | Replace Component | Replace Component - REPLCMPT | Action | RS
PSTINVLV | Post Indicator Valve | Post Indicator Valve - PSTINVLV | REPRASS | Repair Asset | Repair Asset - REPRASS | Action | RS
PSTINVLV | Post Indicator Valve | Post Indicator Valve - PSTINVLV | UPGRADES | Upgrade | Upgrade - UPGRADES | Action | RS
PWWTS | Process Waste Water Treatment System | Process Waste Water Treatment System - PWWTS | ABNTEMP | Abnormal Temprature | Abnormal Temprature - ABNTEMP | Problem | RS
PWWTS | Process Waste Water Treatment System | Process Waste Water Treatment System - PWWTS | CORROS | Corrosion | Corrosion - CORROS | Problem | RS
PWWTS | Process Waste Water Treatment System | Process Waste Water Treatment System - PWWTS | ELECTRIP | Electrical Trip Out | Electrical Trip Out - ELECTRIP | Problem | RS
PWWTS | Process Waste Water Treatment System | Process Waste Water Treatment System - PWWTS | EXNOISE | Excessive Noise | Excessive Noise - EXNOISE | Problem | RS
PWWTS | Process Waste Water Treatment System | Process Waste Water Treatment System - PWWTS | EXVIBRTN | Excessive Vibration | Excessive Vibration - EXVIBRTN | Problem | RS
PWWTS | Process Waste Water Treatment System | Process Waste Water Treatment System - PWWTS | JAMMEDEQ | Jammed Equipment | Jammed Equipment - JAMMEDEQ | Problem | RS
PWWTS | Process Waste Water Treatment System | Process Waste Water Treatment System - PWWTS | LEAKING | Leaking | Leaking - LEAKING | Problem | RS
PWWTS | Process Waste Water Treatment System | Process Waste Water Treatment System - PWWTS | LOWPERF | Low Performance | Low Performance - LOWPERF | Problem | RS
PWWTS | Process Waste Water Treatment System | Process Waste Water Treatment System - PWWTS | NONOPER | Non-Operational | Non-Operational - NONOPER | Problem | RS
PWWTS | Process Waste Water Treatment System | Process Waste Water Treatment System - PWWTS | PHYDMGE | Physical Damage | Physical Damage - PHYDMGE | Problem | RS
PWWTS | Process Waste Water Treatment System | Process Waste Water Treatment System - PWWTS | UNSMELL | Unusual Smell | Unusual Smell - UNSMELL | Problem | RS
PWWTS | Process Waste Water Treatment System | Process Waste Water Treatment System - PWWTS | UNSMOKE | Unusual Smoke | Unusual Smoke - UNSMOKE | Problem | RS
PWWTS | Process Waste Water Treatment System | Process Waste Water Treatment System - PWWTS | PWWSFAIL | Process waste water treatment system failed | Process waste water treatment system failed - PWWSFAIL | Failure | RS
PWWTS | Process Waste Water Treatment System | Process Waste Water Treatment System - PWWTS | ACCIDENT | Accident | Accident - ACCIDENT | Cause | RS
PWWTS | Process Waste Water Treatment System | Process Waste Water Treatment System - PWWTS | ACCWEAR | Accelerated Wear | Accelerated Wear - ACCWEAR | Cause | RS
PWWTS | Process Waste Water Treatment System | Process Waste Water Treatment System - PWWTS | ACTGOD | Weather condition/Forces of nature or Act of God | Weather condition/Forces of nature or Act of God - ACTGOD | Cause | RS
PWWTS | Process Waste Water Treatment System | Process Waste Water Treatment System - PWWTS | CONTAM | Contamination | Contamination - CONTAM | Cause | RS
PWWTS | Process Waste Water Treatment System | Process Waste Water Treatment System - PWWTS | DEFASSET | Defective Asset | Defective Asset - DEFASSET | Cause | RS
PWWTS | Process Waste Water Treatment System | Process Waste Water Treatment System - PWWTS | EXLOAD | Excessive Load | Excessive Load - EXLOAD | Cause | RS
PWWTS | Process Waste Water Treatment System | Process Waste Water Treatment System - PWWTS | IMPRMNT | Improper Maintenance | Improper Maintenance - IMPRMNT | Cause | RS
PWWTS | Process Waste Water Treatment System | Process Waste Water Treatment System - PWWTS | INSLUBR | Insufficient Lubrication | Insufficient Lubrication - INSLUBR | Cause | RS
PWWTS | Process Waste Water Treatment System | Process Waste Water Treatment System - PWWTS | LACKTRN | Lack of/ Inadequate Training | Lack of/ Inadequate Training - LACKTRN | Cause | RS
PWWTS | Process Waste Water Treatment System | Process Waste Water Treatment System - PWWTS | MISSCMP | Loose/ Missing Component | Loose/ Missing Component - MISSCMP | Cause | RS
PWWTS | Process Waste Water Treatment System | Process Waste Water Treatment System - PWWTS | NRMWEAR | Normal Wear | Normal Wear - NRMWEAR | Cause | RS
PWWTS | Process Waste Water Treatment System | Process Waste Water Treatment System - PWWTS | OTHER | Other (specify) | Other (specify) - OTHER | Cause | RS
PWWTS | Process Waste Water Treatment System | Process Waste Water Treatment System - PWWTS | PRINSTAL | Poor Installation | Poor Installation - PRINSTAL | Cause | RS
PWWTS | Process Waste Water Treatment System | Process Waste Water Treatment System - PWWTS | PROCISSU | Procedure Issue | Procedure Issue - PROCISSU | Cause | RS
PWWTS | Process Waste Water Treatment System | Process Waste Water Treatment System - PWWTS | UTLFAIL | Utility Failure | Utility Failure - UTLFAIL | Cause | RS
PWWTS | Process Waste Water Treatment System | Process Waste Water Treatment System - PWWTS | VNDLSM | Vandalism | Vandalism - VNDLSM | Cause | RS
PWWTS | Process Waste Water Treatment System | Process Waste Water Treatment System - PWWTS | WORNCMPT | Defective/ Worn Component | Defective/ Worn Component - WORNCMPT | Cause | RS
PWWTS | Process Waste Water Treatment System | Process Waste Water Treatment System - PWWTS | ADJUSTD | Adjusted | Adjusted - ADJUSTD | Action | RS
PWWTS | Process Waste Water Treatment System | Process Waste Water Treatment System - PWWTS | DECOMM | Decommission | Decommission - DECOMM | Action | RS
PWWTS | Process Waste Water Treatment System | Process Waste Water Treatment System - PWWTS | DECONTME | Decontaminate | Decontaminate - DECONTME | Action | RS
PWWTS | Process Waste Water Treatment System | Process Waste Water Treatment System - PWWTS | DONOTHIN | Do Nothing | Do Nothing - DONOTHIN | Action | RS
PWWTS | Process Waste Water Treatment System | Process Waste Water Treatment System - PWWTS | LUBRCTE | Lubricate | Lubricate - LUBRCTE | Action | RS
PWWTS | Process Waste Water Treatment System | Process Waste Water Treatment System - PWWTS | OTHER | Other (specify) | Other (specify) - OTHER | Action | RS
PWWTS | Process Waste Water Treatment System | Process Waste Water Treatment System - PWWTS | RECALBRT | Recalibrate | Recalibrate - RECALBRT | Action | RS
PWWTS | Process Waste Water Treatment System | Process Waste Water Treatment System - PWWTS | REMVOBT | Remove Obstruction | Remove Obstruction - REMVOBT | Action | RS
PWWTS | Process Waste Water Treatment System | Process Waste Water Treatment System - PWWTS | REPCMPT | Repair Component | Repair Component - REPCMPT | Action | RS
PWWTS | Process Waste Water Treatment System | Process Waste Water Treatment System - PWWTS | REPLASS | Replace Asset | Replace Asset - REPLASS | Action | RS
PWWTS | Process Waste Water Treatment System | Process Waste Water Treatment System - PWWTS | REPLCMPT | Replace Component | Replace Component - REPLCMPT | Action | RS
PWWTS | Process Waste Water Treatment System | Process Waste Water Treatment System - PWWTS | REPRASS | Repair Asset | Repair Asset - REPRASS | Action | RS
PWWTS | Process Waste Water Treatment System | Process Waste Water Treatment System - PWWTS | UPGRADES | Upgrade | Upgrade - UPGRADES | Action | RS
RCTFR | Rectifier | Rectifier - RCTFR | ABNTEMP | Abnormal Temprature | Abnormal Temprature - ABNTEMP | Problem | RS
RCTFR | Rectifier | Rectifier - RCTFR | CORROS | Corrosion | Corrosion - CORROS | Problem | RS
RCTFR | Rectifier | Rectifier - RCTFR | ELECTRIP | Electrical Trip Out | Electrical Trip Out - ELECTRIP | Problem | RS
RCTFR | Rectifier | Rectifier - RCTFR | EXNOISE | Excessive Noise | Excessive Noise - EXNOISE | Problem | RS
RCTFR | Rectifier | Rectifier - RCTFR | EXVIBRTN | Excessive Vibration | Excessive Vibration - EXVIBRTN | Problem | RS
RCTFR | Rectifier | Rectifier - RCTFR | JAMMEDEQ | Jammed Equipment | Jammed Equipment - JAMMEDEQ | Problem | RS
RCTFR | Rectifier | Rectifier - RCTFR | LEAKING | Leaking | Leaking - LEAKING | Problem | RS
RCTFR | Rectifier | Rectifier - RCTFR | LOWPERF | Low Performance | Low Performance - LOWPERF | Problem | RS
RCTFR | Rectifier | Rectifier - RCTFR | NDCUT1 | No DC Output | No DC Output - NDCUT1 | Problem | RS
RCTFR | Rectifier | Rectifier - RCTFR | NONOPER | Non-Operational | Non-Operational - NONOPER | Problem | RS
RCTFR | Rectifier | Rectifier - RCTFR | OTOPEC11 | Other (Specify) | Other (Specify) - OTOPEC11 | Problem | RS
RCTFR | Rectifier | Rectifier - RCTFR | PHYDMGE | Physical Damage | Physical Damage - PHYDMGE | Problem | RS
RCTFR | Rectifier | Rectifier - RCTFR | RCBRTRP1 | Rectifier Breaker Trips | Rectifier Breaker Trips - RCBRTRP1 | Problem | RS
RCTFR | Rectifier | Rectifier - RCTFR | UNSMELL | Unusual Smell | Unusual Smell - UNSMELL | Problem | RS
RCTFR | Rectifier | Rectifier - RCTFR | UNSMOKE | Unusual Smoke | Unusual Smoke - UNSMOKE | Problem | RS
RCTFR | Rectifier | Rectifier - RCTFR | BREATRI1 | Breaker Trips Immediately | Breaker Trips Immediately - BREATRI1 | Failure | RS
RCTFR | Rectifier | Rectifier - RCTFR | BTALPUT1 | Breaker Trips After Long Periods Of Use | Breaker Trips After Long Periods Of Use - BTALPUT1 | Failure | RS
RCTFR | Rectifier | Rectifier - RCTFR | NAVBBAT1 | No Ac Voltage Between Breaker And Transformer | No Ac Voltage Between Breaker And Transformer - NAVBBAT1 | Failure | RS
RCTFR | Rectifier | Rectifier - RCTFR | NAVBSAF1 | No Ac Voltage Between Stack And Fuse | No Ac Voltage Between Stack And Fuse - NAVBSAF1 | Failure | RS
RCTFR | Rectifier | Rectifier - RCTFR | NAVBTAF1 | No Ac Voltage Between Taps And Fuse | No Ac Voltage Between Taps And Fuse - NAVBTAF1 | Failure | RS
RCTFR | Rectifier | Rectifier - RCTFR | NDVADOL1 | No Dc Voltage Across Dc Output Lugs | No Dc Voltage Across Dc Output Lugs - NDVADOL1 | Failure | RS
RCTFR | Rectifier | Rectifier - RCTFR | NOAACV1 | No Ac Voltage | No Ac Voltage - NOAACV1 | Failure | RS
RCTFR | Rectifier | Rectifier - RCTFR | OTHERS16 | Other (Specify) | Other (Specify) - OTHERS16 | Failure | RS
RCTFR | Rectifier | Rectifier - RCTFR | RECCDET | Rectifier components deteriorated and/or damaged | Rectifier components deteriorated and/or damaged - RECCDET | Failure | RS
RCTFR | Rectifier | Rectifier - RCTFR | RECFAIL | Failure to Recover | Failure to Recover - RECFAIL | Failure | RS
RCTFR | Rectifier | Rectifier - RCTFR | SECBRT1 | Secondary Circuit Breaker Trips | Secondary Circuit Breaker Trips - SECBRT1 | Failure | RS
RCTFR | Rectifier | Rectifier - RCTFR | SECOFUB1 | Secondary Fuse Blows | Secondary Fuse Blows - SECOFUB1 | Failure | RS
RCTFR | Rectifier | Rectifier - RCTFR | ACCIDENT | Accident | Accident - ACCIDENT | Cause | RS
RCTFR | Rectifier | Rectifier - RCTFR | ACCWEAR | Accelerated Wear | Accelerated Wear - ACCWEAR | Cause | RS
RCTFR | Rectifier | Rectifier - RCTFR | ACTGOD | Weather condition/Forces of nature or Act of God | Weather condition/Forces of nature or Act of God - ACTGOD | Cause | RS
RCTFR | Rectifier | Rectifier - RCTFR | BLFDIS1 | Blown Fuse In Disconnect | Blown Fuse In Disconnect - BLFDIS1 | Cause | RS
RCTFR | Rectifier | Rectifier - RCTFR | BLWNF1 | Blown Fuse | Blown Fuse - BLWNF1 | Cause | RS
RCTFR | Rectifier | Rectifier - RCTFR | BRRLINV1 | Breaker Rating Too Low For Input Voltage | Breaker Rating Too Low For Input Voltage - BRRLINV1 | Cause | RS
RCTFR | Rectifier | Rectifier - RCTFR | CONTAM | Contamination | Contamination - CONTAM | Cause | RS
RCTFR | Rectifier | Rectifier - RCTFR | CRBRTI1 | Circuit Breaker Tripped Repeatedly | Circuit Breaker Tripped Repeatedly - CRBRTI1 | Cause | RS
RCTFR | Rectifier | Rectifier - RCTFR | DEFASSET | Defective Asset | Defective Asset - DEFASSET | Cause | RS
RCTFR | Rectifier | Rectifier - RCTFR | DEFCRBR1 | Defective Circuit Breaker | Defective Circuit Breaker - DEFCRBR1 | Cause | RS
RCTFR | Rectifier | Rectifier - RCTFR | DEFDCA1 | Defective Dc Arrestor | Defective Dc Arrestor - DEFDCA1 | Cause | RS
RCTFR | Rectifier | Rectifier - RCTFR | DEFDCA2 | Defective Dc Arrestor | Defective Dc Arrestor - DEFDCA2 | Cause | RS
RCTFR | Rectifier | Rectifier - RCTFR | DEFEBD1 | Defective Bridge | Defective Bridge - DEFEBD1 | Cause | RS
RCTFR | Rectifier | Rectifier - RCTFR | DEFEBR1 | Defective Breaker | Defective Breaker - DEFEBR1 | Cause | RS
RCTFR | Rectifier | Rectifier - RCTFR | DEFFVO1 | Defective Voltmeter | Defective Voltmeter - DEFFVO1 | Cause | RS
RCTFR | Rectifier | Rectifier - RCTFR | DEFTRAN1 | Defective Transformer | Defective Transformer - DEFTRAN1 | Cause | RS
RCTFR | Rectifier | Rectifier - RCTFR | EXLOAD | Excessive Load | Excessive Load - EXLOAD | Cause | RS
RCTFR | Rectifier | Rectifier - RCTFR | FUSBLO1 | Fuse Blown Repeatedly | Fuse Blown Repeatedly - FUSBLO1 | Cause | RS
RCTFR | Rectifier | Rectifier - RCTFR | IMPRMNT | Improper Maintenance | Improper Maintenance - IMPRMNT | Cause | RS
RCTFR | Rectifier | Rectifier - RCTFR | INSLUBR | Insufficient Lubrication | Insufficient Lubrication - INSLUBR | Cause | RS
RCTFR | Rectifier | Rectifier - RCTFR | LACKTRN | Lack of/ Inadequate Training | Lack of/ Inadequate Training - LACKTRN | Cause | RS
RCTFR | Rectifier | Rectifier - RCTFR | LOCOBR1 | Loose Connection On Bridge | Loose Connection On Bridge - LOCOBR1 | Cause | RS
RCTFR | Rectifier | Rectifier - RCTFR | LOCOCOP1 | Loose Connection At Control Panel | Loose Connection At Control Panel - LOCOCOP1 | Cause | RS
RCTFR | Rectifier | Rectifier - RCTFR | LOPRCO1 | Loose Primary Connection | Loose Primary Connection - LOPRCO1 | Cause | RS
RCTFR | Rectifier | Rectifier - RCTFR | LOSECO1 | Loose Secondary Connection | Loose Secondary Connection - LOSECO1 | Cause | RS
RCTFR | Rectifier | Rectifier - RCTFR | MISSCMP | Loose/ Missing Component | Loose/ Missing Component - MISSCMP | Cause | RS
RCTFR | Rectifier | Rectifier - RCTFR | NOACSR1 | No Ac Service | No Ac Service - NOACSR1 | Cause | RS
RCTFR | Rectifier | Rectifier - RCTFR | NRMWEAR | Normal Wear | Normal Wear - NRMWEAR | Cause | RS
RCTFR | Rectifier | Rectifier - RCTFR | OTHER | Other (specify) | Other (specify) - OTHER | Cause | RS
RCTFR | Rectifier | Rectifier - RCTFR | OTHER1 | Other (Specify) | Other (Specify) - OTHER1 | Cause | RS
RCTFR | Rectifier | Rectifier - RCTFR | OUTVOL1 | Output Voltage Too High | Output Voltage Too High - OUTVOL1 | Cause | RS
RCTFR | Rectifier | Rectifier - RCTFR | OUTVOL2 | Output Voltage Too High | Output Voltage Too High - OUTVOL2 | Cause | RS
RCTFR | Rectifier | Rectifier - RCTFR | OUTVOL3 | Output Voltage Too High | Output Voltage Too High - OUTVOL3 | Cause | RS
RCTFR | Rectifier | Rectifier - RCTFR | PRINSTAL | Poor Installation | Poor Installation - PRINSTAL | Cause | RS
RCTFR | Rectifier | Rectifier - RCTFR | PROCISSU | Procedure Issue | Procedure Issue - PROCISSU | Cause | RS
RCTFR | Rectifier | Rectifier - RCTFR | SCDCA1 | Short Circuit In Dc Cables | Short Circuit In Dc Cables - SCDCA1 | Cause | RS
RCTFR | Rectifier | Rectifier - RCTFR | SCDCA2 | Short Circuit In Dc Cables | Short Circuit In Dc Cables - SCDCA2 | Cause | RS
RCTFR | Rectifier | Rectifier - RCTFR | TRCRBR1 | Tripped Circuit Breaker | Tripped Circuit Breaker - TRCRBR1 | Cause | RS
RCTFR | Rectifier | Rectifier - RCTFR | TRSECB1 | Tripped Secondary Circuit Breaker | Tripped Secondary Circuit Breaker - TRSECB1 | Cause | RS
RCTFR | Rectifier | Rectifier - RCTFR | UTLFAIL | Utility Failure | Utility Failure - UTLFAIL | Cause | RS
RCTFR | Rectifier | Rectifier - RCTFR | VNDLSM | Vandalism | Vandalism - VNDLSM | Cause | RS
RCTFR | Rectifier | Rectifier - RCTFR | WORNCMPT | Defective/ Worn Component | Defective/ Worn Component - WORNCMPT | Cause | RS
RCTFR | Rectifier | Rectifier - RCTFR | ADJUSTD | Adjusted | Adjusted - ADJUSTD | Action | RS
RCTFR | Rectifier | Rectifier - RCTFR | CHACLAR | Check Ac Lighting Arrestor | Check Ac Lighting Arrestor - CHACLAR | Action | RS
RCTFR | Rectifier | Rectifier - RCTFR | CHKMM | Check Manufacturer Manual | Check Manufacturer Manual - CHKMM | Action | RS
RCTFR | Rectifier | Rectifier - RCTFR | DECOMM | Decommission | Decommission - DECOMM | Action | RS
RCTFR | Rectifier | Rectifier - RCTFR | DECONTME | Decontaminate | Decontaminate - DECONTME | Action | RS
RCTFR | Rectifier | Rectifier - RCTFR | DONOTHIN | Do Nothing | Do Nothing - DONOTHIN | Action | RS
RCTFR | Rectifier | Rectifier - RCTFR | LOWOUT | Lower Output | Lower Output - LOWOUT | Action | RS
RCTFR | Rectifier | Rectifier - RCTFR | LOWOUTV | Lower Output Voltage | Lower Output Voltage - LOWOUTV | Action | RS
RCTFR | Rectifier | Rectifier - RCTFR | LUBRCTE | Lubricate | Lubricate - LUBRCTE | Action | RS
RCTFR | Rectifier | Rectifier - RCTFR | OTHER | Other (specify) | Other (specify) - OTHER | Action | RS
RCTFR | Rectifier | Rectifier - RCTFR | RECALBRT | Recalibrate | Recalibrate - RECALBRT | Action | RS
RCTFR | Rectifier | Rectifier - RCTFR | REMVOBT | Remove Obstruction | Remove Obstruction - REMVOBT | Action | RS
RCTFR | Rectifier | Rectifier - RCTFR | REPAIR | Repair | Repair - REPAIR | Action | RS
RCTFR | Rectifier | Rectifier - RCTFR | REPCABL | Replace Cable | Replace Cable - REPCABL | Action | RS
RCTFR | Rectifier | Rectifier - RCTFR | REPCMPT | Repair Component | Repair Component - REPCMPT | Action | RS
RCTFR | Rectifier | Rectifier - RCTFR | REPCRBR | Replace Circuit Breaker | Replace Circuit Breaker - REPCRBR | Action | RS
RCTFR | Rectifier | Rectifier - RCTFR | REPLACE | Replace | Replace - REPLACE | Action | RS
RCTFR | Rectifier | Rectifier - RCTFR | REPLASS | Replace Asset | Replace Asset - REPLASS | Action | RS
RCTFR | Rectifier | Rectifier - RCTFR | REPLCMPT | Replace Component | Replace Component - REPLCMPT | Action | RS
RCTFR | Rectifier | Rectifier - RCTFR | REPLFUSE | Replace Fuse | Replace Fuse - REPLFUSE | Action | RS
RCTFR | Rectifier | Rectifier - RCTFR | REPRASS | Repair Asset | Repair Asset - REPRASS | Action | RS
RCTFR | Rectifier | Rectifier - RCTFR | REPWCOR | Replace With Correct Rating | Replace With Correct Rating - REPWCOR | Action | RS
RCTFR | Rectifier | Rectifier - RCTFR | RESCIRBR | Reset Circuit Breaker | Reset Circuit Breaker - RESCIRBR | Action | RS
RCTFR | Rectifier | Rectifier - RCTFR | RESPOW | Restore Power | Restore Power - RESPOW | Action | RS
RCTFR | Rectifier | Rectifier - RCTFR | UPGRADES | Upgrade | Upgrade - UPGRADES | Action | RS
RDWY | Roadway | Roadway - RDWY | ABNTEMP | Abnormal Temprature | Abnormal Temprature - ABNTEMP | Problem | RS
RDWY | Roadway | Roadway - RDWY | CORROS | Corrosion | Corrosion - CORROS | Problem | RS
RDWY | Roadway | Roadway - RDWY | ELECTRIP | Electrical Trip Out | Electrical Trip Out - ELECTRIP | Problem | RS
RDWY | Roadway | Roadway - RDWY | EXNOISE | Excessive Noise | Excessive Noise - EXNOISE | Problem | RS
RDWY | Roadway | Roadway - RDWY | EXVIBRTN | Excessive Vibration | Excessive Vibration - EXVIBRTN | Problem | RS
RDWY | Roadway | Roadway - RDWY | JAMMEDEQ | Jammed Equipment | Jammed Equipment - JAMMEDEQ | Problem | RS
RDWY | Roadway | Roadway - RDWY | LEAKING | Leaking | Leaking - LEAKING | Problem | RS
RDWY | Roadway | Roadway - RDWY | LOWPERF | Low Performance | Low Performance - LOWPERF | Problem | RS
RDWY | Roadway | Roadway - RDWY | NONOPER | Non-Operational | Non-Operational - NONOPER | Problem | RS
RDWY | Roadway | Roadway - RDWY | PHYDMGE | Physical Damage | Physical Damage - PHYDMGE | Problem | RS
RDWY | Roadway | Roadway - RDWY | UNSMELL | Unusual Smell | Unusual Smell - UNSMELL | Problem | RS
RDWY | Roadway | Roadway - RDWY | UNSMOKE | Unusual Smoke | Unusual Smoke - UNSMOKE | Problem | RS
RDWY | Roadway | Roadway - RDWY | RDWYDEG | Roadway degraded | Roadway degraded - RDWYDEG | Failure | RS
RDWY | Roadway | Roadway - RDWY | ACCIDENT | Accident | Accident - ACCIDENT | Cause | RS
RDWY | Roadway | Roadway - RDWY | ACCWEAR | Accelerated Wear | Accelerated Wear - ACCWEAR | Cause | RS
RDWY | Roadway | Roadway - RDWY | ACTGOD | Weather condition/Forces of nature or Act of God | Weather condition/Forces of nature or Act of God - ACTGOD | Cause | RS
RDWY | Roadway | Roadway - RDWY | CONTAM | Contamination | Contamination - CONTAM | Cause | RS
RDWY | Roadway | Roadway - RDWY | DEFASSET | Defective Asset | Defective Asset - DEFASSET | Cause | RS
RDWY | Roadway | Roadway - RDWY | EXLOAD | Excessive Load | Excessive Load - EXLOAD | Cause | RS
RDWY | Roadway | Roadway - RDWY | IMPRMNT | Improper Maintenance | Improper Maintenance - IMPRMNT | Cause | RS
RDWY | Roadway | Roadway - RDWY | INSLUBR | Insufficient Lubrication | Insufficient Lubrication - INSLUBR | Cause | RS
RDWY | Roadway | Roadway - RDWY | LACKTRN | Lack of/ Inadequate Training | Lack of/ Inadequate Training - LACKTRN | Cause | RS
RDWY | Roadway | Roadway - RDWY | MISSCMP | Loose/ Missing Component | Loose/ Missing Component - MISSCMP | Cause | RS
RDWY | Roadway | Roadway - RDWY | NRMWEAR | Normal Wear | Normal Wear - NRMWEAR | Cause | RS
RDWY | Roadway | Roadway - RDWY | OTHER | Other (specify) | Other (specify) - OTHER | Cause | RS
RDWY | Roadway | Roadway - RDWY | PRINSTAL | Poor Installation | Poor Installation - PRINSTAL | Cause | RS
RDWY | Roadway | Roadway - RDWY | PROCISSU | Procedure Issue | Procedure Issue - PROCISSU | Cause | RS
RDWY | Roadway | Roadway - RDWY | UTLFAIL | Utility Failure | Utility Failure - UTLFAIL | Cause | RS
RDWY | Roadway | Roadway - RDWY | VNDLSM | Vandalism | Vandalism - VNDLSM | Cause | RS
RDWY | Roadway | Roadway - RDWY | WORNCMPT | Defective/ Worn Component | Defective/ Worn Component - WORNCMPT | Cause | RS
RDWY | Roadway | Roadway - RDWY | ADJUSTD | Adjusted | Adjusted - ADJUSTD | Action | RS
RDWY | Roadway | Roadway - RDWY | DECOMM | Decommission | Decommission - DECOMM | Action | RS
RDWY | Roadway | Roadway - RDWY | DECONTME | Decontaminate | Decontaminate - DECONTME | Action | RS
RDWY | Roadway | Roadway - RDWY | DONOTHIN | Do Nothing | Do Nothing - DONOTHIN | Action | RS
RDWY | Roadway | Roadway - RDWY | LUBRCTE | Lubricate | Lubricate - LUBRCTE | Action | RS
RDWY | Roadway | Roadway - RDWY | OTHER | Other (specify) | Other (specify) - OTHER | Action | RS
RDWY | Roadway | Roadway - RDWY | RECALBRT | Recalibrate | Recalibrate - RECALBRT | Action | RS
RDWY | Roadway | Roadway - RDWY | REMVOBT | Remove Obstruction | Remove Obstruction - REMVOBT | Action | RS
RDWY | Roadway | Roadway - RDWY | REPCMPT | Repair Component | Repair Component - REPCMPT | Action | RS
RDWY | Roadway | Roadway - RDWY | REPLASS | Replace Asset | Replace Asset - REPLASS | Action | RS
RDWY | Roadway | Roadway - RDWY | REPLCMPT | Replace Component | Replace Component - REPLCMPT | Action | RS
RDWY | Roadway | Roadway - RDWY | REPRASS | Repair Asset | Repair Asset - REPRASS | Action | RS
RDWY | Roadway | Roadway - RDWY | UPGRADES | Upgrade | Upgrade - UPGRADES | Action | RS
REFBCC | Refrigerant Branch Circuit Controller | Refrigerant Branch Circuit Controller - REFBCC | ABNTEMP | Abnormal Temprature | Abnormal Temprature - ABNTEMP | Problem | RS
REFBCC | Refrigerant Branch Circuit Controller | Refrigerant Branch Circuit Controller - REFBCC | CORROS | Corrosion | Corrosion - CORROS | Problem | RS
REFBCC | Refrigerant Branch Circuit Controller | Refrigerant Branch Circuit Controller - REFBCC | ELECTRIP | Electrical Trip Out | Electrical Trip Out - ELECTRIP | Problem | RS
REFBCC | Refrigerant Branch Circuit Controller | Refrigerant Branch Circuit Controller - REFBCC | EXNOISE | Excessive Noise | Excessive Noise - EXNOISE | Problem | RS
REFBCC | Refrigerant Branch Circuit Controller | Refrigerant Branch Circuit Controller - REFBCC | EXVIBRTN | Excessive Vibration | Excessive Vibration - EXVIBRTN | Problem | RS
REFBCC | Refrigerant Branch Circuit Controller | Refrigerant Branch Circuit Controller - REFBCC | JAMMEDEQ | Jammed Equipment | Jammed Equipment - JAMMEDEQ | Problem | RS
REFBCC | Refrigerant Branch Circuit Controller | Refrigerant Branch Circuit Controller - REFBCC | LEAKING | Leaking | Leaking - LEAKING | Problem | RS
REFBCC | Refrigerant Branch Circuit Controller | Refrigerant Branch Circuit Controller - REFBCC | LOWPERF | Low Performance | Low Performance - LOWPERF | Problem | RS
REFBCC | Refrigerant Branch Circuit Controller | Refrigerant Branch Circuit Controller - REFBCC | NONOPER | Non-Operational | Non-Operational - NONOPER | Problem | RS
REFBCC | Refrigerant Branch Circuit Controller | Refrigerant Branch Circuit Controller - REFBCC | PHYDMGE | Physical Damage | Physical Damage - PHYDMGE | Problem | RS
REFBCC | Refrigerant Branch Circuit Controller | Refrigerant Branch Circuit Controller - REFBCC | UNSMELL | Unusual Smell | Unusual Smell - UNSMELL | Problem | RS
REFBCC | Refrigerant Branch Circuit Controller | Refrigerant Branch Circuit Controller - REFBCC | UNSMOKE | Unusual Smoke | Unusual Smoke - UNSMOKE | Problem | RS
REFBCC | Refrigerant Branch Circuit Controller | Refrigerant Branch Circuit Controller - REFBCC | RFRVFAIL | Refrigerant branch circuit controller failed | Refrigerant branch circuit controller failed - RFRVFAIL | Failure | RS
REFBCC | Refrigerant Branch Circuit Controller | Refrigerant Branch Circuit Controller - REFBCC | ACCIDENT | Accident | Accident - ACCIDENT | Cause | RS
REFBCC | Refrigerant Branch Circuit Controller | Refrigerant Branch Circuit Controller - REFBCC | ACCWEAR | Accelerated Wear | Accelerated Wear - ACCWEAR | Cause | RS
REFBCC | Refrigerant Branch Circuit Controller | Refrigerant Branch Circuit Controller - REFBCC | ACTGOD | Weather condition/Forces of nature or Act of God | Weather condition/Forces of nature or Act of God - ACTGOD | Cause | RS
REFBCC | Refrigerant Branch Circuit Controller | Refrigerant Branch Circuit Controller - REFBCC | CONTAM | Contamination | Contamination - CONTAM | Cause | RS
REFBCC | Refrigerant Branch Circuit Controller | Refrigerant Branch Circuit Controller - REFBCC | DEFASSET | Defective Asset | Defective Asset - DEFASSET | Cause | RS
REFBCC | Refrigerant Branch Circuit Controller | Refrigerant Branch Circuit Controller - REFBCC | EXLOAD | Excessive Load | Excessive Load - EXLOAD | Cause | RS
REFBCC | Refrigerant Branch Circuit Controller | Refrigerant Branch Circuit Controller - REFBCC | IMPRMNT | Improper Maintenance | Improper Maintenance - IMPRMNT | Cause | RS
REFBCC | Refrigerant Branch Circuit Controller | Refrigerant Branch Circuit Controller - REFBCC | INSLUBR | Insufficient Lubrication | Insufficient Lubrication - INSLUBR | Cause | RS
REFBCC | Refrigerant Branch Circuit Controller | Refrigerant Branch Circuit Controller - REFBCC | LACKTRN | Lack of/ Inadequate Training | Lack of/ Inadequate Training - LACKTRN | Cause | RS
REFBCC | Refrigerant Branch Circuit Controller | Refrigerant Branch Circuit Controller - REFBCC | MISSCMP | Loose/ Missing Component | Loose/ Missing Component - MISSCMP | Cause | RS
REFBCC | Refrigerant Branch Circuit Controller | Refrigerant Branch Circuit Controller - REFBCC | NRMWEAR | Normal Wear | Normal Wear - NRMWEAR | Cause | RS
REFBCC | Refrigerant Branch Circuit Controller | Refrigerant Branch Circuit Controller - REFBCC | OTHER | Other (specify) | Other (specify) - OTHER | Cause | RS
REFBCC | Refrigerant Branch Circuit Controller | Refrigerant Branch Circuit Controller - REFBCC | PRINSTAL | Poor Installation | Poor Installation - PRINSTAL | Cause | RS
REFBCC | Refrigerant Branch Circuit Controller | Refrigerant Branch Circuit Controller - REFBCC | PROCISSU | Procedure Issue | Procedure Issue - PROCISSU | Cause | RS
REFBCC | Refrigerant Branch Circuit Controller | Refrigerant Branch Circuit Controller - REFBCC | UTLFAIL | Utility Failure | Utility Failure - UTLFAIL | Cause | RS
REFBCC | Refrigerant Branch Circuit Controller | Refrigerant Branch Circuit Controller - REFBCC | VNDLSM | Vandalism | Vandalism - VNDLSM | Cause | RS
REFBCC | Refrigerant Branch Circuit Controller | Refrigerant Branch Circuit Controller - REFBCC | WORNCMPT | Defective/ Worn Component | Defective/ Worn Component - WORNCMPT | Cause | RS
REFBCC | Refrigerant Branch Circuit Controller | Refrigerant Branch Circuit Controller - REFBCC | ADJUSTD | Adjusted | Adjusted - ADJUSTD | Action | RS
REFBCC | Refrigerant Branch Circuit Controller | Refrigerant Branch Circuit Controller - REFBCC | DECOMM | Decommission | Decommission - DECOMM | Action | RS
REFBCC | Refrigerant Branch Circuit Controller | Refrigerant Branch Circuit Controller - REFBCC | DECONTME | Decontaminate | Decontaminate - DECONTME | Action | RS
REFBCC | Refrigerant Branch Circuit Controller | Refrigerant Branch Circuit Controller - REFBCC | DONOTHIN | Do Nothing | Do Nothing - DONOTHIN | Action | RS
REFBCC | Refrigerant Branch Circuit Controller | Refrigerant Branch Circuit Controller - REFBCC | LUBRCTE | Lubricate | Lubricate - LUBRCTE | Action | RS
REFBCC | Refrigerant Branch Circuit Controller | Refrigerant Branch Circuit Controller - REFBCC | OTHER | Other (specify) | Other (specify) - OTHER | Action | RS
REFBCC | Refrigerant Branch Circuit Controller | Refrigerant Branch Circuit Controller - REFBCC | RECALBRT | Recalibrate | Recalibrate - RECALBRT | Action | RS
REFBCC | Refrigerant Branch Circuit Controller | Refrigerant Branch Circuit Controller - REFBCC | REMVOBT | Remove Obstruction | Remove Obstruction - REMVOBT | Action | RS
REFBCC | Refrigerant Branch Circuit Controller | Refrigerant Branch Circuit Controller - REFBCC | REPCMPT | Repair Component | Repair Component - REPCMPT | Action | RS
REFBCC | Refrigerant Branch Circuit Controller | Refrigerant Branch Circuit Controller - REFBCC | REPLASS | Replace Asset | Replace Asset - REPLASS | Action | RS
REFBCC | Refrigerant Branch Circuit Controller | Refrigerant Branch Circuit Controller - REFBCC | REPLCMPT | Replace Component | Replace Component - REPLCMPT | Action | RS
REFBCC | Refrigerant Branch Circuit Controller | Refrigerant Branch Circuit Controller - REFBCC | REPRASS | Repair Asset | Repair Asset - REPRASS | Action | RS
REFBCC | Refrigerant Branch Circuit Controller | Refrigerant Branch Circuit Controller - REFBCC | UPGRADES | Upgrade | Upgrade - UPGRADES | Action | RS
RLMNACC | Rail Mini Accessibility Platform | Rail Mini Accessibility Platform - RLMNACC | ABNTEMP | Abnormal Temprature | Abnormal Temprature - ABNTEMP | Problem | RS
RLMNACC | Rail Mini Accessibility Platform | Rail Mini Accessibility Platform - RLMNACC | CORROS | Corrosion | Corrosion - CORROS | Problem | RS
RLMNACC | Rail Mini Accessibility Platform | Rail Mini Accessibility Platform - RLMNACC | ELECTRIP | Electrical Trip Out | Electrical Trip Out - ELECTRIP | Problem | RS
RLMNACC | Rail Mini Accessibility Platform | Rail Mini Accessibility Platform - RLMNACC | EXNOISE | Excessive Noise | Excessive Noise - EXNOISE | Problem | RS
RLMNACC | Rail Mini Accessibility Platform | Rail Mini Accessibility Platform - RLMNACC | EXVIBRTN | Excessive Vibration | Excessive Vibration - EXVIBRTN | Problem | RS
RLMNACC | Rail Mini Accessibility Platform | Rail Mini Accessibility Platform - RLMNACC | JAMMEDEQ | Jammed Equipment | Jammed Equipment - JAMMEDEQ | Problem | RS
RLMNACC | Rail Mini Accessibility Platform | Rail Mini Accessibility Platform - RLMNACC | LEAKING | Leaking | Leaking - LEAKING | Problem | RS
RLMNACC | Rail Mini Accessibility Platform | Rail Mini Accessibility Platform - RLMNACC | LOWPERF | Low Performance | Low Performance - LOWPERF | Problem | RS
RLMNACC | Rail Mini Accessibility Platform | Rail Mini Accessibility Platform - RLMNACC | NONOPER | Non-Operational | Non-Operational - NONOPER | Problem | RS
RLMNACC | Rail Mini Accessibility Platform | Rail Mini Accessibility Platform - RLMNACC | PHYDMGE | Physical Damage | Physical Damage - PHYDMGE | Problem | RS
RLMNACC | Rail Mini Accessibility Platform | Rail Mini Accessibility Platform - RLMNACC | UNSMELL | Unusual Smell | Unusual Smell - UNSMELL | Problem | RS
RLMNACC | Rail Mini Accessibility Platform | Rail Mini Accessibility Platform - RLMNACC | UNSMOKE | Unusual Smoke | Unusual Smoke - UNSMOKE | Problem | RS
RLMNACC | Rail Mini Accessibility Platform | Rail Mini Accessibility Platform - RLMNACC | MAPSDET | Mini accessibility platform structure deteriorated | Mini accessibility platform structure deteriorated - MAPSDET | Failure | RS
RLMNACC | Rail Mini Accessibility Platform | Rail Mini Accessibility Platform - RLMNACC | ACCIDENT | Accident | Accident - ACCIDENT | Cause | RS
RLMNACC | Rail Mini Accessibility Platform | Rail Mini Accessibility Platform - RLMNACC | ACCWEAR | Accelerated Wear | Accelerated Wear - ACCWEAR | Cause | RS
RLMNACC | Rail Mini Accessibility Platform | Rail Mini Accessibility Platform - RLMNACC | ACTGOD | Weather condition/Forces of nature or Act of God | Weather condition/Forces of nature or Act of God - ACTGOD | Cause | RS
RLMNACC | Rail Mini Accessibility Platform | Rail Mini Accessibility Platform - RLMNACC | CONTAM | Contamination | Contamination - CONTAM | Cause | RS
RLMNACC | Rail Mini Accessibility Platform | Rail Mini Accessibility Platform - RLMNACC | DEFASSET | Defective Asset | Defective Asset - DEFASSET | Cause | RS
RLMNACC | Rail Mini Accessibility Platform | Rail Mini Accessibility Platform - RLMNACC | EXLOAD | Excessive Load | Excessive Load - EXLOAD | Cause | RS
RLMNACC | Rail Mini Accessibility Platform | Rail Mini Accessibility Platform - RLMNACC | IMPRMNT | Improper Maintenance | Improper Maintenance - IMPRMNT | Cause | RS
RLMNACC | Rail Mini Accessibility Platform | Rail Mini Accessibility Platform - RLMNACC | INSLUBR | Insufficient Lubrication | Insufficient Lubrication - INSLUBR | Cause | RS
RLMNACC | Rail Mini Accessibility Platform | Rail Mini Accessibility Platform - RLMNACC | LACKTRN | Lack of/ Inadequate Training | Lack of/ Inadequate Training - LACKTRN | Cause | RS
RLMNACC | Rail Mini Accessibility Platform | Rail Mini Accessibility Platform - RLMNACC | MISSCMP | Loose/ Missing Component | Loose/ Missing Component - MISSCMP | Cause | RS
RLMNACC | Rail Mini Accessibility Platform | Rail Mini Accessibility Platform - RLMNACC | NRMWEAR | Normal Wear | Normal Wear - NRMWEAR | Cause | RS
RLMNACC | Rail Mini Accessibility Platform | Rail Mini Accessibility Platform - RLMNACC | OTHER | Other (specify) | Other (specify) - OTHER | Cause | RS
RLMNACC | Rail Mini Accessibility Platform | Rail Mini Accessibility Platform - RLMNACC | PRINSTAL | Poor Installation | Poor Installation - PRINSTAL | Cause | RS
RLMNACC | Rail Mini Accessibility Platform | Rail Mini Accessibility Platform - RLMNACC | PROCISSU | Procedure Issue | Procedure Issue - PROCISSU | Cause | RS
RLMNACC | Rail Mini Accessibility Platform | Rail Mini Accessibility Platform - RLMNACC | UTLFAIL | Utility Failure | Utility Failure - UTLFAIL | Cause | RS
RLMNACC | Rail Mini Accessibility Platform | Rail Mini Accessibility Platform - RLMNACC | VNDLSM | Vandalism | Vandalism - VNDLSM | Cause | RS
RLMNACC | Rail Mini Accessibility Platform | Rail Mini Accessibility Platform - RLMNACC | WORNCMPT | Defective/ Worn Component | Defective/ Worn Component - WORNCMPT | Cause | RS
RLMNACC | Rail Mini Accessibility Platform | Rail Mini Accessibility Platform - RLMNACC | ADJUSTD | Adjusted | Adjusted - ADJUSTD | Action | RS
RLMNACC | Rail Mini Accessibility Platform | Rail Mini Accessibility Platform - RLMNACC | DECOMM | Decommission | Decommission - DECOMM | Action | RS
RLMNACC | Rail Mini Accessibility Platform | Rail Mini Accessibility Platform - RLMNACC | DECONTME | Decontaminate | Decontaminate - DECONTME | Action | RS
RLMNACC | Rail Mini Accessibility Platform | Rail Mini Accessibility Platform - RLMNACC | DONOTHIN | Do Nothing | Do Nothing - DONOTHIN | Action | RS
RLMNACC | Rail Mini Accessibility Platform | Rail Mini Accessibility Platform - RLMNACC | LUBRCTE | Lubricate | Lubricate - LUBRCTE | Action | RS
RLMNACC | Rail Mini Accessibility Platform | Rail Mini Accessibility Platform - RLMNACC | OTHER | Other (specify) | Other (specify) - OTHER | Action | RS
RLMNACC | Rail Mini Accessibility Platform | Rail Mini Accessibility Platform - RLMNACC | RECALBRT | Recalibrate | Recalibrate - RECALBRT | Action | RS
RLMNACC | Rail Mini Accessibility Platform | Rail Mini Accessibility Platform - RLMNACC | REMVOBT | Remove Obstruction | Remove Obstruction - REMVOBT | Action | RS
RLMNACC | Rail Mini Accessibility Platform | Rail Mini Accessibility Platform - RLMNACC | REPCMPT | Repair Component | Repair Component - REPCMPT | Action | RS
RLMNACC | Rail Mini Accessibility Platform | Rail Mini Accessibility Platform - RLMNACC | REPLASS | Replace Asset | Replace Asset - REPLASS | Action | RS
RLMNACC | Rail Mini Accessibility Platform | Rail Mini Accessibility Platform - RLMNACC | REPLCMPT | Replace Component | Replace Component - REPLCMPT | Action | RS
RLMNACC | Rail Mini Accessibility Platform | Rail Mini Accessibility Platform - RLMNACC | REPRASS | Repair Asset | Repair Asset - REPRASS | Action | RS
RLMNACC | Rail Mini Accessibility Platform | Rail Mini Accessibility Platform - RLMNACC | UPGRADES | Upgrade | Upgrade - UPGRADES | Action | RS
RLPLTF | Rail Platform | Rail Platform - RLPLTF | ABNTEMP | Abnormal Temprature | Abnormal Temprature - ABNTEMP | Problem | RS
RLPLTF | Rail Platform | Rail Platform - RLPLTF | CORROS | Corrosion | Corrosion - CORROS | Problem | RS
RLPLTF | Rail Platform | Rail Platform - RLPLTF | ELECTRIP | Electrical Trip Out | Electrical Trip Out - ELECTRIP | Problem | RS
RLPLTF | Rail Platform | Rail Platform - RLPLTF | EXNOISE | Excessive Noise | Excessive Noise - EXNOISE | Problem | RS
RLPLTF | Rail Platform | Rail Platform - RLPLTF | EXVIBRTN | Excessive Vibration | Excessive Vibration - EXVIBRTN | Problem | RS
RLPLTF | Rail Platform | Rail Platform - RLPLTF | JAMMEDEQ | Jammed Equipment | Jammed Equipment - JAMMEDEQ | Problem | RS
RLPLTF | Rail Platform | Rail Platform - RLPLTF | LEAKING | Leaking | Leaking - LEAKING | Problem | RS
RLPLTF | Rail Platform | Rail Platform - RLPLTF | LOWPERF | Low Performance | Low Performance - LOWPERF | Problem | RS
RLPLTF | Rail Platform | Rail Platform - RLPLTF | NONOPER | Non-Operational | Non-Operational - NONOPER | Problem | RS
RLPLTF | Rail Platform | Rail Platform - RLPLTF | PHYDMGE | Physical Damage | Physical Damage - PHYDMGE | Problem | RS
RLPLTF | Rail Platform | Rail Platform - RLPLTF | UNSMELL | Unusual Smell | Unusual Smell - UNSMELL | Problem | RS
RLPLTF | Rail Platform | Rail Platform - RLPLTF | UNSMOKE | Unusual Smoke | Unusual Smoke - UNSMOKE | Problem | RS
RLPLTF | Rail Platform | Rail Platform - RLPLTF | PLFSDET | Platform structure deteriorated | Platform structure deteriorated - PLFSDET | Failure | RS
RLPLTF | Rail Platform | Rail Platform - RLPLTF | ACCIDENT | Accident | Accident - ACCIDENT | Cause | RS
RLPLTF | Rail Platform | Rail Platform - RLPLTF | ACCWEAR | Accelerated Wear | Accelerated Wear - ACCWEAR | Cause | RS
RLPLTF | Rail Platform | Rail Platform - RLPLTF | ACTGOD | Weather condition/Forces of nature or Act of God | Weather condition/Forces of nature or Act of God - ACTGOD | Cause | RS
RLPLTF | Rail Platform | Rail Platform - RLPLTF | CONTAM | Contamination | Contamination - CONTAM | Cause | RS
RLPLTF | Rail Platform | Rail Platform - RLPLTF | DEFASSET | Defective Asset | Defective Asset - DEFASSET | Cause | RS
RLPLTF | Rail Platform | Rail Platform - RLPLTF | EXLOAD | Excessive Load | Excessive Load - EXLOAD | Cause | RS
RLPLTF | Rail Platform | Rail Platform - RLPLTF | IMPRMNT | Improper Maintenance | Improper Maintenance - IMPRMNT | Cause | RS
RLPLTF | Rail Platform | Rail Platform - RLPLTF | INSLUBR | Insufficient Lubrication | Insufficient Lubrication - INSLUBR | Cause | RS
RLPLTF | Rail Platform | Rail Platform - RLPLTF | LACKTRN | Lack of/ Inadequate Training | Lack of/ Inadequate Training - LACKTRN | Cause | RS
RLPLTF | Rail Platform | Rail Platform - RLPLTF | MISSCMP | Loose/ Missing Component | Loose/ Missing Component - MISSCMP | Cause | RS
RLPLTF | Rail Platform | Rail Platform - RLPLTF | NRMWEAR | Normal Wear | Normal Wear - NRMWEAR | Cause | RS
RLPLTF | Rail Platform | Rail Platform - RLPLTF | OTHER | Other (specify) | Other (specify) - OTHER | Cause | RS
RLPLTF | Rail Platform | Rail Platform - RLPLTF | PRINSTAL | Poor Installation | Poor Installation - PRINSTAL | Cause | RS
RLPLTF | Rail Platform | Rail Platform - RLPLTF | PROCISSU | Procedure Issue | Procedure Issue - PROCISSU | Cause | RS
RLPLTF | Rail Platform | Rail Platform - RLPLTF | UTLFAIL | Utility Failure | Utility Failure - UTLFAIL | Cause | RS
RLPLTF | Rail Platform | Rail Platform - RLPLTF | VNDLSM | Vandalism | Vandalism - VNDLSM | Cause | RS
RLPLTF | Rail Platform | Rail Platform - RLPLTF | WORNCMPT | Defective/ Worn Component | Defective/ Worn Component - WORNCMPT | Cause | RS
RLPLTF | Rail Platform | Rail Platform - RLPLTF | ADJUSTD | Adjusted | Adjusted - ADJUSTD | Action | RS
RLPLTF | Rail Platform | Rail Platform - RLPLTF | DECOMM | Decommission | Decommission - DECOMM | Action | RS
RLPLTF | Rail Platform | Rail Platform - RLPLTF | DECONTME | Decontaminate | Decontaminate - DECONTME | Action | RS
RLPLTF | Rail Platform | Rail Platform - RLPLTF | DONOTHIN | Do Nothing | Do Nothing - DONOTHIN | Action | RS
RLPLTF | Rail Platform | Rail Platform - RLPLTF | LUBRCTE | Lubricate | Lubricate - LUBRCTE | Action | RS
RLPLTF | Rail Platform | Rail Platform - RLPLTF | OTHER | Other (specify) | Other (specify) - OTHER | Action | RS
RLPLTF | Rail Platform | Rail Platform - RLPLTF | RECALBRT | Recalibrate | Recalibrate - RECALBRT | Action | RS
RLPLTF | Rail Platform | Rail Platform - RLPLTF | REMVOBT | Remove Obstruction | Remove Obstruction - REMVOBT | Action | RS
RLPLTF | Rail Platform | Rail Platform - RLPLTF | REPCMPT | Repair Component | Repair Component - REPCMPT | Action | RS
RLPLTF | Rail Platform | Rail Platform - RLPLTF | REPLASS | Replace Asset | Replace Asset - REPLASS | Action | RS
RLPLTF | Rail Platform | Rail Platform - RLPLTF | REPLCMPT | Replace Component | Replace Component - REPLCMPT | Action | RS
RLPLTF | Rail Platform | Rail Platform - RLPLTF | REPRASS | Repair Asset | Repair Asset - REPRASS | Action | RS
RLPLTF | Rail Platform | Rail Platform - RLPLTF | UPGRADES | Upgrade | Upgrade - UPGRADES | Action | RS
RMINT | Room Interior | Room Interior - RMINT | ABNTEMP | Abnormal Temprature | Abnormal Temprature - ABNTEMP | Problem | RS
RMINT | Room Interior | Room Interior - RMINT | CORROS | Corrosion | Corrosion - CORROS | Problem | RS
RMINT | Room Interior | Room Interior - RMINT | ELECTRIP | Electrical Trip Out | Electrical Trip Out - ELECTRIP | Problem | RS
RMINT | Room Interior | Room Interior - RMINT | EXNOISE | Excessive Noise | Excessive Noise - EXNOISE | Problem | RS
RMINT | Room Interior | Room Interior - RMINT | EXVIBRTN | Excessive Vibration | Excessive Vibration - EXVIBRTN | Problem | RS
RMINT | Room Interior | Room Interior - RMINT | JAMMEDEQ | Jammed Equipment | Jammed Equipment - JAMMEDEQ | Problem | RS
RMINT | Room Interior | Room Interior - RMINT | LEAKING | Leaking | Leaking - LEAKING | Problem | RS
RMINT | Room Interior | Room Interior - RMINT | LOWPERF | Low Performance | Low Performance - LOWPERF | Problem | RS
RMINT | Room Interior | Room Interior - RMINT | NONOPER | Non-Operational | Non-Operational - NONOPER | Problem | RS
RMINT | Room Interior | Room Interior - RMINT | PHYDMGE | Physical Damage | Physical Damage - PHYDMGE | Problem | RS
RMINT | Room Interior | Room Interior - RMINT | UNSMELL | Unusual Smell | Unusual Smell - UNSMELL | Problem | RS
RMINT | Room Interior | Room Interior - RMINT | UNSMOKE | Unusual Smoke | Unusual Smoke - UNSMOKE | Problem | RS
RMINT | Room Interior | Room Interior - RMINT | RIFWCDET | Room interior floors, wall, or ceiling deteriorated | Room interior floors, wall, or ceiling deteriorated - RIFWCDET | Failure | RS
RMINT | Room Interior | Room Interior - RMINT | ACCIDENT | Accident | Accident - ACCIDENT | Cause | RS
RMINT | Room Interior | Room Interior - RMINT | ACCWEAR | Accelerated Wear | Accelerated Wear - ACCWEAR | Cause | RS
RMINT | Room Interior | Room Interior - RMINT | ACTGOD | Weather condition/Forces of nature or Act of God | Weather condition/Forces of nature or Act of God - ACTGOD | Cause | RS
RMINT | Room Interior | Room Interior - RMINT | CONTAM | Contamination | Contamination - CONTAM | Cause | RS
RMINT | Room Interior | Room Interior - RMINT | DEFASSET | Defective Asset | Defective Asset - DEFASSET | Cause | RS
RMINT | Room Interior | Room Interior - RMINT | EXLOAD | Excessive Load | Excessive Load - EXLOAD | Cause | RS
RMINT | Room Interior | Room Interior - RMINT | IMPRMNT | Improper Maintenance | Improper Maintenance - IMPRMNT | Cause | RS
RMINT | Room Interior | Room Interior - RMINT | INSLUBR | Insufficient Lubrication | Insufficient Lubrication - INSLUBR | Cause | RS
RMINT | Room Interior | Room Interior - RMINT | LACKTRN | Lack of/ Inadequate Training | Lack of/ Inadequate Training - LACKTRN | Cause | RS
RMINT | Room Interior | Room Interior - RMINT | MISSCMP | Loose/ Missing Component | Loose/ Missing Component - MISSCMP | Cause | RS
RMINT | Room Interior | Room Interior - RMINT | NRMWEAR | Normal Wear | Normal Wear - NRMWEAR | Cause | RS
RMINT | Room Interior | Room Interior - RMINT | OTHER | Other (specify) | Other (specify) - OTHER | Cause | RS
RMINT | Room Interior | Room Interior - RMINT | PRINSTAL | Poor Installation | Poor Installation - PRINSTAL | Cause | RS
RMINT | Room Interior | Room Interior - RMINT | PROCISSU | Procedure Issue | Procedure Issue - PROCISSU | Cause | RS
RMINT | Room Interior | Room Interior - RMINT | UTLFAIL | Utility Failure | Utility Failure - UTLFAIL | Cause | RS
RMINT | Room Interior | Room Interior - RMINT | VNDLSM | Vandalism | Vandalism - VNDLSM | Cause | RS
RMINT | Room Interior | Room Interior - RMINT | WORNCMPT | Defective/ Worn Component | Defective/ Worn Component - WORNCMPT | Cause | RS
RMINT | Room Interior | Room Interior - RMINT | ADJUSTD | Adjusted | Adjusted - ADJUSTD | Action | RS
RMINT | Room Interior | Room Interior - RMINT | DECOMM | Decommission | Decommission - DECOMM | Action | RS
RMINT | Room Interior | Room Interior - RMINT | DECONTME | Decontaminate | Decontaminate - DECONTME | Action | RS
RMINT | Room Interior | Room Interior - RMINT | DONOTHIN | Do Nothing | Do Nothing - DONOTHIN | Action | RS
RMINT | Room Interior | Room Interior - RMINT | LUBRCTE | Lubricate | Lubricate - LUBRCTE | Action | RS
RMINT | Room Interior | Room Interior - RMINT | OTHER | Other (specify) | Other (specify) - OTHER | Action | RS
RMINT | Room Interior | Room Interior - RMINT | RECALBRT | Recalibrate | Recalibrate - RECALBRT | Action | RS
RMINT | Room Interior | Room Interior - RMINT | REMVOBT | Remove Obstruction | Remove Obstruction - REMVOBT | Action | RS
RMINT | Room Interior | Room Interior - RMINT | REPCMPT | Repair Component | Repair Component - REPCMPT | Action | RS
RMINT | Room Interior | Room Interior - RMINT | REPLASS | Replace Asset | Replace Asset - REPLASS | Action | RS
RMINT | Room Interior | Room Interior - RMINT | REPLCMPT | Replace Component | Replace Component - REPLCMPT | Action | RS
RMINT | Room Interior | Room Interior - RMINT | REPRASS | Repair Asset | Repair Asset - REPRASS | Action | RS
RMINT | Room Interior | Room Interior - RMINT | UPGRADES | Upgrade | Upgrade - UPGRADES | Action | RS
RTNWLL | Retaining Wall | Retaining Wall - RTNWLL | ABNTEMP | Abnormal Temprature | Abnormal Temprature - ABNTEMP | Problem | RS
RTNWLL | Retaining Wall | Retaining Wall - RTNWLL | CORROS | Corrosion | Corrosion - CORROS | Problem | RS
RTNWLL | Retaining Wall | Retaining Wall - RTNWLL | ELECTRIP | Electrical Trip Out | Electrical Trip Out - ELECTRIP | Problem | RS
RTNWLL | Retaining Wall | Retaining Wall - RTNWLL | EXNOISE | Excessive Noise | Excessive Noise - EXNOISE | Problem | RS
RTNWLL | Retaining Wall | Retaining Wall - RTNWLL | EXVIBRTN | Excessive Vibration | Excessive Vibration - EXVIBRTN | Problem | RS
RTNWLL | Retaining Wall | Retaining Wall - RTNWLL | JAMMEDEQ | Jammed Equipment | Jammed Equipment - JAMMEDEQ | Problem | RS
RTNWLL | Retaining Wall | Retaining Wall - RTNWLL | LEAKING | Leaking | Leaking - LEAKING | Problem | RS
RTNWLL | Retaining Wall | Retaining Wall - RTNWLL | LOWPERF | Low Performance | Low Performance - LOWPERF | Problem | RS
RTNWLL | Retaining Wall | Retaining Wall - RTNWLL | NONOPER | Non-Operational | Non-Operational - NONOPER | Problem | RS
RTNWLL | Retaining Wall | Retaining Wall - RTNWLL | PHYDMGE | Physical Damage | Physical Damage - PHYDMGE | Problem | RS
RTNWLL | Retaining Wall | Retaining Wall - RTNWLL | UNSMELL | Unusual Smell | Unusual Smell - UNSMELL | Problem | RS
RTNWLL | Retaining Wall | Retaining Wall - RTNWLL | UNSMOKE | Unusual Smoke | Unusual Smoke - UNSMOKE | Problem | RS
RTNWLL | Retaining Wall | Retaining Wall - RTNWLL | CONRWDET | Concrete retaining wall deteriorated | Concrete retaining wall deteriorated - CONRWDET | Failure | RS
RTNWLL | Retaining Wall | Retaining Wall - RTNWLL | CONRWSET | Concrete retaining wall settled | Concrete retaining wall settled - CONRWSET | Failure | RS
RTNWLL | Retaining Wall | Retaining Wall - RTNWLL | GRWSET | Gabion retaining wall settled | Gabion retaining wall settled - GRWSET | Failure | RS
RTNWLL | Retaining Wall | Retaining Wall - RTNWLL | GWCRWCOR | Gabion wall cage retaining wall corroded | Gabion wall cage retaining wall corroded - GWCRWCOR | Failure | RS
RTNWLL | Retaining Wall | Retaining Wall - RTNWLL | MRETWDET | Masonry retaining wall deteriorated | Masonry retaining wall deteriorated - MRETWDET | Failure | RS
RTNWLL | Retaining Wall | Retaining Wall - RTNWLL | MRETWSET | Masonry retaining wall settled | Masonry retaining wall settled - MRETWSET | Failure | RS
RTNWLL | Retaining Wall | Retaining Wall - RTNWLL | RECRWDET | RECO retaining wall deteriorated | RECO retaining wall deteriorated - RECRWDET | Failure | RS
RTNWLL | Retaining Wall | Retaining Wall - RTNWLL | STLRWCOR | Steel retaining wall corroded | Steel retaining wall corroded - STLRWCOR | Failure | RS
RTNWLL | Retaining Wall | Retaining Wall - RTNWLL | STLRWSET | Steel retaining wall settled | Steel retaining wall settled - STLRWSET | Failure | RS
RTNWLL | Retaining Wall | Retaining Wall - RTNWLL | STNRWDET | Stone retaining wall deteriorated | Stone retaining wall deteriorated - STNRWDET | Failure | RS
RTNWLL | Retaining Wall | Retaining Wall - RTNWLL | STNRWSET | Stone retaining wall settled | Stone retaining wall settled - STNRWSET | Failure | RS
RTNWLL | Retaining Wall | Retaining Wall - RTNWLL | STNSPDET | Stone slope protection deteriorated | Stone slope protection deteriorated - STNSPDET | Failure | RS
RTNWLL | Retaining Wall | Retaining Wall - RTNWLL | TIMBWSET | Timber retaining wall settled | Timber retaining wall settled - TIMBWSET | Failure | RS
RTNWLL | Retaining Wall | Retaining Wall - RTNWLL | TIMRWROT | Timber retaining wall rotted | Timber retaining wall rotted - TIMRWROT | Failure | RS
RTNWLL | Retaining Wall | Retaining Wall - RTNWLL | ACCIDENT | Accident | Accident - ACCIDENT | Cause | RS
RTNWLL | Retaining Wall | Retaining Wall - RTNWLL | ACCWEAR | Accelerated Wear | Accelerated Wear - ACCWEAR | Cause | RS
RTNWLL | Retaining Wall | Retaining Wall - RTNWLL | ACTGOD | Weather condition/Forces of nature or Act of God | Weather condition/Forces of nature or Act of God - ACTGOD | Cause | RS
RTNWLL | Retaining Wall | Retaining Wall - RTNWLL | CONTAM | Contamination | Contamination - CONTAM | Cause | RS
RTNWLL | Retaining Wall | Retaining Wall - RTNWLL | DEFASSET | Defective Asset | Defective Asset - DEFASSET | Cause | RS
RTNWLL | Retaining Wall | Retaining Wall - RTNWLL | EXLOAD | Excessive Load | Excessive Load - EXLOAD | Cause | RS
RTNWLL | Retaining Wall | Retaining Wall - RTNWLL | IMPRMNT | Improper Maintenance | Improper Maintenance - IMPRMNT | Cause | RS
RTNWLL | Retaining Wall | Retaining Wall - RTNWLL | INSLUBR | Insufficient Lubrication | Insufficient Lubrication - INSLUBR | Cause | RS
RTNWLL | Retaining Wall | Retaining Wall - RTNWLL | LACKTRN | Lack of/ Inadequate Training | Lack of/ Inadequate Training - LACKTRN | Cause | RS
RTNWLL | Retaining Wall | Retaining Wall - RTNWLL | MISSCMP | Loose/ Missing Component | Loose/ Missing Component - MISSCMP | Cause | RS
RTNWLL | Retaining Wall | Retaining Wall - RTNWLL | NRMWEAR | Normal Wear | Normal Wear - NRMWEAR | Cause | RS
RTNWLL | Retaining Wall | Retaining Wall - RTNWLL | OTHER | Other (specify) | Other (specify) - OTHER | Cause | RS
RTNWLL | Retaining Wall | Retaining Wall - RTNWLL | PRINSTAL | Poor Installation | Poor Installation - PRINSTAL | Cause | RS
RTNWLL | Retaining Wall | Retaining Wall - RTNWLL | PROCISSU | Procedure Issue | Procedure Issue - PROCISSU | Cause | RS
RTNWLL | Retaining Wall | Retaining Wall - RTNWLL | UTLFAIL | Utility Failure | Utility Failure - UTLFAIL | Cause | RS
RTNWLL | Retaining Wall | Retaining Wall - RTNWLL | VNDLSM | Vandalism | Vandalism - VNDLSM | Cause | RS
RTNWLL | Retaining Wall | Retaining Wall - RTNWLL | WORNCMPT | Defective/ Worn Component | Defective/ Worn Component - WORNCMPT | Cause | RS
RTNWLL | Retaining Wall | Retaining Wall - RTNWLL | ADJUSTD | Adjusted | Adjusted - ADJUSTD | Action | RS
RTNWLL | Retaining Wall | Retaining Wall - RTNWLL | DECOMM | Decommission | Decommission - DECOMM | Action | RS
RTNWLL | Retaining Wall | Retaining Wall - RTNWLL | DECONTME | Decontaminate | Decontaminate - DECONTME | Action | RS
RTNWLL | Retaining Wall | Retaining Wall - RTNWLL | DONOTHIN | Do Nothing | Do Nothing - DONOTHIN | Action | RS
RTNWLL | Retaining Wall | Retaining Wall - RTNWLL | LUBRCTE | Lubricate | Lubricate - LUBRCTE | Action | RS
RTNWLL | Retaining Wall | Retaining Wall - RTNWLL | OTHER | Other (specify) | Other (specify) - OTHER | Action | RS
RTNWLL | Retaining Wall | Retaining Wall - RTNWLL | RECALBRT | Recalibrate | Recalibrate - RECALBRT | Action | RS
RTNWLL | Retaining Wall | Retaining Wall - RTNWLL | REMVOBT | Remove Obstruction | Remove Obstruction - REMVOBT | Action | RS
RTNWLL | Retaining Wall | Retaining Wall - RTNWLL | REPCMPT | Repair Component | Repair Component - REPCMPT | Action | RS
RTNWLL | Retaining Wall | Retaining Wall - RTNWLL | REPLASS | Replace Asset | Replace Asset - REPLASS | Action | RS
RTNWLL | Retaining Wall | Retaining Wall - RTNWLL | REPLCMPT | Replace Component | Replace Component - REPLCMPT | Action | RS
RTNWLL | Retaining Wall | Retaining Wall - RTNWLL | REPRASS | Repair Asset | Repair Asset - REPRASS | Action | RS
RTNWLL | Retaining Wall | Retaining Wall - RTNWLL | UPGRADES | Upgrade | Upgrade - UPGRADES | Action | RS
SANDHOP | Sand Hopper | Sand Hopper - SANDHOP | ABNTEMP | Abnormal Temprature | Abnormal Temprature - ABNTEMP | Problem | RS
SANDHOP | Sand Hopper | Sand Hopper - SANDHOP | CORROS | Corrosion | Corrosion - CORROS | Problem | RS
SANDHOP | Sand Hopper | Sand Hopper - SANDHOP | ELECTRIP | Electrical Trip Out | Electrical Trip Out - ELECTRIP | Problem | RS
SANDHOP | Sand Hopper | Sand Hopper - SANDHOP | EXNOISE | Excessive Noise | Excessive Noise - EXNOISE | Problem | RS
SANDHOP | Sand Hopper | Sand Hopper - SANDHOP | EXVIBRTN | Excessive Vibration | Excessive Vibration - EXVIBRTN | Problem | RS
SANDHOP | Sand Hopper | Sand Hopper - SANDHOP | JAMMEDEQ | Jammed Equipment | Jammed Equipment - JAMMEDEQ | Problem | RS
SANDHOP | Sand Hopper | Sand Hopper - SANDHOP | LEAKING | Leaking | Leaking - LEAKING | Problem | RS
SANDHOP | Sand Hopper | Sand Hopper - SANDHOP | LOWPERF | Low Performance | Low Performance - LOWPERF | Problem | RS
SANDHOP | Sand Hopper | Sand Hopper - SANDHOP | NONOPER | Non-Operational | Non-Operational - NONOPER | Problem | RS
SANDHOP | Sand Hopper | Sand Hopper - SANDHOP | PHYDMGE | Physical Damage | Physical Damage - PHYDMGE | Problem | RS
SANDHOP | Sand Hopper | Sand Hopper - SANDHOP | UNSMELL | Unusual Smell | Unusual Smell - UNSMELL | Problem | RS
SANDHOP | Sand Hopper | Sand Hopper - SANDHOP | UNSMOKE | Unusual Smoke | Unusual Smoke - UNSMOKE | Problem | RS
SANDHOP | Sand Hopper | Sand Hopper - SANDHOP | SSHCCONT | Station storage hopper and chamber vent filters contaminated | Station storage hopper and chamber vent filters contaminated - SSHCCONT | Failure | RS
SANDHOP | Sand Hopper | Sand Hopper - SANDHOP | SSHCDET | Station storage hopper and chamber deteriorated | Station storage hopper and chamber deteriorated - SSHCDET | Failure | RS
SANDHOP | Sand Hopper | Sand Hopper - SANDHOP | ACCIDENT | Accident | Accident - ACCIDENT | Cause | RS
SANDHOP | Sand Hopper | Sand Hopper - SANDHOP | ACCWEAR | Accelerated Wear | Accelerated Wear - ACCWEAR | Cause | RS
SANDHOP | Sand Hopper | Sand Hopper - SANDHOP | ACTGOD | Weather condition/Forces of nature or Act of God | Weather condition/Forces of nature or Act of God - ACTGOD | Cause | RS
SANDHOP | Sand Hopper | Sand Hopper - SANDHOP | CONTAM | Contamination | Contamination - CONTAM | Cause | RS
SANDHOP | Sand Hopper | Sand Hopper - SANDHOP | DEFASSET | Defective Asset | Defective Asset - DEFASSET | Cause | RS
SANDHOP | Sand Hopper | Sand Hopper - SANDHOP | EXLOAD | Excessive Load | Excessive Load - EXLOAD | Cause | RS
SANDHOP | Sand Hopper | Sand Hopper - SANDHOP | IMPRMNT | Improper Maintenance | Improper Maintenance - IMPRMNT | Cause | RS
SANDHOP | Sand Hopper | Sand Hopper - SANDHOP | INSLUBR | Insufficient Lubrication | Insufficient Lubrication - INSLUBR | Cause | RS
SANDHOP | Sand Hopper | Sand Hopper - SANDHOP | LACKTRN | Lack of/ Inadequate Training | Lack of/ Inadequate Training - LACKTRN | Cause | RS
SANDHOP | Sand Hopper | Sand Hopper - SANDHOP | MISSCMP | Loose/ Missing Component | Loose/ Missing Component - MISSCMP | Cause | RS
SANDHOP | Sand Hopper | Sand Hopper - SANDHOP | NRMWEAR | Normal Wear | Normal Wear - NRMWEAR | Cause | RS
SANDHOP | Sand Hopper | Sand Hopper - SANDHOP | OTHER | Other (specify) | Other (specify) - OTHER | Cause | RS
SANDHOP | Sand Hopper | Sand Hopper - SANDHOP | PRINSTAL | Poor Installation | Poor Installation - PRINSTAL | Cause | RS
SANDHOP | Sand Hopper | Sand Hopper - SANDHOP | PROCISSU | Procedure Issue | Procedure Issue - PROCISSU | Cause | RS
SANDHOP | Sand Hopper | Sand Hopper - SANDHOP | UTLFAIL | Utility Failure | Utility Failure - UTLFAIL | Cause | RS
SANDHOP | Sand Hopper | Sand Hopper - SANDHOP | VNDLSM | Vandalism | Vandalism - VNDLSM | Cause | RS
SANDHOP | Sand Hopper | Sand Hopper - SANDHOP | WORNCMPT | Defective/ Worn Component | Defective/ Worn Component - WORNCMPT | Cause | RS
SANDHOP | Sand Hopper | Sand Hopper - SANDHOP | ADJUSTD | Adjusted | Adjusted - ADJUSTD | Action | RS
SANDHOP | Sand Hopper | Sand Hopper - SANDHOP | DECOMM | Decommission | Decommission - DECOMM | Action | RS
SANDHOP | Sand Hopper | Sand Hopper - SANDHOP | DECONTME | Decontaminate | Decontaminate - DECONTME | Action | RS
SANDHOP | Sand Hopper | Sand Hopper - SANDHOP | DONOTHIN | Do Nothing | Do Nothing - DONOTHIN | Action | RS
SANDHOP | Sand Hopper | Sand Hopper - SANDHOP | LUBRCTE | Lubricate | Lubricate - LUBRCTE | Action | RS
SANDHOP | Sand Hopper | Sand Hopper - SANDHOP | OTHER | Other (specify) | Other (specify) - OTHER | Action | RS
SANDHOP | Sand Hopper | Sand Hopper - SANDHOP | RECALBRT | Recalibrate | Recalibrate - RECALBRT | Action | RS
SANDHOP | Sand Hopper | Sand Hopper - SANDHOP | REMVOBT | Remove Obstruction | Remove Obstruction - REMVOBT | Action | RS
SANDHOP | Sand Hopper | Sand Hopper - SANDHOP | REPCMPT | Repair Component | Repair Component - REPCMPT | Action | RS
SANDHOP | Sand Hopper | Sand Hopper - SANDHOP | REPLASS | Replace Asset | Replace Asset - REPLASS | Action | RS
SANDHOP | Sand Hopper | Sand Hopper - SANDHOP | REPLCMPT | Replace Component | Replace Component - REPLCMPT | Action | RS
SANDHOP | Sand Hopper | Sand Hopper - SANDHOP | REPRASS | Repair Asset | Repair Asset - REPRASS | Action | RS
SANDHOP | Sand Hopper | Sand Hopper - SANDHOP | UPGRADES | Upgrade | Upgrade - UPGRADES | Action | RS
SBSTRUCT | Substructure | Substructure - SBSTRUCT | ABNTEMP | Abnormal Temprature | Abnormal Temprature - ABNTEMP | Problem | RS
SBSTRUCT | Substructure | Substructure - SBSTRUCT | CORROS | Corrosion | Corrosion - CORROS | Problem | RS
SBSTRUCT | Substructure | Substructure - SBSTRUCT | ELECTRIP | Electrical Trip Out | Electrical Trip Out - ELECTRIP | Problem | RS
SBSTRUCT | Substructure | Substructure - SBSTRUCT | EXNOISE | Excessive Noise | Excessive Noise - EXNOISE | Problem | RS
SBSTRUCT | Substructure | Substructure - SBSTRUCT | EXVIBRTN | Excessive Vibration | Excessive Vibration - EXVIBRTN | Problem | RS
SBSTRUCT | Substructure | Substructure - SBSTRUCT | JAMMEDEQ | Jammed Equipment | Jammed Equipment - JAMMEDEQ | Problem | RS
SBSTRUCT | Substructure | Substructure - SBSTRUCT | LEAKING | Leaking | Leaking - LEAKING | Problem | RS
SBSTRUCT | Substructure | Substructure - SBSTRUCT | LOWPERF | Low Performance | Low Performance - LOWPERF | Problem | RS
SBSTRUCT | Substructure | Substructure - SBSTRUCT | NONOPER | Non-Operational | Non-Operational - NONOPER | Problem | RS
SBSTRUCT | Substructure | Substructure - SBSTRUCT | PHYDMGE | Physical Damage | Physical Damage - PHYDMGE | Problem | RS
SBSTRUCT | Substructure | Substructure - SBSTRUCT | UNSMELL | Unusual Smell | Unusual Smell - UNSMELL | Problem | RS
SBSTRUCT | Substructure | Substructure - SBSTRUCT | UNSMOKE | Unusual Smoke | Unusual Smoke - UNSMOKE | Problem | RS
SBSTRUCT | Substructure (Structural Framing System - Below Grade) | Substructure (Structural Framing System - Below Grade) - SBSTRUCT | ABNTEMP | Abnormal Temprature | Abnormal Temprature - ABNTEMP | Problem | RS
SBSTRUCT | Substructure (Structural Framing System - Below Grade) | Substructure (Structural Framing System - Below Grade) - SBSTRUCT | CORROS | Corrosion | Corrosion - CORROS | Problem | RS
SBSTRUCT | Substructure (Structural Framing System - Below Grade) | Substructure (Structural Framing System - Below Grade) - SBSTRUCT | ELECTRIP | Electrical Trip Out | Electrical Trip Out - ELECTRIP | Problem | RS
SBSTRUCT | Substructure (Structural Framing System - Below Grade) | Substructure (Structural Framing System - Below Grade) - SBSTRUCT | EXNOISE | Excessive Noise | Excessive Noise - EXNOISE | Problem | RS
SBSTRUCT | Substructure (Structural Framing System - Below Grade) | Substructure (Structural Framing System - Below Grade) - SBSTRUCT | EXVIBRTN | Excessive Vibration | Excessive Vibration - EXVIBRTN | Problem | RS
SBSTRUCT | Substructure (Structural Framing System - Below Grade) | Substructure (Structural Framing System - Below Grade) - SBSTRUCT | JAMMEDEQ | Jammed Equipment | Jammed Equipment - JAMMEDEQ | Problem | RS
SBSTRUCT | Substructure (Structural Framing System - Below Grade) | Substructure (Structural Framing System - Below Grade) - SBSTRUCT | LEAKING | Leaking | Leaking - LEAKING | Problem | RS
SBSTRUCT | Substructure (Structural Framing System - Below Grade) | Substructure (Structural Framing System - Below Grade) - SBSTRUCT | LOWPERF | Low Performance | Low Performance - LOWPERF | Problem | RS
SBSTRUCT | Substructure (Structural Framing System - Below Grade) | Substructure (Structural Framing System - Below Grade) - SBSTRUCT | NONOPER | Non-Operational | Non-Operational - NONOPER | Problem | RS
SBSTRUCT | Substructure (Structural Framing System - Below Grade) | Substructure (Structural Framing System - Below Grade) - SBSTRUCT | PHYDMGE | Physical Damage | Physical Damage - PHYDMGE | Problem | RS
SBSTRUCT | Substructure (Structural Framing System - Below Grade) | Substructure (Structural Framing System - Below Grade) - SBSTRUCT | UNSMELL | Unusual Smell | Unusual Smell - UNSMELL | Problem | RS
SBSTRUCT | Substructure (Structural Framing System - Below Grade) | Substructure (Structural Framing System - Below Grade) - SBSTRUCT | UNSMOKE | Unusual Smoke | Unusual Smoke - UNSMOKE | Problem | RS
SBSTRUCT | Substructure | Substructure - SBSTRUCT | SUBSDET | Substructure deteriorated | Substructure deteriorated - SUBSDET | Failure | RS
SBSTRUCT | Substructure (Structural Framing System - Below Grade) | Substructure (Structural Framing System - Below Grade) - SBSTRUCT | SUBSDET | Substructure deteriorated | Substructure deteriorated - SUBSDET | Failure | RS
SBSTRUCT | Substructure | Substructure - SBSTRUCT | ACCIDENT | Accident | Accident - ACCIDENT | Cause | RS
SBSTRUCT | Substructure | Substructure - SBSTRUCT | ACCWEAR | Accelerated Wear | Accelerated Wear - ACCWEAR | Cause | RS
SBSTRUCT | Substructure | Substructure - SBSTRUCT | ACTGOD | Weather condition/Forces of nature or Act of God | Weather condition/Forces of nature or Act of God - ACTGOD | Cause | RS
SBSTRUCT | Substructure | Substructure - SBSTRUCT | CONTAM | Contamination | Contamination - CONTAM | Cause | RS
SBSTRUCT | Substructure | Substructure - SBSTRUCT | DEFASSET | Defective Asset | Defective Asset - DEFASSET | Cause | RS
SBSTRUCT | Substructure | Substructure - SBSTRUCT | EXLOAD | Excessive Load | Excessive Load - EXLOAD | Cause | RS
SBSTRUCT | Substructure | Substructure - SBSTRUCT | IMPRMNT | Improper Maintenance | Improper Maintenance - IMPRMNT | Cause | RS
SBSTRUCT | Substructure | Substructure - SBSTRUCT | INSLUBR | Insufficient Lubrication | Insufficient Lubrication - INSLUBR | Cause | RS
SBSTRUCT | Substructure | Substructure - SBSTRUCT | LACKTRN | Lack of/ Inadequate Training | Lack of/ Inadequate Training - LACKTRN | Cause | RS
SBSTRUCT | Substructure | Substructure - SBSTRUCT | MISSCMP | Loose/ Missing Component | Loose/ Missing Component - MISSCMP | Cause | RS
SBSTRUCT | Substructure | Substructure - SBSTRUCT | NRMWEAR | Normal Wear | Normal Wear - NRMWEAR | Cause | RS
SBSTRUCT | Substructure | Substructure - SBSTRUCT | OTHER | Other (specify) | Other (specify) - OTHER | Cause | RS
SBSTRUCT | Substructure | Substructure - SBSTRUCT | PRINSTAL | Poor Installation | Poor Installation - PRINSTAL | Cause | RS
SBSTRUCT | Substructure | Substructure - SBSTRUCT | PROCISSU | Procedure Issue | Procedure Issue - PROCISSU | Cause | RS
SBSTRUCT | Substructure | Substructure - SBSTRUCT | UTLFAIL | Utility Failure | Utility Failure - UTLFAIL | Cause | RS
SBSTRUCT | Substructure | Substructure - SBSTRUCT | VNDLSM | Vandalism | Vandalism - VNDLSM | Cause | RS
SBSTRUCT | Substructure | Substructure - SBSTRUCT | WORNCMPT | Defective/ Worn Component | Defective/ Worn Component - WORNCMPT | Cause | RS
SBSTRUCT | Substructure (Structural Framing System - Below Grade) | Substructure (Structural Framing System - Below Grade) - SBSTRUCT | ACCIDENT | Accident | Accident - ACCIDENT | Cause | RS
SBSTRUCT | Substructure (Structural Framing System - Below Grade) | Substructure (Structural Framing System - Below Grade) - SBSTRUCT | ACCWEAR | Accelerated Wear | Accelerated Wear - ACCWEAR | Cause | RS
SBSTRUCT | Substructure (Structural Framing System - Below Grade) | Substructure (Structural Framing System - Below Grade) - SBSTRUCT | ACTGOD | Weather condition/Forces of nature or Act of God | Weather condition/Forces of nature or Act of God - ACTGOD | Cause | RS
SBSTRUCT | Substructure (Structural Framing System - Below Grade) | Substructure (Structural Framing System - Below Grade) - SBSTRUCT | CONTAM | Contamination | Contamination - CONTAM | Cause | RS
SBSTRUCT | Substructure (Structural Framing System - Below Grade) | Substructure (Structural Framing System - Below Grade) - SBSTRUCT | DEFASSET | Defective Asset | Defective Asset - DEFASSET | Cause | RS
SBSTRUCT | Substructure (Structural Framing System - Below Grade) | Substructure (Structural Framing System - Below Grade) - SBSTRUCT | EXLOAD | Excessive Load | Excessive Load - EXLOAD | Cause | RS
SBSTRUCT | Substructure (Structural Framing System - Below Grade) | Substructure (Structural Framing System - Below Grade) - SBSTRUCT | IMPRMNT | Improper Maintenance | Improper Maintenance - IMPRMNT | Cause | RS
SBSTRUCT | Substructure (Structural Framing System - Below Grade) | Substructure (Structural Framing System - Below Grade) - SBSTRUCT | INSLUBR | Insufficient Lubrication | Insufficient Lubrication - INSLUBR | Cause | RS
SBSTRUCT | Substructure (Structural Framing System - Below Grade) | Substructure (Structural Framing System - Below Grade) - SBSTRUCT | LACKTRN | Lack of/ Inadequate Training | Lack of/ Inadequate Training - LACKTRN | Cause | RS
SBSTRUCT | Substructure (Structural Framing System - Below Grade) | Substructure (Structural Framing System - Below Grade) - SBSTRUCT | MISSCMP | Loose/ Missing Component | Loose/ Missing Component - MISSCMP | Cause | RS
SBSTRUCT | Substructure (Structural Framing System - Below Grade) | Substructure (Structural Framing System - Below Grade) - SBSTRUCT | NRMWEAR | Normal Wear | Normal Wear - NRMWEAR | Cause | RS
SBSTRUCT | Substructure (Structural Framing System - Below Grade) | Substructure (Structural Framing System - Below Grade) - SBSTRUCT | OTHER | Other (specify) | Other (specify) - OTHER | Cause | RS
SBSTRUCT | Substructure (Structural Framing System - Below Grade) | Substructure (Structural Framing System - Below Grade) - SBSTRUCT | PRINSTAL | Poor Installation | Poor Installation - PRINSTAL | Cause | RS
SBSTRUCT | Substructure (Structural Framing System - Below Grade) | Substructure (Structural Framing System - Below Grade) - SBSTRUCT | PROCISSU | Procedure Issue | Procedure Issue - PROCISSU | Cause | RS
SBSTRUCT | Substructure (Structural Framing System - Below Grade) | Substructure (Structural Framing System - Below Grade) - SBSTRUCT | UTLFAIL | Utility Failure | Utility Failure - UTLFAIL | Cause | RS
SBSTRUCT | Substructure (Structural Framing System - Below Grade) | Substructure (Structural Framing System - Below Grade) - SBSTRUCT | VNDLSM | Vandalism | Vandalism - VNDLSM | Cause | RS
SBSTRUCT | Substructure (Structural Framing System - Below Grade) | Substructure (Structural Framing System - Below Grade) - SBSTRUCT | WORNCMPT | Defective/ Worn Component | Defective/ Worn Component - WORNCMPT | Cause | RS
SBSTRUCT | Substructure | Substructure - SBSTRUCT | ADJUSTD | Adjusted | Adjusted - ADJUSTD | Action | RS
SBSTRUCT | Substructure | Substructure - SBSTRUCT | DECOMM | Decommission | Decommission - DECOMM | Action | RS
SBSTRUCT | Substructure | Substructure - SBSTRUCT | DECONTME | Decontaminate | Decontaminate - DECONTME | Action | RS
SBSTRUCT | Substructure | Substructure - SBSTRUCT | DONOTHIN | Do Nothing | Do Nothing - DONOTHIN | Action | RS
SBSTRUCT | Substructure | Substructure - SBSTRUCT | LUBRCTE | Lubricate | Lubricate - LUBRCTE | Action | RS
SBSTRUCT | Substructure | Substructure - SBSTRUCT | OTHER | Other (specify) | Other (specify) - OTHER | Action | RS
SBSTRUCT | Substructure | Substructure - SBSTRUCT | RECALBRT | Recalibrate | Recalibrate - RECALBRT | Action | RS
SBSTRUCT | Substructure | Substructure - SBSTRUCT | REMVOBT | Remove Obstruction | Remove Obstruction - REMVOBT | Action | RS
SBSTRUCT | Substructure | Substructure - SBSTRUCT | REPCMPT | Repair Component | Repair Component - REPCMPT | Action | RS
SBSTRUCT | Substructure | Substructure - SBSTRUCT | REPLASS | Replace Asset | Replace Asset - REPLASS | Action | RS
SBSTRUCT | Substructure | Substructure - SBSTRUCT | REPLCMPT | Replace Component | Replace Component - REPLCMPT | Action | RS
SBSTRUCT | Substructure | Substructure - SBSTRUCT | REPRASS | Repair Asset | Repair Asset - REPRASS | Action | RS
SBSTRUCT | Substructure | Substructure - SBSTRUCT | UPGRADES | Upgrade | Upgrade - UPGRADES | Action | RS
SBSTRUCT | Substructure (Structural Framing System - Below Grade) | Substructure (Structural Framing System - Below Grade) - SBSTRUCT | ADJUSTD | Adjusted | Adjusted - ADJUSTD | Action | RS
SBSTRUCT | Substructure (Structural Framing System - Below Grade) | Substructure (Structural Framing System - Below Grade) - SBSTRUCT | DECOMM | Decommission | Decommission - DECOMM | Action | RS
SBSTRUCT | Substructure (Structural Framing System - Below Grade) | Substructure (Structural Framing System - Below Grade) - SBSTRUCT | DECONTME | Decontaminate | Decontaminate - DECONTME | Action | RS
SBSTRUCT | Substructure (Structural Framing System - Below Grade) | Substructure (Structural Framing System - Below Grade) - SBSTRUCT | DONOTHIN | Do Nothing | Do Nothing - DONOTHIN | Action | RS
SBSTRUCT | Substructure (Structural Framing System - Below Grade) | Substructure (Structural Framing System - Below Grade) - SBSTRUCT | LUBRCTE | Lubricate | Lubricate - LUBRCTE | Action | RS
SBSTRUCT | Substructure (Structural Framing System - Below Grade) | Substructure (Structural Framing System - Below Grade) - SBSTRUCT | OTHER | Other (specify) | Other (specify) - OTHER | Action | RS
SBSTRUCT | Substructure (Structural Framing System - Below Grade) | Substructure (Structural Framing System - Below Grade) - SBSTRUCT | RECALBRT | Recalibrate | Recalibrate - RECALBRT | Action | RS
SBSTRUCT | Substructure (Structural Framing System - Below Grade) | Substructure (Structural Framing System - Below Grade) - SBSTRUCT | REMVOBT | Remove Obstruction | Remove Obstruction - REMVOBT | Action | RS
SBSTRUCT | Substructure (Structural Framing System - Below Grade) | Substructure (Structural Framing System - Below Grade) - SBSTRUCT | REPCMPT | Repair Component | Repair Component - REPCMPT | Action | RS
SBSTRUCT | Substructure (Structural Framing System - Below Grade) | Substructure (Structural Framing System - Below Grade) - SBSTRUCT | REPLASS | Replace Asset | Replace Asset - REPLASS | Action | RS
SBSTRUCT | Substructure (Structural Framing System - Below Grade) | Substructure (Structural Framing System - Below Grade) - SBSTRUCT | REPLCMPT | Replace Component | Replace Component - REPLCMPT | Action | RS
SBSTRUCT | Substructure (Structural Framing System - Below Grade) | Substructure (Structural Framing System - Below Grade) - SBSTRUCT | REPRASS | Repair Asset | Repair Asset - REPRASS | Action | RS
SBSTRUCT | Substructure (Structural Framing System - Below Grade) | Substructure (Structural Framing System - Below Grade) - SBSTRUCT | UPGRADES | Upgrade | Upgrade - UPGRADES | Action | RS
SEP | Separator | Separator - SEP | ABNTEMP | Abnormal Temprature | Abnormal Temprature - ABNTEMP | Problem | RS
SEP | Separator | Separator - SEP | CORROS | Corrosion | Corrosion - CORROS | Problem | RS
SEP | Separator | Separator - SEP | ELECTRIP | Electrical Trip Out | Electrical Trip Out - ELECTRIP | Problem | RS
SEP | Separator | Separator - SEP | EXFLH1 | Excess Floating Hydrocarbon | Excess Floating Hydrocarbon - EXFLH1 | Problem | RS
SEP | Separator | Separator - SEP | EXNOISE | Excessive Noise | Excessive Noise - EXNOISE | Problem | RS
SEP | Separator | Separator - SEP | EXVIBRTN | Excessive Vibration | Excessive Vibration - EXVIBRTN | Problem | RS
SEP | Separator | Separator - SEP | FAILI1 | Failed Inspection | Failed Inspection - FAILI1 | Problem | RS
SEP | Separator | Separator - SEP | JAMMEDEQ | Jammed Equipment | Jammed Equipment - JAMMEDEQ | Problem | RS
SEP | Separator | Separator - SEP | LEAKING | Leaking | Leaking - LEAKING | Problem | RS
SEP | Separator | Separator - SEP | LOWPERF | Low Performance | Low Performance - LOWPERF | Problem | RS
SEP | Separator | Separator - SEP | NONOPER | Non-Operational | Non-Operational - NONOPER | Problem | RS
SEP | Separator | Separator - SEP | NONOPER8 | Non-Operational | Non-Operational - NONOPER8 | Problem | RS
SEP | Separator | Separator - SEP | PHYDA1 | Physical Damage | Physical Damage - PHYDA1 | Problem | RS
SEP | Separator | Separator - SEP | PHYDMGE | Physical Damage | Physical Damage - PHYDMGE | Problem | RS
SEP | Separator | Separator - SEP | SPILL1 | Spill | Spill - SPILL1 | Problem | RS
SEP | Separator | Separator - SEP | UNSMELL | Unusual Smell | Unusual Smell - UNSMELL | Problem | RS
SEP | Separator | Separator - SEP | UNSMOKE | Unusual Smoke | Unusual Smoke - UNSMOKE | Problem | RS
SEP | Separator | Separator - SEP | BAFFLE1 | Baffle | Baffle - BAFFLE1 | Failure | RS
SEP | Separator | Separator - SEP | COVER1 | Cover | Cover - COVER1 | Failure | RS
SEP | Separator | Separator - SEP | EXCEFLD1 | Excess Floating Debris | Excess Floating Debris - EXCEFLD1 | Failure | RS
SEP | Separator | Separator - SEP | EXCEFLH1 | Excess Floating Hydrocarbon | Excess Floating Hydrocarbon - EXCEFLH1 | Failure | RS
SEP | Separator | Separator - SEP | EXCEFLH2 | Excess Floating Hydrocarbon | Excess Floating Hydrocarbon - EXCEFLH2 | Failure | RS
SEP | Separator | Separator - SEP | EXCEHY1 | Excess Hydrocarbon/Debris | Excess Hydrocarbon/Debris - EXCEHY1 | Failure | RS
SEP | Separator | Separator - SEP | EXCESE1 | Excess Sediments | Excess Sediments - EXCESE1 | Failure | RS
SEP | Separator | Separator - SEP | FUEL1 | Fuel | Fuel - FUEL1 | Failure | RS
SEP | Separator | Separator - SEP | SEPICDET | Separator internal components deteriorated | Separator internal components deteriorated - SEPICDET | Failure | RS
SEP | Separator | Separator - SEP | SLUDGE1 | Sludge | Sludge - SLUDGE1 | Failure | RS
SEP | Separator | Separator - SEP | STLTCOR | Steel tank corroded | Steel tank corroded - STLTCOR | Failure | RS
SEP | Separator | Separator - SEP | STRSINGR | Stormceptor oil ingress into the city storm water | Stormceptor oil ingress into the city storm water - STRSINGR | Failure | RS
SEP | Separator | Separator - SEP | STRUDA1 | Structure Damage | Structure Damage - STRUDA1 | Failure | RS
SEP | Separator | Separator - SEP | TNKCONT | Tank has excessive build-up of contaminants | Tank has excessive build-up of contaminants - TNKCONT | Failure | RS
SEP | Separator | Separator - SEP | UNITNOO1 | Unit Non Operational | Unit Non Operational - UNITNOO1 | Failure | RS
SEP | Separator | Separator - SEP | ACCIDENT | Accident | Accident - ACCIDENT | Cause | RS
SEP | Separator | Separator - SEP | ACCWEAR | Accelerated Wear | Accelerated Wear - ACCWEAR | Cause | RS
SEP | Separator | Separator - SEP | ACTGOD | Weather condition/Forces of nature or Act of God | Weather condition/Forces of nature or Act of God - ACTGOD | Cause | RS
SEP | Separator | Separator - SEP | CONTAM | Contamination | Contamination - CONTAM | Cause | RS
SEP | Separator | Separator - SEP | CONTR1 | Contractor | Contractor - CONTR1 | Cause | RS
SEP | Separator | Separator - SEP | CONTR2 | Contractor | Contractor - CONTR2 | Cause | RS
SEP | Separator | Separator - SEP | CONTR3 | Contractor | Contractor - CONTR3 | Cause | RS
SEP | Separator | Separator - SEP | DEFASSET | Defective Asset | Defective Asset - DEFASSET | Cause | RS
SEP | Separator | Separator - SEP | EXCMOL1 | Excessive Build Up | Excessive Build Up - EXCMOL1 | Cause | RS
SEP | Separator | Separator - SEP | EXLOAD | Excessive Load | Excessive Load - EXLOAD | Cause | RS
SEP | Separator | Separator - SEP | FUEL1 | Fuel | Fuel - FUEL1 | Cause | RS
SEP | Separator | Separator - SEP | FUEL2 | Fuel | Fuel - FUEL2 | Cause | RS
SEP | Separator | Separator - SEP | FUELEB1 | Fuel & Debris | Fuel & Debris - FUELEB1 | Cause | RS
SEP | Separator | Separator - SEP | FUOEE1 | Fueling Operator/Equipment Error | Fueling Operator/Equipment Error - FUOEE1 | Cause | RS
SEP | Separator | Separator - SEP | FUSBLR1 | Ground Water Contamination | Ground Water Contamination - FUSBLR1 | Cause | RS
SEP | Separator | Separator - SEP | IMPRMNT | Improper Maintenance | Improper Maintenance - IMPRMNT | Cause | RS
SEP | Separator | Separator - SEP | INSLUBR | Insufficient Lubrication | Insufficient Lubrication - INSLUBR | Cause | RS
SEP | Separator | Separator - SEP | LACKTRN | Lack of/ Inadequate Training | Lack of/ Inadequate Training - LACKTRN | Cause | RS
SEP | Separator | Separator - SEP | MALFUNC1 | Malfunction | Malfunction - MALFUNC1 | Cause | RS
SEP | Separator | Separator - SEP | MISSCMP | Loose/ Missing Component | Loose/ Missing Component - MISSCMP | Cause | RS
SEP | Separator | Separator - SEP | NRMWEAR | Normal Wear | Normal Wear - NRMWEAR | Cause | RS
SEP | Separator | Separator - SEP | OTHER | Other (specify) | Other (specify) - OTHER | Cause | RS
SEP | Separator | Separator - SEP | PRINSTAL | Poor Installation | Poor Installation - PRINSTAL | Cause | RS
SEP | Separator | Separator - SEP | PROCISSU | Procedure Issue | Procedure Issue - PROCISSU | Cause | RS
SEP | Separator | Separator - SEP | SLUDB1 | Sludge & Debris | Sludge & Debris - SLUDB1 | Cause | RS
SEP | Separator | Separator - SEP | SLUDG1 | Sludge | Sludge - SLUDG1 | Cause | RS
SEP | Separator | Separator - SEP | SPILL1 | Spill | Spill - SPILL1 | Cause | RS
SEP | Separator | Separator - SEP | STROFL1 | Stormwater Flow | Stormwater Flow - STROFL1 | Cause | RS
SEP | Separator | Separator - SEP | UTLFAIL | Utility Failure | Utility Failure - UTLFAIL | Cause | RS
SEP | Separator | Separator - SEP | VNDLSM | Vandalism | Vandalism - VNDLSM | Cause | RS
SEP | Separator | Separator - SEP | WORNCMPT | Defective/ Worn Component | Defective/ Worn Component - WORNCMPT | Cause | RS
SEP | Separator | Separator - SEP | ADJUSTD | Adjusted | Adjusted - ADJUSTD | Action | RS
SEP | Separator | Separator - SEP | DECOMM | Decommission | Decommission - DECOMM | Action | RS
SEP | Separator | Separator - SEP | DECONTME | Decontaminate | Decontaminate - DECONTME | Action | RS
SEP | Separator | Separator - SEP | DONOTHIN | Do Nothing | Do Nothing - DONOTHIN | Action | RS
SEP | Separator | Separator - SEP | LUBRCTE | Lubricate | Lubricate - LUBRCTE | Action | RS
SEP | Separator | Separator - SEP | OTHER | Other (specify) | Other (specify) - OTHER | Action | RS
SEP | Separator | Separator - SEP | RECALBRT | Recalibrate | Recalibrate - RECALBRT | Action | RS
SEP | Separator | Separator - SEP | REFUNI | Refill Unit | Refill Unit - REFUNI | Action | RS
SEP | Separator | Separator - SEP | REMVOBT | Remove Obstruction | Remove Obstruction - REMVOBT | Action | RS
SEP | Separator | Separator - SEP | REPAIR | Repair | Repair - REPAIR | Action | RS
SEP | Separator | Separator - SEP | REPCMPT | Repair Component | Repair Component - REPCMPT | Action | RS
SEP | Separator | Separator - SEP | REPLACE | Replace | Replace - REPLACE | Action | RS
SEP | Separator | Separator - SEP | REPLASS | Replace Asset | Replace Asset - REPLASS | Action | RS
SEP | Separator | Separator - SEP | REPLCMPT | Replace Component | Replace Component - REPLCMPT | Action | RS
SEP | Separator | Separator - SEP | REPORT | Report | Report - REPORT | Action | RS
SEP | Separator | Separator - SEP | REPRASS | Repair Asset | Repair Asset - REPRASS | Action | RS
SEP | Separator | Separator - SEP | UPGRADES | Upgrade | Upgrade - UPGRADES | Action | RS
SEP | Separator | Separator - SEP | VACTRE | Vac Truck Empty | Vac Truck Empty - VACTRE | Action | RS
SEP | Separator | Separator - SEP | VATRUSK | Vac Truck Skimming | Vac Truck Skimming - VATRUSK | Action | RS
SEPTNK | Septic Tank | Septic Tank - SEPTNK | ABNTEMP | Abnormal Temprature | Abnormal Temprature - ABNTEMP | Problem | RS
SEPTNK | Septic Tank | Septic Tank - SEPTNK | CORROS | Corrosion | Corrosion - CORROS | Problem | RS
SEPTNK | Septic Tank | Septic Tank - SEPTNK | ELECTRIP | Electrical Trip Out | Electrical Trip Out - ELECTRIP | Problem | RS
SEPTNK | Septic Tank | Septic Tank - SEPTNK | EXNOISE | Excessive Noise | Excessive Noise - EXNOISE | Problem | RS
SEPTNK | Septic Tank | Septic Tank - SEPTNK | EXVIBRTN | Excessive Vibration | Excessive Vibration - EXVIBRTN | Problem | RS
SEPTNK | Septic Tank | Septic Tank - SEPTNK | JAMMEDEQ | Jammed Equipment | Jammed Equipment - JAMMEDEQ | Problem | RS
SEPTNK | Septic Tank | Septic Tank - SEPTNK | LEAKING | Leaking | Leaking - LEAKING | Problem | RS
SEPTNK | Septic Tank | Septic Tank - SEPTNK | LOWPERF | Low Performance | Low Performance - LOWPERF | Problem | RS
SEPTNK | Septic Tank | Septic Tank - SEPTNK | NONOPER | Non-Operational | Non-Operational - NONOPER | Problem | RS
SEPTNK | Septic Tank | Septic Tank - SEPTNK | PHYDMGE | Physical Damage | Physical Damage - PHYDMGE | Problem | RS
SEPTNK | Septic Tank | Septic Tank - SEPTNK | UNSMELL | Unusual Smell | Unusual Smell - UNSMELL | Problem | RS
SEPTNK | Septic Tank | Septic Tank - SEPTNK | UNSMOKE | Unusual Smoke | Unusual Smoke - UNSMOKE | Problem | RS
SEPTNK | Septic Tank | Septic Tank - SEPTNK | STNKDET | Septic tank deteriorated | Septic tank deteriorated - STNKDET | Failure | RS
SEPTNK | Septic Tank | Septic Tank - SEPTNK | STNKOVER | Septic tank sludge over fill | Septic tank sludge over fill - STNKOVER | Failure | RS
SEPTNK | Septic Tank | Septic Tank - SEPTNK | ACCIDENT | Accident | Accident - ACCIDENT | Cause | RS
SEPTNK | Septic Tank | Septic Tank - SEPTNK | ACCWEAR | Accelerated Wear | Accelerated Wear - ACCWEAR | Cause | RS
SEPTNK | Septic Tank | Septic Tank - SEPTNK | ACTGOD | Weather condition/Forces of nature or Act of God | Weather condition/Forces of nature or Act of God - ACTGOD | Cause | RS
SEPTNK | Septic Tank | Septic Tank - SEPTNK | CONTAM | Contamination | Contamination - CONTAM | Cause | RS
SEPTNK | Septic Tank | Septic Tank - SEPTNK | DEFASSET | Defective Asset | Defective Asset - DEFASSET | Cause | RS
SEPTNK | Septic Tank | Septic Tank - SEPTNK | EXLOAD | Excessive Load | Excessive Load - EXLOAD | Cause | RS
SEPTNK | Septic Tank | Septic Tank - SEPTNK | IMPRMNT | Improper Maintenance | Improper Maintenance - IMPRMNT | Cause | RS
SEPTNK | Septic Tank | Septic Tank - SEPTNK | INSLUBR | Insufficient Lubrication | Insufficient Lubrication - INSLUBR | Cause | RS
SEPTNK | Septic Tank | Septic Tank - SEPTNK | LACKTRN | Lack of/ Inadequate Training | Lack of/ Inadequate Training - LACKTRN | Cause | RS
SEPTNK | Septic Tank | Septic Tank - SEPTNK | MISSCMP | Loose/ Missing Component | Loose/ Missing Component - MISSCMP | Cause | RS
SEPTNK | Septic Tank | Septic Tank - SEPTNK | NRMWEAR | Normal Wear | Normal Wear - NRMWEAR | Cause | RS
SEPTNK | Septic Tank | Septic Tank - SEPTNK | OTHER | Other (specify) | Other (specify) - OTHER | Cause | RS
SEPTNK | Septic Tank | Septic Tank - SEPTNK | PRINSTAL | Poor Installation | Poor Installation - PRINSTAL | Cause | RS
SEPTNK | Septic Tank | Septic Tank - SEPTNK | PROCISSU | Procedure Issue | Procedure Issue - PROCISSU | Cause | RS
SEPTNK | Septic Tank | Septic Tank - SEPTNK | UTLFAIL | Utility Failure | Utility Failure - UTLFAIL | Cause | RS
SEPTNK | Septic Tank | Septic Tank - SEPTNK | VNDLSM | Vandalism | Vandalism - VNDLSM | Cause | RS
SEPTNK | Septic Tank | Septic Tank - SEPTNK | WORNCMPT | Defective/ Worn Component | Defective/ Worn Component - WORNCMPT | Cause | RS
SEPTNK | Septic Tank | Septic Tank - SEPTNK | ADJUSTD | Adjusted | Adjusted - ADJUSTD | Action | RS
SEPTNK | Septic Tank | Septic Tank - SEPTNK | DECOMM | Decommission | Decommission - DECOMM | Action | RS
SEPTNK | Septic Tank | Septic Tank - SEPTNK | DECONTME | Decontaminate | Decontaminate - DECONTME | Action | RS
SEPTNK | Septic Tank | Septic Tank - SEPTNK | DONOTHIN | Do Nothing | Do Nothing - DONOTHIN | Action | RS
SEPTNK | Septic Tank | Septic Tank - SEPTNK | LUBRCTE | Lubricate | Lubricate - LUBRCTE | Action | RS
SEPTNK | Septic Tank | Septic Tank - SEPTNK | OTHER | Other (specify) | Other (specify) - OTHER | Action | RS
SEPTNK | Septic Tank | Septic Tank - SEPTNK | RECALBRT | Recalibrate | Recalibrate - RECALBRT | Action | RS
SEPTNK | Septic Tank | Septic Tank - SEPTNK | REMVOBT | Remove Obstruction | Remove Obstruction - REMVOBT | Action | RS
SEPTNK | Septic Tank | Septic Tank - SEPTNK | REPCMPT | Repair Component | Repair Component - REPCMPT | Action | RS
SEPTNK | Septic Tank | Septic Tank - SEPTNK | REPLASS | Replace Asset | Replace Asset - REPLASS | Action | RS
SEPTNK | Septic Tank | Septic Tank - SEPTNK | REPLCMPT | Replace Component | Replace Component - REPLCMPT | Action | RS
SEPTNK | Septic Tank | Septic Tank - SEPTNK | REPRASS | Repair Asset | Repair Asset - REPRASS | Action | RS
SEPTNK | Septic Tank | Septic Tank - SEPTNK | UPGRADES | Upgrade | Upgrade - UPGRADES | Action | RS
SEWCLRST | Sewage Clear Station | Sewage Clear Station - SEWCLRST | ABNTEMP | Abnormal Temprature | Abnormal Temprature - ABNTEMP | Problem | RS
SEWCLRST | Sewage Clear Station | Sewage Clear Station - SEWCLRST | CORROS | Corrosion | Corrosion - CORROS | Problem | RS
SEWCLRST | Sewage Clear Station | Sewage Clear Station - SEWCLRST | ELECTRIP | Electrical Trip Out | Electrical Trip Out - ELECTRIP | Problem | RS
SEWCLRST | Sewage Clear Station | Sewage Clear Station - SEWCLRST | EXNOISE | Excessive Noise | Excessive Noise - EXNOISE | Problem | RS
SEWCLRST | Sewage Clear Station | Sewage Clear Station - SEWCLRST | EXVIBRTN | Excessive Vibration | Excessive Vibration - EXVIBRTN | Problem | RS
SEWCLRST | Sewage Clear Station | Sewage Clear Station - SEWCLRST | JAMMEDEQ | Jammed Equipment | Jammed Equipment - JAMMEDEQ | Problem | RS
SEWCLRST | Sewage Clear Station | Sewage Clear Station - SEWCLRST | LEAKING | Leaking | Leaking - LEAKING | Problem | RS
SEWCLRST | Sewage Clear Station | Sewage Clear Station - SEWCLRST | LOWPERF | Low Performance | Low Performance - LOWPERF | Problem | RS
SEWCLRST | Sewage Clear Station | Sewage Clear Station - SEWCLRST | NONOPER | Non-Operational | Non-Operational - NONOPER | Problem | RS
SEWCLRST | Sewage Clear Station | Sewage Clear Station - SEWCLRST | PHYDMGE | Physical Damage | Physical Damage - PHYDMGE | Problem | RS
SEWCLRST | Sewage Clear Station | Sewage Clear Station - SEWCLRST | UNSMELL | Unusual Smell | Unusual Smell - UNSMELL | Problem | RS
SEWCLRST | Sewage Clear Station | Sewage Clear Station - SEWCLRST | UNSMOKE | Unusual Smoke | Unusual Smoke - UNSMOKE | Problem | RS
SEWCLRST | Sewage Clear Station | Sewage Clear Station - SEWCLRST | SCSTACCM | Sewage clear station tank solid accumulation | Sewage clear station tank solid accumulation - SCSTACCM | Failure | RS
SEWCLRST | Sewage Clear Station | Sewage Clear Station - SEWCLRST | ACCIDENT | Accident | Accident - ACCIDENT | Cause | RS
SEWCLRST | Sewage Clear Station | Sewage Clear Station - SEWCLRST | ACCWEAR | Accelerated Wear | Accelerated Wear - ACCWEAR | Cause | RS
SEWCLRST | Sewage Clear Station | Sewage Clear Station - SEWCLRST | ACTGOD | Weather condition/Forces of nature or Act of God | Weather condition/Forces of nature or Act of God - ACTGOD | Cause | RS
SEWCLRST | Sewage Clear Station | Sewage Clear Station - SEWCLRST | CONTAM | Contamination | Contamination - CONTAM | Cause | RS
SEWCLRST | Sewage Clear Station | Sewage Clear Station - SEWCLRST | DEFASSET | Defective Asset | Defective Asset - DEFASSET | Cause | RS
SEWCLRST | Sewage Clear Station | Sewage Clear Station - SEWCLRST | EXLOAD | Excessive Load | Excessive Load - EXLOAD | Cause | RS
SEWCLRST | Sewage Clear Station | Sewage Clear Station - SEWCLRST | IMPRMNT | Improper Maintenance | Improper Maintenance - IMPRMNT | Cause | RS
SEWCLRST | Sewage Clear Station | Sewage Clear Station - SEWCLRST | INSLUBR | Insufficient Lubrication | Insufficient Lubrication - INSLUBR | Cause | RS
SEWCLRST | Sewage Clear Station | Sewage Clear Station - SEWCLRST | LACKTRN | Lack of/ Inadequate Training | Lack of/ Inadequate Training - LACKTRN | Cause | RS
SEWCLRST | Sewage Clear Station | Sewage Clear Station - SEWCLRST | MISSCMP | Loose/ Missing Component | Loose/ Missing Component - MISSCMP | Cause | RS
SEWCLRST | Sewage Clear Station | Sewage Clear Station - SEWCLRST | NRMWEAR | Normal Wear | Normal Wear - NRMWEAR | Cause | RS
SEWCLRST | Sewage Clear Station | Sewage Clear Station - SEWCLRST | OTHER | Other (specify) | Other (specify) - OTHER | Cause | RS
SEWCLRST | Sewage Clear Station | Sewage Clear Station - SEWCLRST | PRINSTAL | Poor Installation | Poor Installation - PRINSTAL | Cause | RS
SEWCLRST | Sewage Clear Station | Sewage Clear Station - SEWCLRST | PROCISSU | Procedure Issue | Procedure Issue - PROCISSU | Cause | RS
SEWCLRST | Sewage Clear Station | Sewage Clear Station - SEWCLRST | UTLFAIL | Utility Failure | Utility Failure - UTLFAIL | Cause | RS
SEWCLRST | Sewage Clear Station | Sewage Clear Station - SEWCLRST | VNDLSM | Vandalism | Vandalism - VNDLSM | Cause | RS
SEWCLRST | Sewage Clear Station | Sewage Clear Station - SEWCLRST | WORNCMPT | Defective/ Worn Component | Defective/ Worn Component - WORNCMPT | Cause | RS
SEWCLRST | Sewage Clear Station | Sewage Clear Station - SEWCLRST | ADJUSTD | Adjusted | Adjusted - ADJUSTD | Action | RS
SEWCLRST | Sewage Clear Station | Sewage Clear Station - SEWCLRST | DECOMM | Decommission | Decommission - DECOMM | Action | RS
SEWCLRST | Sewage Clear Station | Sewage Clear Station - SEWCLRST | DECONTME | Decontaminate | Decontaminate - DECONTME | Action | RS
SEWCLRST | Sewage Clear Station | Sewage Clear Station - SEWCLRST | DONOTHIN | Do Nothing | Do Nothing - DONOTHIN | Action | RS
SEWCLRST | Sewage Clear Station | Sewage Clear Station - SEWCLRST | LUBRCTE | Lubricate | Lubricate - LUBRCTE | Action | RS
SEWCLRST | Sewage Clear Station | Sewage Clear Station - SEWCLRST | OTHER | Other (specify) | Other (specify) - OTHER | Action | RS
SEWCLRST | Sewage Clear Station | Sewage Clear Station - SEWCLRST | RECALBRT | Recalibrate | Recalibrate - RECALBRT | Action | RS
SEWCLRST | Sewage Clear Station | Sewage Clear Station - SEWCLRST | REMVOBT | Remove Obstruction | Remove Obstruction - REMVOBT | Action | RS
SEWCLRST | Sewage Clear Station | Sewage Clear Station - SEWCLRST | REPCMPT | Repair Component | Repair Component - REPCMPT | Action | RS
SEWCLRST | Sewage Clear Station | Sewage Clear Station - SEWCLRST | REPLASS | Replace Asset | Replace Asset - REPLASS | Action | RS
SEWCLRST | Sewage Clear Station | Sewage Clear Station - SEWCLRST | REPLCMPT | Replace Component | Replace Component - REPLCMPT | Action | RS
SEWCLRST | Sewage Clear Station | Sewage Clear Station - SEWCLRST | REPRASS | Repair Asset | Repair Asset - REPRASS | Action | RS
SEWCLRST | Sewage Clear Station | Sewage Clear Station - SEWCLRST | UPGRADES | Upgrade | Upgrade - UPGRADES | Action | RS
SGNFACID | Signs - Facility ID | Signs - Facility ID - SGNFACID | ABNTEMP | Abnormal Temprature | Abnormal Temprature - ABNTEMP | Problem | RS
SGNFACID | Signs - Facility ID | Signs - Facility ID - SGNFACID | CORROS | Corrosion | Corrosion - CORROS | Problem | RS
SGNFACID | Signs - Facility ID | Signs - Facility ID - SGNFACID | ELECTRIP | Electrical Trip Out | Electrical Trip Out - ELECTRIP | Problem | RS
SGNFACID | Signs - Facility ID | Signs - Facility ID - SGNFACID | EXNOISE | Excessive Noise | Excessive Noise - EXNOISE | Problem | RS
SGNFACID | Signs - Facility ID | Signs - Facility ID - SGNFACID | EXVIBRTN | Excessive Vibration | Excessive Vibration - EXVIBRTN | Problem | RS
SGNFACID | Signs - Facility ID | Signs - Facility ID - SGNFACID | JAMMEDEQ | Jammed Equipment | Jammed Equipment - JAMMEDEQ | Problem | RS
SGNFACID | Signs - Facility ID | Signs - Facility ID - SGNFACID | LEAKING | Leaking | Leaking - LEAKING | Problem | RS
SGNFACID | Signs - Facility ID | Signs - Facility ID - SGNFACID | LOWPERF | Low Performance | Low Performance - LOWPERF | Problem | RS
SGNFACID | Signs - Facility ID | Signs - Facility ID - SGNFACID | NONOPER | Non-Operational | Non-Operational - NONOPER | Problem | RS
SGNFACID | Signs - Facility ID | Signs - Facility ID - SGNFACID | PHYDMGE | Physical Damage | Physical Damage - PHYDMGE | Problem | RS
SGNFACID | Signs - Facility ID | Signs - Facility ID - SGNFACID | UNSMELL | Unusual Smell | Unusual Smell - UNSMELL | Problem | RS
SGNFACID | Signs - Facility ID | Signs - Facility ID - SGNFACID | UNSMOKE | Unusual Smoke | Unusual Smoke - UNSMOKE | Problem | RS
SGNFACID | Signs - Facility ID | Signs - Facility ID - SGNFACID | SGNSDET | Signage support deteriorated | Signage support deteriorated - SGNSDET | Failure | RS
SGNFACID | Signs - Facility ID | Signs - Facility ID - SGNFACID | SSFECONT | Static signage face and enclosure contaminated | Static signage face and enclosure contaminated - SSFECONT | Failure | RS
SGNFACID | Signs - Facility ID | Signs - Facility ID - SGNFACID | SSFEDET | Static signage face and enclosure deteriorated | Static signage face and enclosure deteriorated - SSFEDET | Failure | RS
SGNFACID | Signs - Facility ID | Signs - Facility ID - SGNFACID | ACCIDENT | Accident | Accident - ACCIDENT | Cause | RS
SGNFACID | Signs - Facility ID | Signs - Facility ID - SGNFACID | ACCWEAR | Accelerated Wear | Accelerated Wear - ACCWEAR | Cause | RS
SGNFACID | Signs - Facility ID | Signs - Facility ID - SGNFACID | ACTGOD | Weather condition/Forces of nature or Act of God | Weather condition/Forces of nature or Act of God - ACTGOD | Cause | RS
SGNFACID | Signs - Facility ID | Signs - Facility ID - SGNFACID | CONTAM | Contamination | Contamination - CONTAM | Cause | RS
SGNFACID | Signs - Facility ID | Signs - Facility ID - SGNFACID | DEFASSET | Defective Asset | Defective Asset - DEFASSET | Cause | RS
SGNFACID | Signs - Facility ID | Signs - Facility ID - SGNFACID | EXLOAD | Excessive Load | Excessive Load - EXLOAD | Cause | RS
SGNFACID | Signs - Facility ID | Signs - Facility ID - SGNFACID | IMPRMNT | Improper Maintenance | Improper Maintenance - IMPRMNT | Cause | RS
SGNFACID | Signs - Facility ID | Signs - Facility ID - SGNFACID | INSLUBR | Insufficient Lubrication | Insufficient Lubrication - INSLUBR | Cause | RS
SGNFACID | Signs - Facility ID | Signs - Facility ID - SGNFACID | LACKTRN | Lack of/ Inadequate Training | Lack of/ Inadequate Training - LACKTRN | Cause | RS
SGNFACID | Signs - Facility ID | Signs - Facility ID - SGNFACID | MISSCMP | Loose/ Missing Component | Loose/ Missing Component - MISSCMP | Cause | RS
SGNFACID | Signs - Facility ID | Signs - Facility ID - SGNFACID | NRMWEAR | Normal Wear | Normal Wear - NRMWEAR | Cause | RS
SGNFACID | Signs - Facility ID | Signs - Facility ID - SGNFACID | OTHER | Other (specify) | Other (specify) - OTHER | Cause | RS
SGNFACID | Signs - Facility ID | Signs - Facility ID - SGNFACID | PRINSTAL | Poor Installation | Poor Installation - PRINSTAL | Cause | RS
SGNFACID | Signs - Facility ID | Signs - Facility ID - SGNFACID | PROCISSU | Procedure Issue | Procedure Issue - PROCISSU | Cause | RS
SGNFACID | Signs - Facility ID | Signs - Facility ID - SGNFACID | UTLFAIL | Utility Failure | Utility Failure - UTLFAIL | Cause | RS
SGNFACID | Signs - Facility ID | Signs - Facility ID - SGNFACID | VNDLSM | Vandalism | Vandalism - VNDLSM | Cause | RS
SGNFACID | Signs - Facility ID | Signs - Facility ID - SGNFACID | WORNCMPT | Defective/ Worn Component | Defective/ Worn Component - WORNCMPT | Cause | RS
SGNFACID | Signs - Facility ID | Signs - Facility ID - SGNFACID | ADJUSTD | Adjusted | Adjusted - ADJUSTD | Action | RS
SGNFACID | Signs - Facility ID | Signs - Facility ID - SGNFACID | DECOMM | Decommission | Decommission - DECOMM | Action | RS
SGNFACID | Signs - Facility ID | Signs - Facility ID - SGNFACID | DECONTME | Decontaminate | Decontaminate - DECONTME | Action | RS
SGNFACID | Signs - Facility ID | Signs - Facility ID - SGNFACID | DONOTHIN | Do Nothing | Do Nothing - DONOTHIN | Action | RS
SGNFACID | Signs - Facility ID | Signs - Facility ID - SGNFACID | LUBRCTE | Lubricate | Lubricate - LUBRCTE | Action | RS
SGNFACID | Signs - Facility ID | Signs - Facility ID - SGNFACID | OTHER | Other (specify) | Other (specify) - OTHER | Action | RS
SGNFACID | Signs - Facility ID | Signs - Facility ID - SGNFACID | RECALBRT | Recalibrate | Recalibrate - RECALBRT | Action | RS
SGNFACID | Signs - Facility ID | Signs - Facility ID - SGNFACID | REMVOBT | Remove Obstruction | Remove Obstruction - REMVOBT | Action | RS
SGNFACID | Signs - Facility ID | Signs - Facility ID - SGNFACID | REPCMPT | Repair Component | Repair Component - REPCMPT | Action | RS
SGNFACID | Signs - Facility ID | Signs - Facility ID - SGNFACID | REPLASS | Replace Asset | Replace Asset - REPLASS | Action | RS
SGNFACID | Signs - Facility ID | Signs - Facility ID - SGNFACID | REPLCMPT | Replace Component | Replace Component - REPLCMPT | Action | RS
SGNFACID | Signs - Facility ID | Signs - Facility ID - SGNFACID | REPRASS | Repair Asset | Repair Asset - REPRASS | Action | RS
SGNFACID | Signs - Facility ID | Signs - Facility ID - SGNFACID | UPGRADES | Upgrade | Upgrade - UPGRADES | Action | RS
SGNPARK | Signs - Parking | Signs - Parking - SGNPARK | ABNTEMP | Abnormal Temprature | Abnormal Temprature - ABNTEMP | Problem | RS
SGNPARK | Signs - Parking | Signs - Parking - SGNPARK | CORROS | Corrosion | Corrosion - CORROS | Problem | RS
SGNPARK | Signs - Parking | Signs - Parking - SGNPARK | ELECTRIP | Electrical Trip Out | Electrical Trip Out - ELECTRIP | Problem | RS
SGNPARK | Signs - Parking | Signs - Parking - SGNPARK | EXNOISE | Excessive Noise | Excessive Noise - EXNOISE | Problem | RS
SGNPARK | Signs - Parking | Signs - Parking - SGNPARK | EXVIBRTN | Excessive Vibration | Excessive Vibration - EXVIBRTN | Problem | RS
SGNPARK | Signs - Parking | Signs - Parking - SGNPARK | JAMMEDEQ | Jammed Equipment | Jammed Equipment - JAMMEDEQ | Problem | RS
SGNPARK | Signs - Parking | Signs - Parking - SGNPARK | LEAKING | Leaking | Leaking - LEAKING | Problem | RS
SGNPARK | Signs - Parking | Signs - Parking - SGNPARK | LOWPERF | Low Performance | Low Performance - LOWPERF | Problem | RS
SGNPARK | Signs - Parking | Signs - Parking - SGNPARK | NONOPER | Non-Operational | Non-Operational - NONOPER | Problem | RS
SGNPARK | Signs - Parking | Signs - Parking - SGNPARK | PHYDMGE | Physical Damage | Physical Damage - PHYDMGE | Problem | RS
SGNPARK | Signs - Parking | Signs - Parking - SGNPARK | UNSMELL | Unusual Smell | Unusual Smell - UNSMELL | Problem | RS
SGNPARK | Signs - Parking | Signs - Parking - SGNPARK | UNSMOKE | Unusual Smoke | Unusual Smoke - UNSMOKE | Problem | RS
SGNPARK | Signs - Parking | Signs - Parking - SGNPARK | ACCIDENT | Accident | Accident - ACCIDENT | Cause | RS
SGNPARK | Signs - Parking | Signs - Parking - SGNPARK | ACCWEAR | Accelerated Wear | Accelerated Wear - ACCWEAR | Cause | RS
SGNPARK | Signs - Parking | Signs - Parking - SGNPARK | ACTGOD | Weather condition/Forces of nature or Act of God | Weather condition/Forces of nature or Act of God - ACTGOD | Cause | RS
SGNPARK | Signs - Parking | Signs - Parking - SGNPARK | CONTAM | Contamination | Contamination - CONTAM | Cause | RS
SGNPARK | Signs - Parking | Signs - Parking - SGNPARK | DEFASSET | Defective Asset | Defective Asset - DEFASSET | Cause | RS
SGNPARK | Signs - Parking | Signs - Parking - SGNPARK | EXLOAD | Excessive Load | Excessive Load - EXLOAD | Cause | RS
SGNPARK | Signs - Parking | Signs - Parking - SGNPARK | IMPRMNT | Improper Maintenance | Improper Maintenance - IMPRMNT | Cause | RS
SGNPARK | Signs - Parking | Signs - Parking - SGNPARK | INSLUBR | Insufficient Lubrication | Insufficient Lubrication - INSLUBR | Cause | RS
SGNPARK | Signs - Parking | Signs - Parking - SGNPARK | LACKTRN | Lack of/ Inadequate Training | Lack of/ Inadequate Training - LACKTRN | Cause | RS
SGNPARK | Signs - Parking | Signs - Parking - SGNPARK | MISSCMP | Loose/ Missing Component | Loose/ Missing Component - MISSCMP | Cause | RS
SGNPARK | Signs - Parking | Signs - Parking - SGNPARK | NRMWEAR | Normal Wear | Normal Wear - NRMWEAR | Cause | RS
SGNPARK | Signs - Parking | Signs - Parking - SGNPARK | OTHER | Other (specify) | Other (specify) - OTHER | Cause | RS
SGNPARK | Signs - Parking | Signs - Parking - SGNPARK | PRINSTAL | Poor Installation | Poor Installation - PRINSTAL | Cause | RS
SGNPARK | Signs - Parking | Signs - Parking - SGNPARK | PROCISSU | Procedure Issue | Procedure Issue - PROCISSU | Cause | RS
SGNPARK | Signs - Parking | Signs - Parking - SGNPARK | UTLFAIL | Utility Failure | Utility Failure - UTLFAIL | Cause | RS
SGNPARK | Signs - Parking | Signs - Parking - SGNPARK | VNDLSM | Vandalism | Vandalism - VNDLSM | Cause | RS
SGNPARK | Signs - Parking | Signs - Parking - SGNPARK | WORNCMPT | Defective/ Worn Component | Defective/ Worn Component - WORNCMPT | Cause | RS
SGNPARK | Signs - Parking | Signs - Parking - SGNPARK | ADJUSTD | Adjusted | Adjusted - ADJUSTD | Action | RS
SGNPARK | Signs - Parking | Signs - Parking - SGNPARK | DECOMM | Decommission | Decommission - DECOMM | Action | RS
SGNPARK | Signs - Parking | Signs - Parking - SGNPARK | DECONTME | Decontaminate | Decontaminate - DECONTME | Action | RS
SGNPARK | Signs - Parking | Signs - Parking - SGNPARK | DONOTHIN | Do Nothing | Do Nothing - DONOTHIN | Action | RS
SGNPARK | Signs - Parking | Signs - Parking - SGNPARK | LUBRCTE | Lubricate | Lubricate - LUBRCTE | Action | RS
SGNPARK | Signs - Parking | Signs - Parking - SGNPARK | OTHER | Other (specify) | Other (specify) - OTHER | Action | RS
SGNPARK | Signs - Parking | Signs - Parking - SGNPARK | RECALBRT | Recalibrate | Recalibrate - RECALBRT | Action | RS
SGNPARK | Signs - Parking | Signs - Parking - SGNPARK | REMVOBT | Remove Obstruction | Remove Obstruction - REMVOBT | Action | RS
SGNPARK | Signs - Parking | Signs - Parking - SGNPARK | REPCMPT | Repair Component | Repair Component - REPCMPT | Action | RS
SGNPARK | Signs - Parking | Signs - Parking - SGNPARK | REPLASS | Replace Asset | Replace Asset - REPLASS | Action | RS
SGNPARK | Signs - Parking | Signs - Parking - SGNPARK | REPLCMPT | Replace Component | Replace Component - REPLCMPT | Action | RS
SGNPARK | Signs - Parking | Signs - Parking - SGNPARK | REPRASS | Repair Asset | Repair Asset - REPRASS | Action | RS
SGNPARK | Signs - Parking | Signs - Parking - SGNPARK | UPGRADES | Upgrade | Upgrade - UPGRADES | Action | RS
SHD | Shed | Shed - SHD | ABNTEMP | Abnormal Temprature | Abnormal Temprature - ABNTEMP | Problem | RS
SHD | Shed | Shed - SHD | CORROS | Corrosion | Corrosion - CORROS | Problem | RS
SHD | Shed | Shed - SHD | ELECTRIP | Electrical Trip Out | Electrical Trip Out - ELECTRIP | Problem | RS
SHD | Shed | Shed - SHD | EXNOISE | Excessive Noise | Excessive Noise - EXNOISE | Problem | RS
SHD | Shed | Shed - SHD | EXVIBRTN | Excessive Vibration | Excessive Vibration - EXVIBRTN | Problem | RS
SHD | Shed | Shed - SHD | JAMMEDEQ | Jammed Equipment | Jammed Equipment - JAMMEDEQ | Problem | RS
SHD | Shed | Shed - SHD | LEAKING | Leaking | Leaking - LEAKING | Problem | RS
SHD | Shed | Shed - SHD | LOWPERF | Low Performance | Low Performance - LOWPERF | Problem | RS
SHD | Shed | Shed - SHD | NONOPER | Non-Operational | Non-Operational - NONOPER | Problem | RS
SHD | Shed | Shed - SHD | PHYDMGE | Physical Damage | Physical Damage - PHYDMGE | Problem | RS
SHD | Shed | Shed - SHD | UNSMELL | Unusual Smell | Unusual Smell - UNSMELL | Problem | RS
SHD | Shed | Shed - SHD | UNSMOKE | Unusual Smoke | Unusual Smoke - UNSMOKE | Problem | RS
SHD | Shed | Shed - SHD | SFNDDET | Shed foundation deteriorated | Shed foundation deteriorated - SFNDDET | Failure | RS
SHD | Shed | Shed - SHD | SHHTTIME | Shed heater operating at inappropriate time | Shed heater operating at inappropriate time - SHHTTIME | Failure | RS
SHD | Shed | Shed - SHD | SRFDET | Shed roof deteriorated | Shed roof deteriorated - SRFDET | Failure | RS
SHD | Shed | Shed - SHD | SSTRDET | Shed structure deteriorated | Shed structure deteriorated - SSTRDET | Failure | RS
SHD | Shed | Shed - SHD | ACCIDENT | Accident | Accident - ACCIDENT | Cause | RS
SHD | Shed | Shed - SHD | ACCWEAR | Accelerated Wear | Accelerated Wear - ACCWEAR | Cause | RS
SHD | Shed | Shed - SHD | ACTGOD | Weather condition/Forces of nature or Act of God | Weather condition/Forces of nature or Act of God - ACTGOD | Cause | RS
SHD | Shed | Shed - SHD | CONTAM | Contamination | Contamination - CONTAM | Cause | RS
SHD | Shed | Shed - SHD | DEFASSET | Defective Asset | Defective Asset - DEFASSET | Cause | RS
SHD | Shed | Shed - SHD | EXLOAD | Excessive Load | Excessive Load - EXLOAD | Cause | RS
SHD | Shed | Shed - SHD | IMPRMNT | Improper Maintenance | Improper Maintenance - IMPRMNT | Cause | RS
SHD | Shed | Shed - SHD | INSLUBR | Insufficient Lubrication | Insufficient Lubrication - INSLUBR | Cause | RS
SHD | Shed | Shed - SHD | LACKTRN | Lack of/ Inadequate Training | Lack of/ Inadequate Training - LACKTRN | Cause | RS
SHD | Shed | Shed - SHD | MISSCMP | Loose/ Missing Component | Loose/ Missing Component - MISSCMP | Cause | RS
SHD | Shed | Shed - SHD | NRMWEAR | Normal Wear | Normal Wear - NRMWEAR | Cause | RS
SHD | Shed | Shed - SHD | OTHER | Other (specify) | Other (specify) - OTHER | Cause | RS
SHD | Shed | Shed - SHD | PRINSTAL | Poor Installation | Poor Installation - PRINSTAL | Cause | RS
SHD | Shed | Shed - SHD | PROCISSU | Procedure Issue | Procedure Issue - PROCISSU | Cause | RS
SHD | Shed | Shed - SHD | UTLFAIL | Utility Failure | Utility Failure - UTLFAIL | Cause | RS
SHD | Shed | Shed - SHD | VNDLSM | Vandalism | Vandalism - VNDLSM | Cause | RS
SHD | Shed | Shed - SHD | WORNCMPT | Defective/ Worn Component | Defective/ Worn Component - WORNCMPT | Cause | RS
SHD | Shed | Shed - SHD | ADJUSTD | Adjusted | Adjusted - ADJUSTD | Action | RS
SHD | Shed | Shed - SHD | DECOMM | Decommission | Decommission - DECOMM | Action | RS
SHD | Shed | Shed - SHD | DECONTME | Decontaminate | Decontaminate - DECONTME | Action | RS
SHD | Shed | Shed - SHD | DONOTHIN | Do Nothing | Do Nothing - DONOTHIN | Action | RS
SHD | Shed | Shed - SHD | LUBRCTE | Lubricate | Lubricate - LUBRCTE | Action | RS
SHD | Shed | Shed - SHD | OTHER | Other (specify) | Other (specify) - OTHER | Action | RS
SHD | Shed | Shed - SHD | RECALBRT | Recalibrate | Recalibrate - RECALBRT | Action | RS
SHD | Shed | Shed - SHD | REMVOBT | Remove Obstruction | Remove Obstruction - REMVOBT | Action | RS
SHD | Shed | Shed - SHD | REPCMPT | Repair Component | Repair Component - REPCMPT | Action | RS
SHD | Shed | Shed - SHD | REPLASS | Replace Asset | Replace Asset - REPLASS | Action | RS
SHD | Shed | Shed - SHD | REPLCMPT | Replace Component | Replace Component - REPLCMPT | Action | RS
SHD | Shed | Shed - SHD | REPRASS | Repair Asset | Repair Asset - REPRASS | Action | RS
SHD | Shed | Shed - SHD | UPGRADES | Upgrade | Upgrade - UPGRADES | Action | RS
SHLTR | Shelter | Shelter - SHLTR | ABNTEMP | Abnormal Temprature | Abnormal Temprature - ABNTEMP | Problem | RS
SHLTR | Shelter | Shelter - SHLTR | CORROS | Corrosion | Corrosion - CORROS | Problem | RS
SHLTR | Shelter | Shelter - SHLTR | ELECTRIP | Electrical Trip Out | Electrical Trip Out - ELECTRIP | Problem | RS
SHLTR | Shelter | Shelter - SHLTR | EXNOISE | Excessive Noise | Excessive Noise - EXNOISE | Problem | RS
SHLTR | Shelter | Shelter - SHLTR | EXVIBRTN | Excessive Vibration | Excessive Vibration - EXVIBRTN | Problem | RS
SHLTR | Shelter | Shelter - SHLTR | JAMMEDEQ | Jammed Equipment | Jammed Equipment - JAMMEDEQ | Problem | RS
SHLTR | Shelter | Shelter - SHLTR | LEAKING | Leaking | Leaking - LEAKING | Problem | RS
SHLTR | Shelter | Shelter - SHLTR | LOWPERF | Low Performance | Low Performance - LOWPERF | Problem | RS
SHLTR | Shelter | Shelter - SHLTR | NONOPER | Non-Operational | Non-Operational - NONOPER | Problem | RS
SHLTR | Shelter | Shelter - SHLTR | PHYDMGE | Physical Damage | Physical Damage - PHYDMGE | Problem | RS
SHLTR | Shelter | Shelter - SHLTR | UNSMELL | Unusual Smell | Unusual Smell - UNSMELL | Problem | RS
SHLTR | Shelter | Shelter - SHLTR | UNSMOKE | Unusual Smoke | Unusual Smoke - UNSMOKE | Problem | RS
SHLTR | Shelter | Shelter - SHLTR | SHRFDET | Shelter roof deteriorated | Shelter roof deteriorated - SHRFDET | Failure | RS
SHLTR | Shelter | Shelter - SHLTR | SHSTRDET | Shelter structure deteriorated | Shelter structure deteriorated - SHSTRDET | Failure | RS
SHLTR | Shelter | Shelter - SHLTR | ACCIDENT | Accident | Accident - ACCIDENT | Cause | RS
SHLTR | Shelter | Shelter - SHLTR | ACCWEAR | Accelerated Wear | Accelerated Wear - ACCWEAR | Cause | RS
SHLTR | Shelter | Shelter - SHLTR | ACTGOD | Weather condition/Forces of nature or Act of God | Weather condition/Forces of nature or Act of God - ACTGOD | Cause | RS
SHLTR | Shelter | Shelter - SHLTR | CONTAM | Contamination | Contamination - CONTAM | Cause | RS
SHLTR | Shelter | Shelter - SHLTR | DEFASSET | Defective Asset | Defective Asset - DEFASSET | Cause | RS
SHLTR | Shelter | Shelter - SHLTR | EXLOAD | Excessive Load | Excessive Load - EXLOAD | Cause | RS
SHLTR | Shelter | Shelter - SHLTR | IMPRMNT | Improper Maintenance | Improper Maintenance - IMPRMNT | Cause | RS
SHLTR | Shelter | Shelter - SHLTR | INSLUBR | Insufficient Lubrication | Insufficient Lubrication - INSLUBR | Cause | RS
SHLTR | Shelter | Shelter - SHLTR | LACKTRN | Lack of/ Inadequate Training | Lack of/ Inadequate Training - LACKTRN | Cause | RS
SHLTR | Shelter | Shelter - SHLTR | MISSCMP | Loose/ Missing Component | Loose/ Missing Component - MISSCMP | Cause | RS
SHLTR | Shelter | Shelter - SHLTR | NRMWEAR | Normal Wear | Normal Wear - NRMWEAR | Cause | RS
SHLTR | Shelter | Shelter - SHLTR | OTHER | Other (specify) | Other (specify) - OTHER | Cause | RS
SHLTR | Shelter | Shelter - SHLTR | PRINSTAL | Poor Installation | Poor Installation - PRINSTAL | Cause | RS
SHLTR | Shelter | Shelter - SHLTR | PROCISSU | Procedure Issue | Procedure Issue - PROCISSU | Cause | RS
SHLTR | Shelter | Shelter - SHLTR | UTLFAIL | Utility Failure | Utility Failure - UTLFAIL | Cause | RS
SHLTR | Shelter | Shelter - SHLTR | VNDLSM | Vandalism | Vandalism - VNDLSM | Cause | RS
SHLTR | Shelter | Shelter - SHLTR | WORNCMPT | Defective/ Worn Component | Defective/ Worn Component - WORNCMPT | Cause | RS
SHLTR | Shelter | Shelter - SHLTR | ADJUSTD | Adjusted | Adjusted - ADJUSTD | Action | RS
SHLTR | Shelter | Shelter - SHLTR | DECOMM | Decommission | Decommission - DECOMM | Action | RS
SHLTR | Shelter | Shelter - SHLTR | DECONTME | Decontaminate | Decontaminate - DECONTME | Action | RS
SHLTR | Shelter | Shelter - SHLTR | DONOTHIN | Do Nothing | Do Nothing - DONOTHIN | Action | RS
SHLTR | Shelter | Shelter - SHLTR | LUBRCTE | Lubricate | Lubricate - LUBRCTE | Action | RS
SHLTR | Shelter | Shelter - SHLTR | OTHER | Other (specify) | Other (specify) - OTHER | Action | RS
SHLTR | Shelter | Shelter - SHLTR | RECALBRT | Recalibrate | Recalibrate - RECALBRT | Action | RS
SHLTR | Shelter | Shelter - SHLTR | REMVOBT | Remove Obstruction | Remove Obstruction - REMVOBT | Action | RS
SHLTR | Shelter | Shelter - SHLTR | REPCMPT | Repair Component | Repair Component - REPCMPT | Action | RS
SHLTR | Shelter | Shelter - SHLTR | REPLASS | Replace Asset | Replace Asset - REPLASS | Action | RS
SHLTR | Shelter | Shelter - SHLTR | REPLCMPT | Replace Component | Replace Component - REPLCMPT | Action | RS
SHLTR | Shelter | Shelter - SHLTR | REPRASS | Repair Asset | Repair Asset - REPRASS | Action | RS
SHLTR | Shelter | Shelter - SHLTR | UPGRADES | Upgrade | Upgrade - UPGRADES | Action | RS
SHRVLV | Shear Valve | Shear Valve - SHRVLV | ABNTEMP | Abnormal Temprature | Abnormal Temprature - ABNTEMP | Problem | RS
SHRVLV | Shear Valve | Shear Valve - SHRVLV | CORROS | Corrosion | Corrosion - CORROS | Problem | RS
SHRVLV | Shear Valve | Shear Valve - SHRVLV | ELECTRIP | Electrical Trip Out | Electrical Trip Out - ELECTRIP | Problem | RS
SHRVLV | Shear Valve | Shear Valve - SHRVLV | EXNOISE | Excessive Noise | Excessive Noise - EXNOISE | Problem | RS
SHRVLV | Shear Valve | Shear Valve - SHRVLV | EXVIBRTN | Excessive Vibration | Excessive Vibration - EXVIBRTN | Problem | RS
SHRVLV | Shear Valve | Shear Valve - SHRVLV | JAMMEDEQ | Jammed Equipment | Jammed Equipment - JAMMEDEQ | Problem | RS
SHRVLV | Shear Valve | Shear Valve - SHRVLV | LEAKING | Leaking | Leaking - LEAKING | Problem | RS
SHRVLV | Shear Valve | Shear Valve - SHRVLV | LOWPERF | Low Performance | Low Performance - LOWPERF | Problem | RS
SHRVLV | Shear Valve | Shear Valve - SHRVLV | NONOPER | Non-Operational | Non-Operational - NONOPER | Problem | RS
SHRVLV | Shear Valve | Shear Valve - SHRVLV | PHYDMGE | Physical Damage | Physical Damage - PHYDMGE | Problem | RS
SHRVLV | Shear Valve | Shear Valve - SHRVLV | UNSMELL | Unusual Smell | Unusual Smell - UNSMELL | Problem | RS
SHRVLV | Shear Valve | Shear Valve - SHRVLV | UNSMOKE | Unusual Smoke | Unusual Smoke - UNSMOKE | Problem | RS
SHRVLV | Shear Valve | Shear Valve - SHRVLV | SVLVFAIL | Shear valve failed | Shear valve failed - SVLVFAIL | Failure | RS
SHRVLV | Shear Valve | Shear Valve - SHRVLV | VLVSHEA | Valve fails to shear | Valve fails to shear - VLVSHEA | Failure | RS
SHRVLV | Shear Valve | Shear Valve - SHRVLV | ACCIDENT | Accident | Accident - ACCIDENT | Cause | RS
SHRVLV | Shear Valve | Shear Valve - SHRVLV | ACCWEAR | Accelerated Wear | Accelerated Wear - ACCWEAR | Cause | RS
SHRVLV | Shear Valve | Shear Valve - SHRVLV | ACTGOD | Weather condition/Forces of nature or Act of God | Weather condition/Forces of nature or Act of God - ACTGOD | Cause | RS
SHRVLV | Shear Valve | Shear Valve - SHRVLV | CONTAM | Contamination | Contamination - CONTAM | Cause | RS
SHRVLV | Shear Valve | Shear Valve - SHRVLV | DEFASSET | Defective Asset | Defective Asset - DEFASSET | Cause | RS
SHRVLV | Shear Valve | Shear Valve - SHRVLV | EXLOAD | Excessive Load | Excessive Load - EXLOAD | Cause | RS
SHRVLV | Shear Valve | Shear Valve - SHRVLV | IMPRMNT | Improper Maintenance | Improper Maintenance - IMPRMNT | Cause | RS
SHRVLV | Shear Valve | Shear Valve - SHRVLV | INSLUBR | Insufficient Lubrication | Insufficient Lubrication - INSLUBR | Cause | RS
SHRVLV | Shear Valve | Shear Valve - SHRVLV | LACKTRN | Lack of/ Inadequate Training | Lack of/ Inadequate Training - LACKTRN | Cause | RS
SHRVLV | Shear Valve | Shear Valve - SHRVLV | MISSCMP | Loose/ Missing Component | Loose/ Missing Component - MISSCMP | Cause | RS
SHRVLV | Shear Valve | Shear Valve - SHRVLV | NRMWEAR | Normal Wear | Normal Wear - NRMWEAR | Cause | RS
SHRVLV | Shear Valve | Shear Valve - SHRVLV | OTHER | Other (specify) | Other (specify) - OTHER | Cause | RS
SHRVLV | Shear Valve | Shear Valve - SHRVLV | PRINSTAL | Poor Installation | Poor Installation - PRINSTAL | Cause | RS
SHRVLV | Shear Valve | Shear Valve - SHRVLV | PROCISSU | Procedure Issue | Procedure Issue - PROCISSU | Cause | RS
SHRVLV | Shear Valve | Shear Valve - SHRVLV | UTLFAIL | Utility Failure | Utility Failure - UTLFAIL | Cause | RS
SHRVLV | Shear Valve | Shear Valve - SHRVLV | VNDLSM | Vandalism | Vandalism - VNDLSM | Cause | RS
SHRVLV | Shear Valve | Shear Valve - SHRVLV | WORNCMPT | Defective/ Worn Component | Defective/ Worn Component - WORNCMPT | Cause | RS
SHRVLV | Shear Valve | Shear Valve - SHRVLV | ADJUSTD | Adjusted | Adjusted - ADJUSTD | Action | RS
SHRVLV | Shear Valve | Shear Valve - SHRVLV | DECOMM | Decommission | Decommission - DECOMM | Action | RS
SHRVLV | Shear Valve | Shear Valve - SHRVLV | DECONTME | Decontaminate | Decontaminate - DECONTME | Action | RS
SHRVLV | Shear Valve | Shear Valve - SHRVLV | DONOTHIN | Do Nothing | Do Nothing - DONOTHIN | Action | RS
SHRVLV | Shear Valve | Shear Valve - SHRVLV | LUBRCTE | Lubricate | Lubricate - LUBRCTE | Action | RS
SHRVLV | Shear Valve | Shear Valve - SHRVLV | OTHER | Other (specify) | Other (specify) - OTHER | Action | RS
SHRVLV | Shear Valve | Shear Valve - SHRVLV | RECALBRT | Recalibrate | Recalibrate - RECALBRT | Action | RS
SHRVLV | Shear Valve | Shear Valve - SHRVLV | REMVOBT | Remove Obstruction | Remove Obstruction - REMVOBT | Action | RS
SHRVLV | Shear Valve | Shear Valve - SHRVLV | REPCMPT | Repair Component | Repair Component - REPCMPT | Action | RS
SHRVLV | Shear Valve | Shear Valve - SHRVLV | REPLASS | Replace Asset | Replace Asset - REPLASS | Action | RS
SHRVLV | Shear Valve | Shear Valve - SHRVLV | REPLCMPT | Replace Component | Replace Component - REPLCMPT | Action | RS
SHRVLV | Shear Valve | Shear Valve - SHRVLV | REPRASS | Repair Asset | Repair Asset - REPRASS | Action | RS
SHRVLV | Shear Valve | Shear Valve - SHRVLV | UPGRADES | Upgrade | Upgrade - UPGRADES | Action | RS
SIGLGHT | Signal Light | Signal Light - SIGLGHT | ABNTEMP | Abnormal Temprature | Abnormal Temprature - ABNTEMP | Problem | RS
SIGLGHT | Signal Light | Signal Light - SIGLGHT | CORROS | Corrosion | Corrosion - CORROS | Problem | RS
SIGLGHT | Signal Light | Signal Light - SIGLGHT | ELECTRIP | Electrical Trip Out | Electrical Trip Out - ELECTRIP | Problem | RS
SIGLGHT | Signal Light | Signal Light - SIGLGHT | EXNOISE | Excessive Noise | Excessive Noise - EXNOISE | Problem | RS
SIGLGHT | Signal Light | Signal Light - SIGLGHT | EXVIBRTN | Excessive Vibration | Excessive Vibration - EXVIBRTN | Problem | RS
SIGLGHT | Signal Light | Signal Light - SIGLGHT | JAMMEDEQ | Jammed Equipment | Jammed Equipment - JAMMEDEQ | Problem | RS
SIGLGHT | Signal Light | Signal Light - SIGLGHT | LEAKING | Leaking | Leaking - LEAKING | Problem | RS
SIGLGHT | Signal Light | Signal Light - SIGLGHT | LOWPERF | Low Performance | Low Performance - LOWPERF | Problem | RS
SIGLGHT | Signal Light | Signal Light - SIGLGHT | NONOPER | Non-Operational | Non-Operational - NONOPER | Problem | RS
SIGLGHT | Signal Light | Signal Light - SIGLGHT | PHYDMGE | Physical Damage | Physical Damage - PHYDMGE | Problem | RS
SIGLGHT | Signal Light | Signal Light - SIGLGHT | UNSMELL | Unusual Smell | Unusual Smell - UNSMELL | Problem | RS
SIGLGHT | Signal Light | Signal Light - SIGLGHT | UNSMOKE | Unusual Smoke | Unusual Smoke - UNSMOKE | Problem | RS
SIGLGHT | Signal Light | Signal Light - SIGLGHT | BATCONL | Battery connections loose | Battery connections loose - BATCONL | Failure | RS
SIGLGHT | Signal Light | Signal Light - SIGLGHT | BATSULF | Battery plate sulfation buildup | Battery plate sulfation buildup - BATSULF | Failure | RS
SIGLGHT | Signal Light | Signal Light - SIGLGHT | BATTFAIL | Internal Battery Failure | Internal Battery Failure - BATTFAIL | Failure | RS
SIGLGHT | Signal Light | Signal Light - SIGLGHT | CTLF | Controller failure | Controller failure - CTLF | Failure | RS
SIGLGHT | Signal Light | Signal Light - SIGLGHT | EINSULCK | Electrical insulation frayed or cracked | Electrical insulation frayed or cracked - EINSULCK | Failure | RS
SIGLGHT | Signal Light | Signal Light - SIGLGHT | ACCIDENT | Accident | Accident - ACCIDENT | Cause | RS
SIGLGHT | Signal Light | Signal Light - SIGLGHT | ACCWEAR | Accelerated Wear | Accelerated Wear - ACCWEAR | Cause | RS
SIGLGHT | Signal Light | Signal Light - SIGLGHT | ACTGOD | Weather condition/Forces of nature or Act of God | Weather condition/Forces of nature or Act of God - ACTGOD | Cause | RS
SIGLGHT | Signal Light | Signal Light - SIGLGHT | CONTAM | Contamination | Contamination - CONTAM | Cause | RS
SIGLGHT | Signal Light | Signal Light - SIGLGHT | DEFASSET | Defective Asset | Defective Asset - DEFASSET | Cause | RS
SIGLGHT | Signal Light | Signal Light - SIGLGHT | EXLOAD | Excessive Load | Excessive Load - EXLOAD | Cause | RS
SIGLGHT | Signal Light | Signal Light - SIGLGHT | IMPRMNT | Improper Maintenance | Improper Maintenance - IMPRMNT | Cause | RS
SIGLGHT | Signal Light | Signal Light - SIGLGHT | INSLUBR | Insufficient Lubrication | Insufficient Lubrication - INSLUBR | Cause | RS
SIGLGHT | Signal Light | Signal Light - SIGLGHT | LACKTRN | Lack of/ Inadequate Training | Lack of/ Inadequate Training - LACKTRN | Cause | RS
SIGLGHT | Signal Light | Signal Light - SIGLGHT | MISSCMP | Loose/ Missing Component | Loose/ Missing Component - MISSCMP | Cause | RS
SIGLGHT | Signal Light | Signal Light - SIGLGHT | NRMWEAR | Normal Wear | Normal Wear - NRMWEAR | Cause | RS
SIGLGHT | Signal Light | Signal Light - SIGLGHT | OTHER | Other (specify) | Other (specify) - OTHER | Cause | RS
SIGLGHT | Signal Light | Signal Light - SIGLGHT | PRINSTAL | Poor Installation | Poor Installation - PRINSTAL | Cause | RS
SIGLGHT | Signal Light | Signal Light - SIGLGHT | PROCISSU | Procedure Issue | Procedure Issue - PROCISSU | Cause | RS
SIGLGHT | Signal Light | Signal Light - SIGLGHT | UTLFAIL | Utility Failure | Utility Failure - UTLFAIL | Cause | RS
SIGLGHT | Signal Light | Signal Light - SIGLGHT | VNDLSM | Vandalism | Vandalism - VNDLSM | Cause | RS
SIGLGHT | Signal Light | Signal Light - SIGLGHT | WORNCMPT | Defective/ Worn Component | Defective/ Worn Component - WORNCMPT | Cause | RS
SIGLGHT | Signal Light | Signal Light - SIGLGHT | ADJUSTD | Adjusted | Adjusted - ADJUSTD | Action | RS
SIGLGHT | Signal Light | Signal Light - SIGLGHT | DECOMM | Decommission | Decommission - DECOMM | Action | RS
SIGLGHT | Signal Light | Signal Light - SIGLGHT | DECONTME | Decontaminate | Decontaminate - DECONTME | Action | RS
SIGLGHT | Signal Light | Signal Light - SIGLGHT | DONOTHIN | Do Nothing | Do Nothing - DONOTHIN | Action | RS
SIGLGHT | Signal Light | Signal Light - SIGLGHT | LUBRCTE | Lubricate | Lubricate - LUBRCTE | Action | RS
SIGLGHT | Signal Light | Signal Light - SIGLGHT | OTHER | Other (specify) | Other (specify) - OTHER | Action | RS
SIGLGHT | Signal Light | Signal Light - SIGLGHT | RECALBRT | Recalibrate | Recalibrate - RECALBRT | Action | RS
SIGLGHT | Signal Light | Signal Light - SIGLGHT | REMVOBT | Remove Obstruction | Remove Obstruction - REMVOBT | Action | RS
SIGLGHT | Signal Light | Signal Light - SIGLGHT | REPCMPT | Repair Component | Repair Component - REPCMPT | Action | RS
SIGLGHT | Signal Light | Signal Light - SIGLGHT | REPLASS | Replace Asset | Replace Asset - REPLASS | Action | RS
SIGLGHT | Signal Light | Signal Light - SIGLGHT | REPLCMPT | Replace Component | Replace Component - REPLCMPT | Action | RS
SIGLGHT | Signal Light | Signal Light - SIGLGHT | REPRASS | Repair Asset | Repair Asset - REPRASS | Action | RS
SIGLGHT | Signal Light | Signal Light - SIGLGHT | UPGRADES | Upgrade | Upgrade - UPGRADES | Action | RS
SLPDRF | Sloped Roof | Sloped Roof - SLPDRF | ABNTEMP | Abnormal Temprature | Abnormal Temprature - ABNTEMP | Problem | RS
SLPDRF | Sloped Roof | Sloped Roof - SLPDRF | CORROS | Corrosion | Corrosion - CORROS | Problem | RS
SLPDRF | Sloped Roof | Sloped Roof - SLPDRF | ELECTRIP | Electrical Trip Out | Electrical Trip Out - ELECTRIP | Problem | RS
SLPDRF | Sloped Roof | Sloped Roof - SLPDRF | EXNOISE | Excessive Noise | Excessive Noise - EXNOISE | Problem | RS
SLPDRF | Sloped Roof | Sloped Roof - SLPDRF | EXVIBRTN | Excessive Vibration | Excessive Vibration - EXVIBRTN | Problem | RS
SLPDRF | Sloped Roof | Sloped Roof - SLPDRF | JAMMEDEQ | Jammed Equipment | Jammed Equipment - JAMMEDEQ | Problem | RS
SLPDRF | Sloped Roof | Sloped Roof - SLPDRF | LEAKING | Leaking | Leaking - LEAKING | Problem | RS
SLPDRF | Sloped Roof | Sloped Roof - SLPDRF | LOWPERF | Low Performance | Low Performance - LOWPERF | Problem | RS
SLPDRF | Sloped Roof | Sloped Roof - SLPDRF | NONOPER | Non-Operational | Non-Operational - NONOPER | Problem | RS
SLPDRF | Sloped Roof | Sloped Roof - SLPDRF | PHYDMGE | Physical Damage | Physical Damage - PHYDMGE | Problem | RS
SLPDRF | Sloped Roof | Sloped Roof - SLPDRF | UNSMELL | Unusual Smell | Unusual Smell - UNSMELL | Problem | RS
SLPDRF | Sloped Roof | Sloped Roof - SLPDRF | UNSMOKE | Unusual Smoke | Unusual Smoke - UNSMOKE | Problem | RS
SLPDRF | Sloped Roof | Sloped Roof - SLPDRF | RSCHDEP | Roof structure, components, surface, or hardware deteriorated | Roof structure, components, surface, or hardware deteriorated - RSCHDEP | Failure | RS
SLPDRF | Sloped Roof | Sloped Roof - SLPDRF | ACCIDENT | Accident | Accident - ACCIDENT | Cause | RS
SLPDRF | Sloped Roof | Sloped Roof - SLPDRF | ACCWEAR | Accelerated Wear | Accelerated Wear - ACCWEAR | Cause | RS
SLPDRF | Sloped Roof | Sloped Roof - SLPDRF | ACTGOD | Weather condition/Forces of nature or Act of God | Weather condition/Forces of nature or Act of God - ACTGOD | Cause | RS
SLPDRF | Sloped Roof | Sloped Roof - SLPDRF | CONTAM | Contamination | Contamination - CONTAM | Cause | RS
SLPDRF | Sloped Roof | Sloped Roof - SLPDRF | DEFASSET | Defective Asset | Defective Asset - DEFASSET | Cause | RS
SLPDRF | Sloped Roof | Sloped Roof - SLPDRF | EXLOAD | Excessive Load | Excessive Load - EXLOAD | Cause | RS
SLPDRF | Sloped Roof | Sloped Roof - SLPDRF | IMPRMNT | Improper Maintenance | Improper Maintenance - IMPRMNT | Cause | RS
SLPDRF | Sloped Roof | Sloped Roof - SLPDRF | INSLUBR | Insufficient Lubrication | Insufficient Lubrication - INSLUBR | Cause | RS
SLPDRF | Sloped Roof | Sloped Roof - SLPDRF | LACKTRN | Lack of/ Inadequate Training | Lack of/ Inadequate Training - LACKTRN | Cause | RS
SLPDRF | Sloped Roof | Sloped Roof - SLPDRF | MISSCMP | Loose/ Missing Component | Loose/ Missing Component - MISSCMP | Cause | RS
SLPDRF | Sloped Roof | Sloped Roof - SLPDRF | NRMWEAR | Normal Wear | Normal Wear - NRMWEAR | Cause | RS
SLPDRF | Sloped Roof | Sloped Roof - SLPDRF | OTHER | Other (specify) | Other (specify) - OTHER | Cause | RS
SLPDRF | Sloped Roof | Sloped Roof - SLPDRF | PRINSTAL | Poor Installation | Poor Installation - PRINSTAL | Cause | RS
SLPDRF | Sloped Roof | Sloped Roof - SLPDRF | PROCISSU | Procedure Issue | Procedure Issue - PROCISSU | Cause | RS
SLPDRF | Sloped Roof | Sloped Roof - SLPDRF | UTLFAIL | Utility Failure | Utility Failure - UTLFAIL | Cause | RS
SLPDRF | Sloped Roof | Sloped Roof - SLPDRF | VNDLSM | Vandalism | Vandalism - VNDLSM | Cause | RS
SLPDRF | Sloped Roof | Sloped Roof - SLPDRF | WORNCMPT | Defective/ Worn Component | Defective/ Worn Component - WORNCMPT | Cause | RS
SLPDRF | Sloped Roof | Sloped Roof - SLPDRF | ADJUSTD | Adjusted | Adjusted - ADJUSTD | Action | RS
SLPDRF | Sloped Roof | Sloped Roof - SLPDRF | DECOMM | Decommission | Decommission - DECOMM | Action | RS
SLPDRF | Sloped Roof | Sloped Roof - SLPDRF | DECONTME | Decontaminate | Decontaminate - DECONTME | Action | RS
SLPDRF | Sloped Roof | Sloped Roof - SLPDRF | DONOTHIN | Do Nothing | Do Nothing - DONOTHIN | Action | RS
SLPDRF | Sloped Roof | Sloped Roof - SLPDRF | LUBRCTE | Lubricate | Lubricate - LUBRCTE | Action | RS
SLPDRF | Sloped Roof | Sloped Roof - SLPDRF | OTHER | Other (specify) | Other (specify) - OTHER | Action | RS
SLPDRF | Sloped Roof | Sloped Roof - SLPDRF | RECALBRT | Recalibrate | Recalibrate - RECALBRT | Action | RS
SLPDRF | Sloped Roof | Sloped Roof - SLPDRF | REMVOBT | Remove Obstruction | Remove Obstruction - REMVOBT | Action | RS
SLPDRF | Sloped Roof | Sloped Roof - SLPDRF | REPCMPT | Repair Component | Repair Component - REPCMPT | Action | RS
SLPDRF | Sloped Roof | Sloped Roof - SLPDRF | REPLASS | Replace Asset | Replace Asset - REPLASS | Action | RS
SLPDRF | Sloped Roof | Sloped Roof - SLPDRF | REPLCMPT | Replace Component | Replace Component - REPLCMPT | Action | RS
SLPDRF | Sloped Roof | Sloped Roof - SLPDRF | REPRASS | Repair Asset | Repair Asset - REPRASS | Action | RS
SLPDRF | Sloped Roof | Sloped Roof - SLPDRF | UPGRADES | Upgrade | Upgrade - UPGRADES | Action | RS
SMPIT | Sump Pit | Sump Pit - SMPIT | ABNTEMP | Abnormal Temprature | Abnormal Temprature - ABNTEMP | Problem | RS
SMPIT | Sump Pit | Sump Pit - SMPIT | CORROS | Corrosion | Corrosion - CORROS | Problem | RS
SMPIT | Sump Pit | Sump Pit - SMPIT | ELECTRIP | Electrical Trip Out | Electrical Trip Out - ELECTRIP | Problem | RS
SMPIT | Sump Pit | Sump Pit - SMPIT | EXNOISE | Excessive Noise | Excessive Noise - EXNOISE | Problem | RS
SMPIT | Sump Pit | Sump Pit - SMPIT | EXVIBRTN | Excessive Vibration | Excessive Vibration - EXVIBRTN | Problem | RS
SMPIT | Sump Pit | Sump Pit - SMPIT | JAMMEDEQ | Jammed Equipment | Jammed Equipment - JAMMEDEQ | Problem | RS
SMPIT | Sump Pit | Sump Pit - SMPIT | LEAKING | Leaking | Leaking - LEAKING | Problem | RS
SMPIT | Sump Pit | Sump Pit - SMPIT | LOWPERF | Low Performance | Low Performance - LOWPERF | Problem | RS
SMPIT | Sump Pit | Sump Pit - SMPIT | NONOPER | Non-Operational | Non-Operational - NONOPER | Problem | RS
SMPIT | Sump Pit | Sump Pit - SMPIT | PHYDMGE | Physical Damage | Physical Damage - PHYDMGE | Problem | RS
SMPIT | Sump Pit | Sump Pit - SMPIT | UNSMELL | Unusual Smell | Unusual Smell - UNSMELL | Problem | RS
SMPIT | Sump Pit | Sump Pit - SMPIT | UNSMOKE | Unusual Smoke | Unusual Smoke - UNSMOKE | Problem | RS
SMPIT | Sump Pit | Sump Pit - SMPIT | SMPCONT | Sump pit contaminated with debris | Sump pit contaminated with debris - SMPCONT | Failure | RS
SMPIT | Sump Pit | Sump Pit - SMPIT | SMPGDET | Sump pit/grating deteriorated | Sump pit/grating deteriorated - SMPGDET | Failure | RS
SMPIT | Sump Pit | Sump Pit - SMPIT | ACCIDENT | Accident | Accident - ACCIDENT | Cause | RS
SMPIT | Sump Pit | Sump Pit - SMPIT | ACCWEAR | Accelerated Wear | Accelerated Wear - ACCWEAR | Cause | RS
SMPIT | Sump Pit | Sump Pit - SMPIT | ACTGOD | Weather condition/Forces of nature or Act of God | Weather condition/Forces of nature or Act of God - ACTGOD | Cause | RS
SMPIT | Sump Pit | Sump Pit - SMPIT | CONTAM | Contamination | Contamination - CONTAM | Cause | RS
SMPIT | Sump Pit | Sump Pit - SMPIT | DEFASSET | Defective Asset | Defective Asset - DEFASSET | Cause | RS
SMPIT | Sump Pit | Sump Pit - SMPIT | EXLOAD | Excessive Load | Excessive Load - EXLOAD | Cause | RS
SMPIT | Sump Pit | Sump Pit - SMPIT | IMPRMNT | Improper Maintenance | Improper Maintenance - IMPRMNT | Cause | RS
SMPIT | Sump Pit | Sump Pit - SMPIT | INSLUBR | Insufficient Lubrication | Insufficient Lubrication - INSLUBR | Cause | RS
SMPIT | Sump Pit | Sump Pit - SMPIT | LACKTRN | Lack of/ Inadequate Training | Lack of/ Inadequate Training - LACKTRN | Cause | RS
SMPIT | Sump Pit | Sump Pit - SMPIT | MISSCMP | Loose/ Missing Component | Loose/ Missing Component - MISSCMP | Cause | RS
SMPIT | Sump Pit | Sump Pit - SMPIT | NRMWEAR | Normal Wear | Normal Wear - NRMWEAR | Cause | RS
SMPIT | Sump Pit | Sump Pit - SMPIT | OTHER | Other (specify) | Other (specify) - OTHER | Cause | RS
SMPIT | Sump Pit | Sump Pit - SMPIT | PRINSTAL | Poor Installation | Poor Installation - PRINSTAL | Cause | RS
SMPIT | Sump Pit | Sump Pit - SMPIT | PROCISSU | Procedure Issue | Procedure Issue - PROCISSU | Cause | RS
SMPIT | Sump Pit | Sump Pit - SMPIT | UTLFAIL | Utility Failure | Utility Failure - UTLFAIL | Cause | RS
SMPIT | Sump Pit | Sump Pit - SMPIT | VNDLSM | Vandalism | Vandalism - VNDLSM | Cause | RS
SMPIT | Sump Pit | Sump Pit - SMPIT | WORNCMPT | Defective/ Worn Component | Defective/ Worn Component - WORNCMPT | Cause | RS
SMPIT | Sump Pit | Sump Pit - SMPIT | ADJUSTD | Adjusted | Adjusted - ADJUSTD | Action | RS
SMPIT | Sump Pit | Sump Pit - SMPIT | DECOMM | Decommission | Decommission - DECOMM | Action | RS
SMPIT | Sump Pit | Sump Pit - SMPIT | DECONTME | Decontaminate | Decontaminate - DECONTME | Action | RS
SMPIT | Sump Pit | Sump Pit - SMPIT | DONOTHIN | Do Nothing | Do Nothing - DONOTHIN | Action | RS
SMPIT | Sump Pit | Sump Pit - SMPIT | LUBRCTE | Lubricate | Lubricate - LUBRCTE | Action | RS
SMPIT | Sump Pit | Sump Pit - SMPIT | OTHER | Other (specify) | Other (specify) - OTHER | Action | RS
SMPIT | Sump Pit | Sump Pit - SMPIT | RECALBRT | Recalibrate | Recalibrate - RECALBRT | Action | RS
SMPIT | Sump Pit | Sump Pit - SMPIT | REMVOBT | Remove Obstruction | Remove Obstruction - REMVOBT | Action | RS
SMPIT | Sump Pit | Sump Pit - SMPIT | REPCMPT | Repair Component | Repair Component - REPCMPT | Action | RS
SMPIT | Sump Pit | Sump Pit - SMPIT | REPLASS | Replace Asset | Replace Asset - REPLASS | Action | RS
SMPIT | Sump Pit | Sump Pit - SMPIT | REPLCMPT | Replace Component | Replace Component - REPLCMPT | Action | RS
SMPIT | Sump Pit | Sump Pit - SMPIT | REPRASS | Repair Asset | Repair Asset - REPRASS | Action | RS
SMPIT | Sump Pit | Sump Pit - SMPIT | UPGRADES | Upgrade | Upgrade - UPGRADES | Action | RS
SNDBLR | Sand Blower | Sand Blower - SNDBLR | ABNTEMP | Abnormal Temprature | Abnormal Temprature - ABNTEMP | Problem | RS
SNDBLR | Sand Blower | Sand Blower - SNDBLR | CORROS | Corrosion | Corrosion - CORROS | Problem | RS
SNDBLR | Sand Blower | Sand Blower - SNDBLR | ELECTRIP | Electrical Trip Out | Electrical Trip Out - ELECTRIP | Problem | RS
SNDBLR | Sand Blower | Sand Blower - SNDBLR | EXNOISE | Excessive Noise | Excessive Noise - EXNOISE | Problem | RS
SNDBLR | Sand Blower | Sand Blower - SNDBLR | EXVIBRTN | Excessive Vibration | Excessive Vibration - EXVIBRTN | Problem | RS
SNDBLR | Sand Blower | Sand Blower - SNDBLR | JAMMEDEQ | Jammed Equipment | Jammed Equipment - JAMMEDEQ | Problem | RS
SNDBLR | Sand Blower | Sand Blower - SNDBLR | LEAKING | Leaking | Leaking - LEAKING | Problem | RS
SNDBLR | Sand Blower | Sand Blower - SNDBLR | LOWPERF | Low Performance | Low Performance - LOWPERF | Problem | RS
SNDBLR | Sand Blower | Sand Blower - SNDBLR | NONOPER | Non-Operational | Non-Operational - NONOPER | Problem | RS
SNDBLR | Sand Blower | Sand Blower - SNDBLR | PHYDMGE | Physical Damage | Physical Damage - PHYDMGE | Problem | RS
SNDBLR | Sand Blower | Sand Blower - SNDBLR | UNSMELL | Unusual Smell | Unusual Smell - UNSMELL | Problem | RS
SNDBLR | Sand Blower | Sand Blower - SNDBLR | UNSMOKE | Unusual Smoke | Unusual Smoke - UNSMOKE | Problem | RS
SNDBLR | Sand Blower | Sand Blower - SNDBLR | SBAFCONT | Sand blower air filter contaminated | Sand blower air filter contaminated - SBAFCONT | Failure | RS
SNDBLR | Sand Blower | Sand Blower - SNDBLR | SBCMDET | Sand blower components deteriorated | Sand blower components deteriorated - SBCMDET | Failure | RS
SNDBLR | Sand Blower | Sand Blower - SNDBLR | SBOLDEP | Sand blower oil level depleted | Sand blower oil level depleted - SBOLDEP | Failure | RS
SNDBLR | Sand Blower | Sand Blower - SNDBLR | ACCIDENT | Accident | Accident - ACCIDENT | Cause | RS
SNDBLR | Sand Blower | Sand Blower - SNDBLR | ACCWEAR | Accelerated Wear | Accelerated Wear - ACCWEAR | Cause | RS
SNDBLR | Sand Blower | Sand Blower - SNDBLR | ACTGOD | Weather condition/Forces of nature or Act of God | Weather condition/Forces of nature or Act of God - ACTGOD | Cause | RS
SNDBLR | Sand Blower | Sand Blower - SNDBLR | CONTAM | Contamination | Contamination - CONTAM | Cause | RS
SNDBLR | Sand Blower | Sand Blower - SNDBLR | DEFASSET | Defective Asset | Defective Asset - DEFASSET | Cause | RS
SNDBLR | Sand Blower | Sand Blower - SNDBLR | EXLOAD | Excessive Load | Excessive Load - EXLOAD | Cause | RS
SNDBLR | Sand Blower | Sand Blower - SNDBLR | IMPRMNT | Improper Maintenance | Improper Maintenance - IMPRMNT | Cause | RS
SNDBLR | Sand Blower | Sand Blower - SNDBLR | INSLUBR | Insufficient Lubrication | Insufficient Lubrication - INSLUBR | Cause | RS
SNDBLR | Sand Blower | Sand Blower - SNDBLR | LACKTRN | Lack of/ Inadequate Training | Lack of/ Inadequate Training - LACKTRN | Cause | RS
SNDBLR | Sand Blower | Sand Blower - SNDBLR | MISSCMP | Loose/ Missing Component | Loose/ Missing Component - MISSCMP | Cause | RS
SNDBLR | Sand Blower | Sand Blower - SNDBLR | NRMWEAR | Normal Wear | Normal Wear - NRMWEAR | Cause | RS
SNDBLR | Sand Blower | Sand Blower - SNDBLR | OTHER | Other (specify) | Other (specify) - OTHER | Cause | RS
SNDBLR | Sand Blower | Sand Blower - SNDBLR | PRINSTAL | Poor Installation | Poor Installation - PRINSTAL | Cause | RS
SNDBLR | Sand Blower | Sand Blower - SNDBLR | PROCISSU | Procedure Issue | Procedure Issue - PROCISSU | Cause | RS
SNDBLR | Sand Blower | Sand Blower - SNDBLR | UTLFAIL | Utility Failure | Utility Failure - UTLFAIL | Cause | RS
SNDBLR | Sand Blower | Sand Blower - SNDBLR | VNDLSM | Vandalism | Vandalism - VNDLSM | Cause | RS
SNDBLR | Sand Blower | Sand Blower - SNDBLR | WORNCMPT | Defective/ Worn Component | Defective/ Worn Component - WORNCMPT | Cause | RS
SNDBLR | Sand Blower | Sand Blower - SNDBLR | ADJUSTD | Adjusted | Adjusted - ADJUSTD | Action | RS
SNDBLR | Sand Blower | Sand Blower - SNDBLR | DECOMM | Decommission | Decommission - DECOMM | Action | RS
SNDBLR | Sand Blower | Sand Blower - SNDBLR | DECONTME | Decontaminate | Decontaminate - DECONTME | Action | RS
SNDBLR | Sand Blower | Sand Blower - SNDBLR | DONOTHIN | Do Nothing | Do Nothing - DONOTHIN | Action | RS
SNDBLR | Sand Blower | Sand Blower - SNDBLR | LUBRCTE | Lubricate | Lubricate - LUBRCTE | Action | RS
SNDBLR | Sand Blower | Sand Blower - SNDBLR | OTHER | Other (specify) | Other (specify) - OTHER | Action | RS
SNDBLR | Sand Blower | Sand Blower - SNDBLR | RECALBRT | Recalibrate | Recalibrate - RECALBRT | Action | RS
SNDBLR | Sand Blower | Sand Blower - SNDBLR | REMVOBT | Remove Obstruction | Remove Obstruction - REMVOBT | Action | RS
SNDBLR | Sand Blower | Sand Blower - SNDBLR | REPCMPT | Repair Component | Repair Component - REPCMPT | Action | RS
SNDBLR | Sand Blower | Sand Blower - SNDBLR | REPLASS | Replace Asset | Replace Asset - REPLASS | Action | RS
SNDBLR | Sand Blower | Sand Blower - SNDBLR | REPLCMPT | Replace Component | Replace Component - REPLCMPT | Action | RS
SNDBLR | Sand Blower | Sand Blower - SNDBLR | REPRASS | Repair Asset | Repair Asset - REPRASS | Action | RS
SNDBLR | Sand Blower | Sand Blower - SNDBLR | UPGRADES | Upgrade | Upgrade - UPGRADES | Action | RS
SNDLDDS | Sand Loading - Distribution System | Sand Loading - Distribution System - SNDLDDS | ABNTEMP | Abnormal Temprature | Abnormal Temprature - ABNTEMP | Problem | RS
SNDLDDS | Sand Loading - Distribution System | Sand Loading - Distribution System - SNDLDDS | CORROS | Corrosion | Corrosion - CORROS | Problem | RS
SNDLDDS | Sand Loading - Distribution System | Sand Loading - Distribution System - SNDLDDS | ELECTRIP | Electrical Trip Out | Electrical Trip Out - ELECTRIP | Problem | RS
SNDLDDS | Sand Loading - Distribution System | Sand Loading - Distribution System - SNDLDDS | EXNOISE | Excessive Noise | Excessive Noise - EXNOISE | Problem | RS
SNDLDDS | Sand Loading - Distribution System | Sand Loading - Distribution System - SNDLDDS | EXVIBRTN | Excessive Vibration | Excessive Vibration - EXVIBRTN | Problem | RS
SNDLDDS | Sand Loading - Distribution System | Sand Loading - Distribution System - SNDLDDS | JAMMEDEQ | Jammed Equipment | Jammed Equipment - JAMMEDEQ | Problem | RS
SNDLDDS | Sand Loading - Distribution System | Sand Loading - Distribution System - SNDLDDS | LEAKING | Leaking | Leaking - LEAKING | Problem | RS
SNDLDDS | Sand Loading - Distribution System | Sand Loading - Distribution System - SNDLDDS | LOWPERF | Low Performance | Low Performance - LOWPERF | Problem | RS
SNDLDDS | Sand Loading - Distribution System | Sand Loading - Distribution System - SNDLDDS | NONOPER | Non-Operational | Non-Operational - NONOPER | Problem | RS
SNDLDDS | Sand Loading - Distribution System | Sand Loading - Distribution System - SNDLDDS | PHYDMGE | Physical Damage | Physical Damage - PHYDMGE | Problem | RS
SNDLDDS | Sand Loading - Distribution System | Sand Loading - Distribution System - SNDLDDS | UNSMELL | Unusual Smell | Unusual Smell - UNSMELL | Problem | RS
SNDLDDS | Sand Loading - Distribution System | Sand Loading - Distribution System - SNDLDDS | UNSMOKE | Unusual Smoke | Unusual Smoke - UNSMOKE | Problem | RS
SNDLDDS | Sand Loading Distribution System | Sand Loading Distribution System - SNDLDDS | ABNTEMP | Abnormal Temprature | Abnormal Temprature - ABNTEMP | Problem | RS
SNDLDDS | Sand Loading Distribution System | Sand Loading Distribution System - SNDLDDS | CORROS | Corrosion | Corrosion - CORROS | Problem | RS
SNDLDDS | Sand Loading Distribution System | Sand Loading Distribution System - SNDLDDS | ELECTRIP | Electrical Trip Out | Electrical Trip Out - ELECTRIP | Problem | RS
SNDLDDS | Sand Loading Distribution System | Sand Loading Distribution System - SNDLDDS | EXNOISE | Excessive Noise | Excessive Noise - EXNOISE | Problem | RS
SNDLDDS | Sand Loading Distribution System | Sand Loading Distribution System - SNDLDDS | EXVIBRTN | Excessive Vibration | Excessive Vibration - EXVIBRTN | Problem | RS
SNDLDDS | Sand Loading Distribution System | Sand Loading Distribution System - SNDLDDS | JAMMEDEQ | Jammed Equipment | Jammed Equipment - JAMMEDEQ | Problem | RS
SNDLDDS | Sand Loading Distribution System | Sand Loading Distribution System - SNDLDDS | LEAKING | Leaking | Leaking - LEAKING | Problem | RS
SNDLDDS | Sand Loading Distribution System | Sand Loading Distribution System - SNDLDDS | LOWPERF | Low Performance | Low Performance - LOWPERF | Problem | RS
SNDLDDS | Sand Loading Distribution System | Sand Loading Distribution System - SNDLDDS | NONOPER | Non-Operational | Non-Operational - NONOPER | Problem | RS
SNDLDDS | Sand Loading Distribution System | Sand Loading Distribution System - SNDLDDS | PHYDMGE | Physical Damage | Physical Damage - PHYDMGE | Problem | RS
SNDLDDS | Sand Loading Distribution System | Sand Loading Distribution System - SNDLDDS | UNSMELL | Unusual Smell | Unusual Smell - UNSMELL | Problem | RS
SNDLDDS | Sand Loading Distribution System | Sand Loading Distribution System - SNDLDDS | UNSMOKE | Unusual Smoke | Unusual Smoke - UNSMOKE | Problem | RS
SNDLDDS | Sand Loading - Distribution System | Sand Loading - Distribution System - SNDLDDS | PSCSDET | Pneumatic Sand Conveying System deteriorated | Pneumatic Sand Conveying System deteriorated - PSCSDET | Failure | RS
SNDLDDS | Sand Loading - Distribution System | Sand Loading - Distribution System - SNDLDDS | SNLSDET | Sand loading system deteriorated | Sand loading system deteriorated - SNLSDET | Failure | RS
SNDLDDS | Sand Loading - Distribution System | Sand Loading - Distribution System - SNDLDDS | SNLSFAIL | Sand loading system air control module failed | Sand loading system air control module failed - SNLSFAIL | Failure | RS
SNDLDDS | Sand Loading Distribution System | Sand Loading Distribution System - SNDLDDS | PSCSDET | Pneumatic Sand Conveying System deteriorated | Pneumatic Sand Conveying System deteriorated - PSCSDET | Failure | RS
SNDLDDS | Sand Loading Distribution System | Sand Loading Distribution System - SNDLDDS | SNLSDET | Sand loading system deteriorated | Sand loading system deteriorated - SNLSDET | Failure | RS
SNDLDDS | Sand Loading Distribution System | Sand Loading Distribution System - SNDLDDS | SNLSFAIL | Sand loading system air control module failed | Sand loading system air control module failed - SNLSFAIL | Failure | RS
SNDLDDS | Sand Loading - Distribution System | Sand Loading - Distribution System - SNDLDDS | ACCIDENT | Accident | Accident - ACCIDENT | Cause | RS
SNDLDDS | Sand Loading - Distribution System | Sand Loading - Distribution System - SNDLDDS | ACCWEAR | Accelerated Wear | Accelerated Wear - ACCWEAR | Cause | RS
SNDLDDS | Sand Loading - Distribution System | Sand Loading - Distribution System - SNDLDDS | ACTGOD | Weather condition/Forces of nature or Act of God | Weather condition/Forces of nature or Act of God - ACTGOD | Cause | RS
SNDLDDS | Sand Loading - Distribution System | Sand Loading - Distribution System - SNDLDDS | CONTAM | Contamination | Contamination - CONTAM | Cause | RS
SNDLDDS | Sand Loading - Distribution System | Sand Loading - Distribution System - SNDLDDS | DEFASSET | Defective Asset | Defective Asset - DEFASSET | Cause | RS
SNDLDDS | Sand Loading - Distribution System | Sand Loading - Distribution System - SNDLDDS | EXLOAD | Excessive Load | Excessive Load - EXLOAD | Cause | RS
SNDLDDS | Sand Loading - Distribution System | Sand Loading - Distribution System - SNDLDDS | IMPRMNT | Improper Maintenance | Improper Maintenance - IMPRMNT | Cause | RS
SNDLDDS | Sand Loading - Distribution System | Sand Loading - Distribution System - SNDLDDS | INSLUBR | Insufficient Lubrication | Insufficient Lubrication - INSLUBR | Cause | RS
SNDLDDS | Sand Loading - Distribution System | Sand Loading - Distribution System - SNDLDDS | LACKTRN | Lack of/ Inadequate Training | Lack of/ Inadequate Training - LACKTRN | Cause | RS
SNDLDDS | Sand Loading - Distribution System | Sand Loading - Distribution System - SNDLDDS | MISSCMP | Loose/ Missing Component | Loose/ Missing Component - MISSCMP | Cause | RS
SNDLDDS | Sand Loading - Distribution System | Sand Loading - Distribution System - SNDLDDS | NRMWEAR | Normal Wear | Normal Wear - NRMWEAR | Cause | RS
SNDLDDS | Sand Loading - Distribution System | Sand Loading - Distribution System - SNDLDDS | OTHER | Other (specify) | Other (specify) - OTHER | Cause | RS
SNDLDDS | Sand Loading - Distribution System | Sand Loading - Distribution System - SNDLDDS | PRINSTAL | Poor Installation | Poor Installation - PRINSTAL | Cause | RS
SNDLDDS | Sand Loading - Distribution System | Sand Loading - Distribution System - SNDLDDS | PROCISSU | Procedure Issue | Procedure Issue - PROCISSU | Cause | RS
SNDLDDS | Sand Loading - Distribution System | Sand Loading - Distribution System - SNDLDDS | UTLFAIL | Utility Failure | Utility Failure - UTLFAIL | Cause | RS
SNDLDDS | Sand Loading - Distribution System | Sand Loading - Distribution System - SNDLDDS | VNDLSM | Vandalism | Vandalism - VNDLSM | Cause | RS
SNDLDDS | Sand Loading - Distribution System | Sand Loading - Distribution System - SNDLDDS | WORNCMPT | Defective/ Worn Component | Defective/ Worn Component - WORNCMPT | Cause | RS
SNDLDDS | Sand Loading Distribution System | Sand Loading Distribution System - SNDLDDS | ACCIDENT | Accident | Accident - ACCIDENT | Cause | RS
SNDLDDS | Sand Loading Distribution System | Sand Loading Distribution System - SNDLDDS | ACCWEAR | Accelerated Wear | Accelerated Wear - ACCWEAR | Cause | RS
SNDLDDS | Sand Loading Distribution System | Sand Loading Distribution System - SNDLDDS | ACTGOD | Weather condition/Forces of nature or Act of God | Weather condition/Forces of nature or Act of God - ACTGOD | Cause | RS
SNDLDDS | Sand Loading Distribution System | Sand Loading Distribution System - SNDLDDS | CONTAM | Contamination | Contamination - CONTAM | Cause | RS
SNDLDDS | Sand Loading Distribution System | Sand Loading Distribution System - SNDLDDS | DEFASSET | Defective Asset | Defective Asset - DEFASSET | Cause | RS
SNDLDDS | Sand Loading Distribution System | Sand Loading Distribution System - SNDLDDS | EXLOAD | Excessive Load | Excessive Load - EXLOAD | Cause | RS
SNDLDDS | Sand Loading Distribution System | Sand Loading Distribution System - SNDLDDS | IMPRMNT | Improper Maintenance | Improper Maintenance - IMPRMNT | Cause | RS
SNDLDDS | Sand Loading Distribution System | Sand Loading Distribution System - SNDLDDS | INSLUBR | Insufficient Lubrication | Insufficient Lubrication - INSLUBR | Cause | RS
SNDLDDS | Sand Loading Distribution System | Sand Loading Distribution System - SNDLDDS | LACKTRN | Lack of/ Inadequate Training | Lack of/ Inadequate Training - LACKTRN | Cause | RS
SNDLDDS | Sand Loading Distribution System | Sand Loading Distribution System - SNDLDDS | MISSCMP | Loose/ Missing Component | Loose/ Missing Component - MISSCMP | Cause | RS
SNDLDDS | Sand Loading Distribution System | Sand Loading Distribution System - SNDLDDS | NRMWEAR | Normal Wear | Normal Wear - NRMWEAR | Cause | RS
SNDLDDS | Sand Loading Distribution System | Sand Loading Distribution System - SNDLDDS | OTHER | Other (specify) | Other (specify) - OTHER | Cause | RS
SNDLDDS | Sand Loading Distribution System | Sand Loading Distribution System - SNDLDDS | PRINSTAL | Poor Installation | Poor Installation - PRINSTAL | Cause | RS
SNDLDDS | Sand Loading Distribution System | Sand Loading Distribution System - SNDLDDS | PROCISSU | Procedure Issue | Procedure Issue - PROCISSU | Cause | RS
SNDLDDS | Sand Loading Distribution System | Sand Loading Distribution System - SNDLDDS | UTLFAIL | Utility Failure | Utility Failure - UTLFAIL | Cause | RS
SNDLDDS | Sand Loading Distribution System | Sand Loading Distribution System - SNDLDDS | VNDLSM | Vandalism | Vandalism - VNDLSM | Cause | RS
SNDLDDS | Sand Loading Distribution System | Sand Loading Distribution System - SNDLDDS | WORNCMPT | Defective/ Worn Component | Defective/ Worn Component - WORNCMPT | Cause | RS
SNDLDDS | Sand Loading - Distribution System | Sand Loading - Distribution System - SNDLDDS | ADJUSTD | Adjusted | Adjusted - ADJUSTD | Action | RS
SNDLDDS | Sand Loading - Distribution System | Sand Loading - Distribution System - SNDLDDS | DECOMM | Decommission | Decommission - DECOMM | Action | RS
SNDLDDS | Sand Loading - Distribution System | Sand Loading - Distribution System - SNDLDDS | DECONTME | Decontaminate | Decontaminate - DECONTME | Action | RS
SNDLDDS | Sand Loading - Distribution System | Sand Loading - Distribution System - SNDLDDS | DONOTHIN | Do Nothing | Do Nothing - DONOTHIN | Action | RS
SNDLDDS | Sand Loading - Distribution System | Sand Loading - Distribution System - SNDLDDS | LUBRCTE | Lubricate | Lubricate - LUBRCTE | Action | RS
SNDLDDS | Sand Loading - Distribution System | Sand Loading - Distribution System - SNDLDDS | OTHER | Other (specify) | Other (specify) - OTHER | Action | RS
SNDLDDS | Sand Loading - Distribution System | Sand Loading - Distribution System - SNDLDDS | RECALBRT | Recalibrate | Recalibrate - RECALBRT | Action | RS
SNDLDDS | Sand Loading - Distribution System | Sand Loading - Distribution System - SNDLDDS | REMVOBT | Remove Obstruction | Remove Obstruction - REMVOBT | Action | RS
SNDLDDS | Sand Loading - Distribution System | Sand Loading - Distribution System - SNDLDDS | REPCMPT | Repair Component | Repair Component - REPCMPT | Action | RS
SNDLDDS | Sand Loading - Distribution System | Sand Loading - Distribution System - SNDLDDS | REPLASS | Replace Asset | Replace Asset - REPLASS | Action | RS
SNDLDDS | Sand Loading - Distribution System | Sand Loading - Distribution System - SNDLDDS | REPLCMPT | Replace Component | Replace Component - REPLCMPT | Action | RS
SNDLDDS | Sand Loading - Distribution System | Sand Loading - Distribution System - SNDLDDS | REPRASS | Repair Asset | Repair Asset - REPRASS | Action | RS
SNDLDDS | Sand Loading - Distribution System | Sand Loading - Distribution System - SNDLDDS | UPGRADES | Upgrade | Upgrade - UPGRADES | Action | RS
SNDLDDS | Sand Loading Distribution System | Sand Loading Distribution System - SNDLDDS | ADJUSTD | Adjusted | Adjusted - ADJUSTD | Action | RS
SNDLDDS | Sand Loading Distribution System | Sand Loading Distribution System - SNDLDDS | DECOMM | Decommission | Decommission - DECOMM | Action | RS
SNDLDDS | Sand Loading Distribution System | Sand Loading Distribution System - SNDLDDS | DECONTME | Decontaminate | Decontaminate - DECONTME | Action | RS
SNDLDDS | Sand Loading Distribution System | Sand Loading Distribution System - SNDLDDS | DONOTHIN | Do Nothing | Do Nothing - DONOTHIN | Action | RS
SNDLDDS | Sand Loading Distribution System | Sand Loading Distribution System - SNDLDDS | LUBRCTE | Lubricate | Lubricate - LUBRCTE | Action | RS
SNDLDDS | Sand Loading Distribution System | Sand Loading Distribution System - SNDLDDS | OTHER | Other (specify) | Other (specify) - OTHER | Action | RS
SNDLDDS | Sand Loading Distribution System | Sand Loading Distribution System - SNDLDDS | RECALBRT | Recalibrate | Recalibrate - RECALBRT | Action | RS
SNDLDDS | Sand Loading Distribution System | Sand Loading Distribution System - SNDLDDS | REMVOBT | Remove Obstruction | Remove Obstruction - REMVOBT | Action | RS
SNDLDDS | Sand Loading Distribution System | Sand Loading Distribution System - SNDLDDS | REPCMPT | Repair Component | Repair Component - REPCMPT | Action | RS
SNDLDDS | Sand Loading Distribution System | Sand Loading Distribution System - SNDLDDS | REPLASS | Replace Asset | Replace Asset - REPLASS | Action | RS
SNDLDDS | Sand Loading Distribution System | Sand Loading Distribution System - SNDLDDS | REPLCMPT | Replace Component | Replace Component - REPLCMPT | Action | RS
SNDLDDS | Sand Loading Distribution System | Sand Loading Distribution System - SNDLDDS | REPRASS | Repair Asset | Repair Asset - REPRASS | Action | RS
SNDLDDS | Sand Loading Distribution System | Sand Loading Distribution System - SNDLDDS | UPGRADES | Upgrade | Upgrade - UPGRADES | Action | RS
SNDPMPTR | Sand Pump - Train | Sand Pump - Train - SNDPMPTR | ABNTEMP | Abnormal Temprature | Abnormal Temprature - ABNTEMP | Problem | RS
SNDPMPTR | Sand Pump - Train | Sand Pump - Train - SNDPMPTR | CORROS | Corrosion | Corrosion - CORROS | Problem | RS
SNDPMPTR | Sand Pump - Train | Sand Pump - Train - SNDPMPTR | ELECTRIP | Electrical Trip Out | Electrical Trip Out - ELECTRIP | Problem | RS
SNDPMPTR | Sand Pump - Train | Sand Pump - Train - SNDPMPTR | EXNOISE | Excessive Noise | Excessive Noise - EXNOISE | Problem | RS
SNDPMPTR | Sand Pump - Train | Sand Pump - Train - SNDPMPTR | EXVIBRTN | Excessive Vibration | Excessive Vibration - EXVIBRTN | Problem | RS
SNDPMPTR | Sand Pump - Train | Sand Pump - Train - SNDPMPTR | JAMMEDEQ | Jammed Equipment | Jammed Equipment - JAMMEDEQ | Problem | RS
SNDPMPTR | Sand Pump - Train | Sand Pump - Train - SNDPMPTR | LEAKING | Leaking | Leaking - LEAKING | Problem | RS
SNDPMPTR | Sand Pump - Train | Sand Pump - Train - SNDPMPTR | LOWPERF | Low Performance | Low Performance - LOWPERF | Problem | RS
SNDPMPTR | Sand Pump - Train | Sand Pump - Train - SNDPMPTR | NONOPER | Non-Operational | Non-Operational - NONOPER | Problem | RS
SNDPMPTR | Sand Pump - Train | Sand Pump - Train - SNDPMPTR | PHYDMGE | Physical Damage | Physical Damage - PHYDMGE | Problem | RS
SNDPMPTR | Sand Pump - Train | Sand Pump - Train - SNDPMPTR | UNSMELL | Unusual Smell | Unusual Smell - UNSMELL | Problem | RS
SNDPMPTR | Sand Pump - Train | Sand Pump - Train - SNDPMPTR | UNSMOKE | Unusual Smoke | Unusual Smoke - UNSMOKE | Problem | RS
SNDPMPTR | Sand Pump - Train | Sand Pump - Train - SNDPMPTR | SNPMFAIL | Sand pump failed | Sand pump failed - SNPMFAIL | Failure | RS
SNDPMPTR | Sand Pump - Train | Sand Pump - Train - SNDPMPTR | ACCIDENT | Accident | Accident - ACCIDENT | Cause | RS
SNDPMPTR | Sand Pump - Train | Sand Pump - Train - SNDPMPTR | ACCWEAR | Accelerated Wear | Accelerated Wear - ACCWEAR | Cause | RS
SNDPMPTR | Sand Pump - Train | Sand Pump - Train - SNDPMPTR | ACTGOD | Weather condition/Forces of nature or Act of God | Weather condition/Forces of nature or Act of God - ACTGOD | Cause | RS
SNDPMPTR | Sand Pump - Train | Sand Pump - Train - SNDPMPTR | CONTAM | Contamination | Contamination - CONTAM | Cause | RS
SNDPMPTR | Sand Pump - Train | Sand Pump - Train - SNDPMPTR | DEFASSET | Defective Asset | Defective Asset - DEFASSET | Cause | RS
SNDPMPTR | Sand Pump - Train | Sand Pump - Train - SNDPMPTR | EXLOAD | Excessive Load | Excessive Load - EXLOAD | Cause | RS
SNDPMPTR | Sand Pump - Train | Sand Pump - Train - SNDPMPTR | IMPRMNT | Improper Maintenance | Improper Maintenance - IMPRMNT | Cause | RS
SNDPMPTR | Sand Pump - Train | Sand Pump - Train - SNDPMPTR | INSLUBR | Insufficient Lubrication | Insufficient Lubrication - INSLUBR | Cause | RS
SNDPMPTR | Sand Pump - Train | Sand Pump - Train - SNDPMPTR | LACKTRN | Lack of/ Inadequate Training | Lack of/ Inadequate Training - LACKTRN | Cause | RS
SNDPMPTR | Sand Pump - Train | Sand Pump - Train - SNDPMPTR | MISSCMP | Loose/ Missing Component | Loose/ Missing Component - MISSCMP | Cause | RS
SNDPMPTR | Sand Pump - Train | Sand Pump - Train - SNDPMPTR | NRMWEAR | Normal Wear | Normal Wear - NRMWEAR | Cause | RS
SNDPMPTR | Sand Pump - Train | Sand Pump - Train - SNDPMPTR | OTHER | Other (specify) | Other (specify) - OTHER | Cause | RS
SNDPMPTR | Sand Pump - Train | Sand Pump - Train - SNDPMPTR | PRINSTAL | Poor Installation | Poor Installation - PRINSTAL | Cause | RS
SNDPMPTR | Sand Pump - Train | Sand Pump - Train - SNDPMPTR | PROCISSU | Procedure Issue | Procedure Issue - PROCISSU | Cause | RS
SNDPMPTR | Sand Pump - Train | Sand Pump - Train - SNDPMPTR | UTLFAIL | Utility Failure | Utility Failure - UTLFAIL | Cause | RS
SNDPMPTR | Sand Pump - Train | Sand Pump - Train - SNDPMPTR | VNDLSM | Vandalism | Vandalism - VNDLSM | Cause | RS
SNDPMPTR | Sand Pump - Train | Sand Pump - Train - SNDPMPTR | WORNCMPT | Defective/ Worn Component | Defective/ Worn Component - WORNCMPT | Cause | RS
SNDPMPTR | Sand Pump - Train | Sand Pump - Train - SNDPMPTR | ADJUSTD | Adjusted | Adjusted - ADJUSTD | Action | RS
SNDPMPTR | Sand Pump - Train | Sand Pump - Train - SNDPMPTR | DECOMM | Decommission | Decommission - DECOMM | Action | RS
SNDPMPTR | Sand Pump - Train | Sand Pump - Train - SNDPMPTR | DECONTME | Decontaminate | Decontaminate - DECONTME | Action | RS
SNDPMPTR | Sand Pump - Train | Sand Pump - Train - SNDPMPTR | DONOTHIN | Do Nothing | Do Nothing - DONOTHIN | Action | RS
SNDPMPTR | Sand Pump - Train | Sand Pump - Train - SNDPMPTR | LUBRCTE | Lubricate | Lubricate - LUBRCTE | Action | RS
SNDPMPTR | Sand Pump - Train | Sand Pump - Train - SNDPMPTR | OTHER | Other (specify) | Other (specify) - OTHER | Action | RS
SNDPMPTR | Sand Pump - Train | Sand Pump - Train - SNDPMPTR | RECALBRT | Recalibrate | Recalibrate - RECALBRT | Action | RS
SNDPMPTR | Sand Pump - Train | Sand Pump - Train - SNDPMPTR | REMVOBT | Remove Obstruction | Remove Obstruction - REMVOBT | Action | RS
SNDPMPTR | Sand Pump - Train | Sand Pump - Train - SNDPMPTR | REPCMPT | Repair Component | Repair Component - REPCMPT | Action | RS
SNDPMPTR | Sand Pump - Train | Sand Pump - Train - SNDPMPTR | REPLASS | Replace Asset | Replace Asset - REPLASS | Action | RS
SNDPMPTR | Sand Pump - Train | Sand Pump - Train - SNDPMPTR | REPLCMPT | Replace Component | Replace Component - REPLCMPT | Action | RS
SNDPMPTR | Sand Pump - Train | Sand Pump - Train - SNDPMPTR | REPRASS | Repair Asset | Repair Asset - REPRASS | Action | RS
SNDPMPTR | Sand Pump - Train | Sand Pump - Train - SNDPMPTR | UPGRADES | Upgrade | Upgrade - UPGRADES | Action | RS
SNDPOD | Sand Pod | Sand Pod - SNDPOD | ABNTEMP | Abnormal Temprature | Abnormal Temprature - ABNTEMP | Problem | RS
SNDPOD | Sand Pod | Sand Pod - SNDPOD | CORROS | Corrosion | Corrosion - CORROS | Problem | RS
SNDPOD | Sand Pod | Sand Pod - SNDPOD | ELECTRIP | Electrical Trip Out | Electrical Trip Out - ELECTRIP | Problem | RS
SNDPOD | Sand Pod | Sand Pod - SNDPOD | EXNOISE | Excessive Noise | Excessive Noise - EXNOISE | Problem | RS
SNDPOD | Sand Pod | Sand Pod - SNDPOD | EXVIBRTN | Excessive Vibration | Excessive Vibration - EXVIBRTN | Problem | RS
SNDPOD | Sand Pod | Sand Pod - SNDPOD | JAMMEDEQ | Jammed Equipment | Jammed Equipment - JAMMEDEQ | Problem | RS
SNDPOD | Sand Pod | Sand Pod - SNDPOD | LEAKING | Leaking | Leaking - LEAKING | Problem | RS
SNDPOD | Sand Pod | Sand Pod - SNDPOD | LOWPERF | Low Performance | Low Performance - LOWPERF | Problem | RS
SNDPOD | Sand Pod | Sand Pod - SNDPOD | NONOPER | Non-Operational | Non-Operational - NONOPER | Problem | RS
SNDPOD | Sand Pod | Sand Pod - SNDPOD | PHYDMGE | Physical Damage | Physical Damage - PHYDMGE | Problem | RS
SNDPOD | Sand Pod | Sand Pod - SNDPOD | UNSMELL | Unusual Smell | Unusual Smell - UNSMELL | Problem | RS
SNDPOD | Sand Pod | Sand Pod - SNDPOD | UNSMOKE | Unusual Smoke | Unusual Smoke - UNSMOKE | Problem | RS
SNDPOD | Sand Pod | Sand Pod - SNDPOD | SNPDET | Sand pod deteriorated | Sand pod deteriorated - SNPDET | Failure | RS
SNDPOD | Sand Pod | Sand Pod - SNDPOD | ACCIDENT | Accident | Accident - ACCIDENT | Cause | RS
SNDPOD | Sand Pod | Sand Pod - SNDPOD | ACCWEAR | Accelerated Wear | Accelerated Wear - ACCWEAR | Cause | RS
SNDPOD | Sand Pod | Sand Pod - SNDPOD | ACTGOD | Weather condition/Forces of nature or Act of God | Weather condition/Forces of nature or Act of God - ACTGOD | Cause | RS
SNDPOD | Sand Pod | Sand Pod - SNDPOD | CONTAM | Contamination | Contamination - CONTAM | Cause | RS
SNDPOD | Sand Pod | Sand Pod - SNDPOD | DEFASSET | Defective Asset | Defective Asset - DEFASSET | Cause | RS
SNDPOD | Sand Pod | Sand Pod - SNDPOD | EXLOAD | Excessive Load | Excessive Load - EXLOAD | Cause | RS
SNDPOD | Sand Pod | Sand Pod - SNDPOD | IMPRMNT | Improper Maintenance | Improper Maintenance - IMPRMNT | Cause | RS
SNDPOD | Sand Pod | Sand Pod - SNDPOD | INSLUBR | Insufficient Lubrication | Insufficient Lubrication - INSLUBR | Cause | RS
SNDPOD | Sand Pod | Sand Pod - SNDPOD | LACKTRN | Lack of/ Inadequate Training | Lack of/ Inadequate Training - LACKTRN | Cause | RS
SNDPOD | Sand Pod | Sand Pod - SNDPOD | MISSCMP | Loose/ Missing Component | Loose/ Missing Component - MISSCMP | Cause | RS
SNDPOD | Sand Pod | Sand Pod - SNDPOD | NRMWEAR | Normal Wear | Normal Wear - NRMWEAR | Cause | RS
SNDPOD | Sand Pod | Sand Pod - SNDPOD | OTHER | Other (specify) | Other (specify) - OTHER | Cause | RS
SNDPOD | Sand Pod | Sand Pod - SNDPOD | PRINSTAL | Poor Installation | Poor Installation - PRINSTAL | Cause | RS
SNDPOD | Sand Pod | Sand Pod - SNDPOD | PROCISSU | Procedure Issue | Procedure Issue - PROCISSU | Cause | RS
SNDPOD | Sand Pod | Sand Pod - SNDPOD | UTLFAIL | Utility Failure | Utility Failure - UTLFAIL | Cause | RS
SNDPOD | Sand Pod | Sand Pod - SNDPOD | VNDLSM | Vandalism | Vandalism - VNDLSM | Cause | RS
SNDPOD | Sand Pod | Sand Pod - SNDPOD | WORNCMPT | Defective/ Worn Component | Defective/ Worn Component - WORNCMPT | Cause | RS
SNDPOD | Sand Pod | Sand Pod - SNDPOD | ADJUSTD | Adjusted | Adjusted - ADJUSTD | Action | RS
SNDPOD | Sand Pod | Sand Pod - SNDPOD | DECOMM | Decommission | Decommission - DECOMM | Action | RS
SNDPOD | Sand Pod | Sand Pod - SNDPOD | DECONTME | Decontaminate | Decontaminate - DECONTME | Action | RS
SNDPOD | Sand Pod | Sand Pod - SNDPOD | DONOTHIN | Do Nothing | Do Nothing - DONOTHIN | Action | RS
SNDPOD | Sand Pod | Sand Pod - SNDPOD | LUBRCTE | Lubricate | Lubricate - LUBRCTE | Action | RS
SNDPOD | Sand Pod | Sand Pod - SNDPOD | OTHER | Other (specify) | Other (specify) - OTHER | Action | RS
SNDPOD | Sand Pod | Sand Pod - SNDPOD | RECALBRT | Recalibrate | Recalibrate - RECALBRT | Action | RS
SNDPOD | Sand Pod | Sand Pod - SNDPOD | REMVOBT | Remove Obstruction | Remove Obstruction - REMVOBT | Action | RS
SNDPOD | Sand Pod | Sand Pod - SNDPOD | REPCMPT | Repair Component | Repair Component - REPCMPT | Action | RS
SNDPOD | Sand Pod | Sand Pod - SNDPOD | REPLASS | Replace Asset | Replace Asset - REPLASS | Action | RS
SNDPOD | Sand Pod | Sand Pod - SNDPOD | REPLCMPT | Replace Component | Replace Component - REPLCMPT | Action | RS
SNDPOD | Sand Pod | Sand Pod - SNDPOD | REPRASS | Repair Asset | Repair Asset - REPRASS | Action | RS
SNDPOD | Sand Pod | Sand Pod - SNDPOD | UPGRADES | Upgrade | Upgrade - UPGRADES | Action | RS
SNDSILO | Sand Silo | Sand Silo - SNDSILO | ABNTEMP | Abnormal Temprature | Abnormal Temprature - ABNTEMP | Problem | RS
SNDSILO | Sand Silo | Sand Silo - SNDSILO | CORROS | Corrosion | Corrosion - CORROS | Problem | RS
SNDSILO | Sand Silo | Sand Silo - SNDSILO | ELECTRIP | Electrical Trip Out | Electrical Trip Out - ELECTRIP | Problem | RS
SNDSILO | Sand Silo | Sand Silo - SNDSILO | EXNOISE | Excessive Noise | Excessive Noise - EXNOISE | Problem | RS
SNDSILO | Sand Silo | Sand Silo - SNDSILO | EXVIBRTN | Excessive Vibration | Excessive Vibration - EXVIBRTN | Problem | RS
SNDSILO | Sand Silo | Sand Silo - SNDSILO | JAMMEDEQ | Jammed Equipment | Jammed Equipment - JAMMEDEQ | Problem | RS
SNDSILO | Sand Silo | Sand Silo - SNDSILO | LEAKING | Leaking | Leaking - LEAKING | Problem | RS
SNDSILO | Sand Silo | Sand Silo - SNDSILO | LOWPERF | Low Performance | Low Performance - LOWPERF | Problem | RS
SNDSILO | Sand Silo | Sand Silo - SNDSILO | NONOPER | Non-Operational | Non-Operational - NONOPER | Problem | RS
SNDSILO | Sand Silo | Sand Silo - SNDSILO | PHYDMGE | Physical Damage | Physical Damage - PHYDMGE | Problem | RS
SNDSILO | Sand Silo | Sand Silo - SNDSILO | UNSMELL | Unusual Smell | Unusual Smell - UNSMELL | Problem | RS
SNDSILO | Sand Silo | Sand Silo - SNDSILO | UNSMOKE | Unusual Smoke | Unusual Smoke - UNSMOKE | Problem | RS
SNDSILO | Sand Silo | Sand Silo - SNDSILO | SMSVCONT | Sand silo vent filters contaminated | Sand silo vent filters contaminated - SMSVCONT | Failure | RS
SNDSILO | Sand Silo | Sand Silo - SNDSILO | SNSDET | Sand silo deteriorated | Sand silo deteriorated - SNSDET | Failure | RS
SNDSILO | Sand Silo | Sand Silo - SNDSILO | SNSSFAIL | Sand silo second level control failed | Sand silo second level control failed - SNSSFAIL | Failure | RS
SNDSILO | Sand Silo | Sand Silo - SNDSILO | ACCIDENT | Accident | Accident - ACCIDENT | Cause | RS
SNDSILO | Sand Silo | Sand Silo - SNDSILO | ACCWEAR | Accelerated Wear | Accelerated Wear - ACCWEAR | Cause | RS
SNDSILO | Sand Silo | Sand Silo - SNDSILO | ACTGOD | Weather condition/Forces of nature or Act of God | Weather condition/Forces of nature or Act of God - ACTGOD | Cause | RS
SNDSILO | Sand Silo | Sand Silo - SNDSILO | CONTAM | Contamination | Contamination - CONTAM | Cause | RS
SNDSILO | Sand Silo | Sand Silo - SNDSILO | DEFASSET | Defective Asset | Defective Asset - DEFASSET | Cause | RS
SNDSILO | Sand Silo | Sand Silo - SNDSILO | EXLOAD | Excessive Load | Excessive Load - EXLOAD | Cause | RS
SNDSILO | Sand Silo | Sand Silo - SNDSILO | IMPRMNT | Improper Maintenance | Improper Maintenance - IMPRMNT | Cause | RS
SNDSILO | Sand Silo | Sand Silo - SNDSILO | INSLUBR | Insufficient Lubrication | Insufficient Lubrication - INSLUBR | Cause | RS
SNDSILO | Sand Silo | Sand Silo - SNDSILO | LACKTRN | Lack of/ Inadequate Training | Lack of/ Inadequate Training - LACKTRN | Cause | RS
SNDSILO | Sand Silo | Sand Silo - SNDSILO | MISSCMP | Loose/ Missing Component | Loose/ Missing Component - MISSCMP | Cause | RS
SNDSILO | Sand Silo | Sand Silo - SNDSILO | NRMWEAR | Normal Wear | Normal Wear - NRMWEAR | Cause | RS
SNDSILO | Sand Silo | Sand Silo - SNDSILO | OTHER | Other (specify) | Other (specify) - OTHER | Cause | RS
SNDSILO | Sand Silo | Sand Silo - SNDSILO | PRINSTAL | Poor Installation | Poor Installation - PRINSTAL | Cause | RS
SNDSILO | Sand Silo | Sand Silo - SNDSILO | PROCISSU | Procedure Issue | Procedure Issue - PROCISSU | Cause | RS
SNDSILO | Sand Silo | Sand Silo - SNDSILO | UTLFAIL | Utility Failure | Utility Failure - UTLFAIL | Cause | RS
SNDSILO | Sand Silo | Sand Silo - SNDSILO | VNDLSM | Vandalism | Vandalism - VNDLSM | Cause | RS
SNDSILO | Sand Silo | Sand Silo - SNDSILO | WORNCMPT | Defective/ Worn Component | Defective/ Worn Component - WORNCMPT | Cause | RS
SNDSILO | Sand Silo | Sand Silo - SNDSILO | ADJUSTD | Adjusted | Adjusted - ADJUSTD | Action | RS
SNDSILO | Sand Silo | Sand Silo - SNDSILO | DECOMM | Decommission | Decommission - DECOMM | Action | RS
SNDSILO | Sand Silo | Sand Silo - SNDSILO | DECONTME | Decontaminate | Decontaminate - DECONTME | Action | RS
SNDSILO | Sand Silo | Sand Silo - SNDSILO | DONOTHIN | Do Nothing | Do Nothing - DONOTHIN | Action | RS
SNDSILO | Sand Silo | Sand Silo - SNDSILO | LUBRCTE | Lubricate | Lubricate - LUBRCTE | Action | RS
SNDSILO | Sand Silo | Sand Silo - SNDSILO | OTHER | Other (specify) | Other (specify) - OTHER | Action | RS
SNDSILO | Sand Silo | Sand Silo - SNDSILO | RECALBRT | Recalibrate | Recalibrate - RECALBRT | Action | RS
SNDSILO | Sand Silo | Sand Silo - SNDSILO | REMVOBT | Remove Obstruction | Remove Obstruction - REMVOBT | Action | RS
SNDSILO | Sand Silo | Sand Silo - SNDSILO | REPCMPT | Repair Component | Repair Component - REPCMPT | Action | RS
SNDSILO | Sand Silo | Sand Silo - SNDSILO | REPLASS | Replace Asset | Replace Asset - REPLASS | Action | RS
SNDSILO | Sand Silo | Sand Silo - SNDSILO | REPLCMPT | Replace Component | Replace Component - REPLCMPT | Action | RS
SNDSILO | Sand Silo | Sand Silo - SNDSILO | REPRASS | Repair Asset | Repair Asset - REPRASS | Action | RS
SNDSILO | Sand Silo | Sand Silo - SNDSILO | UPGRADES | Upgrade | Upgrade - UPGRADES | Action | RS
SOLEVLV | Solenoid Valve | Solenoid Valve - SOLEVLV | ABNTEMP | Abnormal Temprature | Abnormal Temprature - ABNTEMP | Problem | RS
SOLEVLV | Solenoid Valve | Solenoid Valve - SOLEVLV | CORROS | Corrosion | Corrosion - CORROS | Problem | RS
SOLEVLV | Solenoid Valve | Solenoid Valve - SOLEVLV | ELECTRIP | Electrical Trip Out | Electrical Trip Out - ELECTRIP | Problem | RS
SOLEVLV | Solenoid Valve | Solenoid Valve - SOLEVLV | EXNOISE | Excessive Noise | Excessive Noise - EXNOISE | Problem | RS
SOLEVLV | Solenoid Valve | Solenoid Valve - SOLEVLV | EXVIBRTN | Excessive Vibration | Excessive Vibration - EXVIBRTN | Problem | RS
SOLEVLV | Solenoid Valve | Solenoid Valve - SOLEVLV | JAMMEDEQ | Jammed Equipment | Jammed Equipment - JAMMEDEQ | Problem | RS
SOLEVLV | Solenoid Valve | Solenoid Valve - SOLEVLV | LEAKING | Leaking | Leaking - LEAKING | Problem | RS
SOLEVLV | Solenoid Valve | Solenoid Valve - SOLEVLV | LOWPERF | Low Performance | Low Performance - LOWPERF | Problem | RS
SOLEVLV | Solenoid Valve | Solenoid Valve - SOLEVLV | NONOPER | Non-Operational | Non-Operational - NONOPER | Problem | RS
SOLEVLV | Solenoid Valve | Solenoid Valve - SOLEVLV | PHYDMGE | Physical Damage | Physical Damage - PHYDMGE | Problem | RS
SOLEVLV | Solenoid Valve | Solenoid Valve - SOLEVLV | UNSMELL | Unusual Smell | Unusual Smell - UNSMELL | Problem | RS
SOLEVLV | Solenoid Valve | Solenoid Valve - SOLEVLV | UNSMOKE | Unusual Smoke | Unusual Smoke - UNSMOKE | Problem | RS
SOLEVLV | Solenoid Valve | Solenoid Valve - SOLEVLV | SVLVWORN | Solenoid valve components worn | Solenoid valve components worn - SVLVWORN | Failure | RS
SOLEVLV | Solenoid Valve | Solenoid Valve - SOLEVLV | ACCIDENT | Accident | Accident - ACCIDENT | Cause | RS
SOLEVLV | Solenoid Valve | Solenoid Valve - SOLEVLV | ACCWEAR | Accelerated Wear | Accelerated Wear - ACCWEAR | Cause | RS
SOLEVLV | Solenoid Valve | Solenoid Valve - SOLEVLV | ACTGOD | Weather condition/Forces of nature or Act of God | Weather condition/Forces of nature or Act of God - ACTGOD | Cause | RS
SOLEVLV | Solenoid Valve | Solenoid Valve - SOLEVLV | CONTAM | Contamination | Contamination - CONTAM | Cause | RS
SOLEVLV | Solenoid Valve | Solenoid Valve - SOLEVLV | DEFASSET | Defective Asset | Defective Asset - DEFASSET | Cause | RS
SOLEVLV | Solenoid Valve | Solenoid Valve - SOLEVLV | EXLOAD | Excessive Load | Excessive Load - EXLOAD | Cause | RS
SOLEVLV | Solenoid Valve | Solenoid Valve - SOLEVLV | IMPRMNT | Improper Maintenance | Improper Maintenance - IMPRMNT | Cause | RS
SOLEVLV | Solenoid Valve | Solenoid Valve - SOLEVLV | INSLUBR | Insufficient Lubrication | Insufficient Lubrication - INSLUBR | Cause | RS
SOLEVLV | Solenoid Valve | Solenoid Valve - SOLEVLV | LACKTRN | Lack of/ Inadequate Training | Lack of/ Inadequate Training - LACKTRN | Cause | RS
SOLEVLV | Solenoid Valve | Solenoid Valve - SOLEVLV | MISSCMP | Loose/ Missing Component | Loose/ Missing Component - MISSCMP | Cause | RS
SOLEVLV | Solenoid Valve | Solenoid Valve - SOLEVLV | NRMWEAR | Normal Wear | Normal Wear - NRMWEAR | Cause | RS
SOLEVLV | Solenoid Valve | Solenoid Valve - SOLEVLV | OTHER | Other (specify) | Other (specify) - OTHER | Cause | RS
SOLEVLV | Solenoid Valve | Solenoid Valve - SOLEVLV | PRINSTAL | Poor Installation | Poor Installation - PRINSTAL | Cause | RS
SOLEVLV | Solenoid Valve | Solenoid Valve - SOLEVLV | PROCISSU | Procedure Issue | Procedure Issue - PROCISSU | Cause | RS
SOLEVLV | Solenoid Valve | Solenoid Valve - SOLEVLV | UTLFAIL | Utility Failure | Utility Failure - UTLFAIL | Cause | RS
SOLEVLV | Solenoid Valve | Solenoid Valve - SOLEVLV | VNDLSM | Vandalism | Vandalism - VNDLSM | Cause | RS
SOLEVLV | Solenoid Valve | Solenoid Valve - SOLEVLV | WORNCMPT | Defective/ Worn Component | Defective/ Worn Component - WORNCMPT | Cause | RS
SOLEVLV | Solenoid Valve | Solenoid Valve - SOLEVLV | ADJUSTD | Adjusted | Adjusted - ADJUSTD | Action | RS
SOLEVLV | Solenoid Valve | Solenoid Valve - SOLEVLV | DECOMM | Decommission | Decommission - DECOMM | Action | RS
SOLEVLV | Solenoid Valve | Solenoid Valve - SOLEVLV | DECONTME | Decontaminate | Decontaminate - DECONTME | Action | RS
SOLEVLV | Solenoid Valve | Solenoid Valve - SOLEVLV | DONOTHIN | Do Nothing | Do Nothing - DONOTHIN | Action | RS
SOLEVLV | Solenoid Valve | Solenoid Valve - SOLEVLV | LUBRCTE | Lubricate | Lubricate - LUBRCTE | Action | RS
SOLEVLV | Solenoid Valve | Solenoid Valve - SOLEVLV | OTHER | Other (specify) | Other (specify) - OTHER | Action | RS
SOLEVLV | Solenoid Valve | Solenoid Valve - SOLEVLV | RECALBRT | Recalibrate | Recalibrate - RECALBRT | Action | RS
SOLEVLV | Solenoid Valve | Solenoid Valve - SOLEVLV | REMVOBT | Remove Obstruction | Remove Obstruction - REMVOBT | Action | RS
SOLEVLV | Solenoid Valve | Solenoid Valve - SOLEVLV | REPCMPT | Repair Component | Repair Component - REPCMPT | Action | RS
SOLEVLV | Solenoid Valve | Solenoid Valve - SOLEVLV | REPLASS | Replace Asset | Replace Asset - REPLASS | Action | RS
SOLEVLV | Solenoid Valve | Solenoid Valve - SOLEVLV | REPLCMPT | Replace Component | Replace Component - REPLCMPT | Action | RS
SOLEVLV | Solenoid Valve | Solenoid Valve - SOLEVLV | REPRASS | Repair Asset | Repair Asset - REPRASS | Action | RS
SOLEVLV | Solenoid Valve | Solenoid Valve - SOLEVLV | UPGRADES | Upgrade | Upgrade - UPGRADES | Action | RS
SPLKTSTN | Spill Kits Station | Spill Kits Station - SPLKTSTN | ABNTEMP | Abnormal Temprature | Abnormal Temprature - ABNTEMP | Problem | RS
SPLKTSTN | Spill Kits Station | Spill Kits Station - SPLKTSTN | CORROS | Corrosion | Corrosion - CORROS | Problem | RS
SPLKTSTN | Spill Kits Station | Spill Kits Station - SPLKTSTN | ELECTRIP | Electrical Trip Out | Electrical Trip Out - ELECTRIP | Problem | RS
SPLKTSTN | Spill Kits Station | Spill Kits Station - SPLKTSTN | EXNOISE | Excessive Noise | Excessive Noise - EXNOISE | Problem | RS
SPLKTSTN | Spill Kits Station | Spill Kits Station - SPLKTSTN | EXVIBRTN | Excessive Vibration | Excessive Vibration - EXVIBRTN | Problem | RS
SPLKTSTN | Spill Kits Station | Spill Kits Station - SPLKTSTN | JAMMEDEQ | Jammed Equipment | Jammed Equipment - JAMMEDEQ | Problem | RS
SPLKTSTN | Spill Kits Station | Spill Kits Station - SPLKTSTN | LEAKING | Leaking | Leaking - LEAKING | Problem | RS
SPLKTSTN | Spill Kits Station | Spill Kits Station - SPLKTSTN | LOWPERF | Low Performance | Low Performance - LOWPERF | Problem | RS
SPLKTSTN | Spill Kits Station | Spill Kits Station - SPLKTSTN | NONOPER | Non-Operational | Non-Operational - NONOPER | Problem | RS
SPLKTSTN | Spill Kits Station | Spill Kits Station - SPLKTSTN | PHYDMGE | Physical Damage | Physical Damage - PHYDMGE | Problem | RS
SPLKTSTN | Spill Kits Station | Spill Kits Station - SPLKTSTN | UNSMELL | Unusual Smell | Unusual Smell - UNSMELL | Problem | RS
SPLKTSTN | Spill Kits Station | Spill Kits Station - SPLKTSTN | UNSMOKE | Unusual Smoke | Unusual Smoke - UNSMOKE | Problem | RS
SPLKTSTN | Spill Kits Station | Spill Kits Station - SPLKTSTN | SKCDET | Spill kit components deteriorated | Spill kit components deteriorated - SKCDET | Failure | RS
SPLKTSTN | Spill Kits Station | Spill Kits Station - SPLKTSTN | SKSSDET | Spill Kits Station seal deteriorated | Spill Kits Station seal deteriorated - SKSSDET | Failure | RS
SPLKTSTN | Spill Kits Station | Spill Kits Station - SPLKTSTN | ACCIDENT | Accident | Accident - ACCIDENT | Cause | RS
SPLKTSTN | Spill Kits Station | Spill Kits Station - SPLKTSTN | ACCWEAR | Accelerated Wear | Accelerated Wear - ACCWEAR | Cause | RS
SPLKTSTN | Spill Kits Station | Spill Kits Station - SPLKTSTN | ACTGOD | Weather condition/Forces of nature or Act of God | Weather condition/Forces of nature or Act of God - ACTGOD | Cause | RS
SPLKTSTN | Spill Kits Station | Spill Kits Station - SPLKTSTN | CONTAM | Contamination | Contamination - CONTAM | Cause | RS
SPLKTSTN | Spill Kits Station | Spill Kits Station - SPLKTSTN | DEFASSET | Defective Asset | Defective Asset - DEFASSET | Cause | RS
SPLKTSTN | Spill Kits Station | Spill Kits Station - SPLKTSTN | EXLOAD | Excessive Load | Excessive Load - EXLOAD | Cause | RS
SPLKTSTN | Spill Kits Station | Spill Kits Station - SPLKTSTN | IMPRMNT | Improper Maintenance | Improper Maintenance - IMPRMNT | Cause | RS
SPLKTSTN | Spill Kits Station | Spill Kits Station - SPLKTSTN | INSLUBR | Insufficient Lubrication | Insufficient Lubrication - INSLUBR | Cause | RS
SPLKTSTN | Spill Kits Station | Spill Kits Station - SPLKTSTN | LACKTRN | Lack of/ Inadequate Training | Lack of/ Inadequate Training - LACKTRN | Cause | RS
SPLKTSTN | Spill Kits Station | Spill Kits Station - SPLKTSTN | MISSCMP | Loose/ Missing Component | Loose/ Missing Component - MISSCMP | Cause | RS
SPLKTSTN | Spill Kits Station | Spill Kits Station - SPLKTSTN | NRMWEAR | Normal Wear | Normal Wear - NRMWEAR | Cause | RS
SPLKTSTN | Spill Kits Station | Spill Kits Station - SPLKTSTN | OTHER | Other (specify) | Other (specify) - OTHER | Cause | RS
SPLKTSTN | Spill Kits Station | Spill Kits Station - SPLKTSTN | PRINSTAL | Poor Installation | Poor Installation - PRINSTAL | Cause | RS
SPLKTSTN | Spill Kits Station | Spill Kits Station - SPLKTSTN | PROCISSU | Procedure Issue | Procedure Issue - PROCISSU | Cause | RS
SPLKTSTN | Spill Kits Station | Spill Kits Station - SPLKTSTN | UTLFAIL | Utility Failure | Utility Failure - UTLFAIL | Cause | RS
SPLKTSTN | Spill Kits Station | Spill Kits Station - SPLKTSTN | VNDLSM | Vandalism | Vandalism - VNDLSM | Cause | RS
SPLKTSTN | Spill Kits Station | Spill Kits Station - SPLKTSTN | WORNCMPT | Defective/ Worn Component | Defective/ Worn Component - WORNCMPT | Cause | RS
SPLKTSTN | Spill Kits Station | Spill Kits Station - SPLKTSTN | ADJUSTD | Adjusted | Adjusted - ADJUSTD | Action | RS
SPLKTSTN | Spill Kits Station | Spill Kits Station - SPLKTSTN | DECOMM | Decommission | Decommission - DECOMM | Action | RS
SPLKTSTN | Spill Kits Station | Spill Kits Station - SPLKTSTN | DECONTME | Decontaminate | Decontaminate - DECONTME | Action | RS
SPLKTSTN | Spill Kits Station | Spill Kits Station - SPLKTSTN | DONOTHIN | Do Nothing | Do Nothing - DONOTHIN | Action | RS
SPLKTSTN | Spill Kits Station | Spill Kits Station - SPLKTSTN | LUBRCTE | Lubricate | Lubricate - LUBRCTE | Action | RS
SPLKTSTN | Spill Kits Station | Spill Kits Station - SPLKTSTN | OTHER | Other (specify) | Other (specify) - OTHER | Action | RS
SPLKTSTN | Spill Kits Station | Spill Kits Station - SPLKTSTN | RECALBRT | Recalibrate | Recalibrate - RECALBRT | Action | RS
SPLKTSTN | Spill Kits Station | Spill Kits Station - SPLKTSTN | REMVOBT | Remove Obstruction | Remove Obstruction - REMVOBT | Action | RS
SPLKTSTN | Spill Kits Station | Spill Kits Station - SPLKTSTN | REPCMPT | Repair Component | Repair Component - REPCMPT | Action | RS
SPLKTSTN | Spill Kits Station | Spill Kits Station - SPLKTSTN | REPLASS | Replace Asset | Replace Asset - REPLASS | Action | RS
SPLKTSTN | Spill Kits Station | Spill Kits Station - SPLKTSTN | REPLCMPT | Replace Component | Replace Component - REPLCMPT | Action | RS
SPLKTSTN | Spill Kits Station | Spill Kits Station - SPLKTSTN | REPRASS | Repair Asset | Repair Asset - REPRASS | Action | RS
SPLKTSTN | Spill Kits Station | Spill Kits Station - SPLKTSTN | UPGRADES | Upgrade | Upgrade - UPGRADES | Action | RS
SPRNKSYS | Sprinkler System | Sprinkler System - SPRNKSYS | ABNTEMP | Abnormal Temprature | Abnormal Temprature - ABNTEMP | Problem | RS
SPRNKSYS | Sprinkler System | Sprinkler System - SPRNKSYS | CORROS | Corrosion | Corrosion - CORROS | Problem | RS
SPRNKSYS | Sprinkler System | Sprinkler System - SPRNKSYS | ELECTRIP | Electrical Trip Out | Electrical Trip Out - ELECTRIP | Problem | RS
SPRNKSYS | Sprinkler System | Sprinkler System - SPRNKSYS | EXNOISE | Excessive Noise | Excessive Noise - EXNOISE | Problem | RS
SPRNKSYS | Sprinkler System | Sprinkler System - SPRNKSYS | EXVIBRTN | Excessive Vibration | Excessive Vibration - EXVIBRTN | Problem | RS
SPRNKSYS | Sprinkler System | Sprinkler System - SPRNKSYS | JAMMEDEQ | Jammed Equipment | Jammed Equipment - JAMMEDEQ | Problem | RS
SPRNKSYS | Sprinkler System | Sprinkler System - SPRNKSYS | LEAKING | Leaking | Leaking - LEAKING | Problem | RS
SPRNKSYS | Sprinkler System | Sprinkler System - SPRNKSYS | LOWPERF | Low Performance | Low Performance - LOWPERF | Problem | RS
SPRNKSYS | Sprinkler System | Sprinkler System - SPRNKSYS | NONOPER | Non-Operational | Non-Operational - NONOPER | Problem | RS
SPRNKSYS | Sprinkler System | Sprinkler System - SPRNKSYS | PHYDMGE | Physical Damage | Physical Damage - PHYDMGE | Problem | RS
SPRNKSYS | Sprinkler System | Sprinkler System - SPRNKSYS | UNSMELL | Unusual Smell | Unusual Smell - UNSMELL | Problem | RS
SPRNKSYS | Sprinkler System | Sprinkler System - SPRNKSYS | UNSMOKE | Unusual Smoke | Unusual Smoke - UNSMOKE | Problem | RS
SPRNKSYS | Sprinkler System | Sprinkler System - SPRNKSYS | SPKAFAIL | Sprinkler system water flow alarm device failed | Sprinkler system water flow alarm device failed - SPKAFAIL | Failure | RS
SPRNKSYS | Sprinkler System | Sprinkler System - SPRNKSYS | SPKGDET | Sprinkler system gauges for dry systems deteriorated | Sprinkler system gauges for dry systems deteriorated - SPKGDET | Failure | RS
SPRNKSYS | Sprinkler System | Sprinkler System - SPRNKSYS | SPKGFAIL | Sprinkler system gauges, control valves and main drain failed | Sprinkler system gauges, control valves and main drain failed - SPKGFAIL | Failure | RS
SPRNKSYS | Sprinkler System | Sprinkler System - SPRNKSYS | SPKSADEP | Sprinkler system antifreeze solution weakened or depleted | Sprinkler system antifreeze solution weakened or depleted - SPKSADEP | Failure | RS
SPRNKSYS | Sprinkler System | Sprinkler System - SPRNKSYS | SPKSDET | Sprinkler system deteriorated | Sprinkler system deteriorated - SPKSDET | Failure | RS
SPRNKSYS | Sprinkler System | Sprinkler System - SPRNKSYS | SPKSFAIL | Sprinkler system failed | Sprinkler system failed - SPKSFAIL | Failure | RS
SPRNKSYS | Sprinkler System | Sprinkler System - SPRNKSYS | SPKSGDET | Sprinkler gauges for wet, deluge systems and preaction systems deteriorated | Sprinkler gauges for wet, deluge systems and preaction systems deteriorated - SPKSGDET | Failure | RS
SPRNKSYS | Sprinkler System | Sprinkler System - SPRNKSYS | ACCIDENT | Accident | Accident - ACCIDENT | Cause | RS
SPRNKSYS | Sprinkler System | Sprinkler System - SPRNKSYS | ACCWEAR | Accelerated Wear | Accelerated Wear - ACCWEAR | Cause | RS
SPRNKSYS | Sprinkler System | Sprinkler System - SPRNKSYS | ACTGOD | Weather condition/Forces of nature or Act of God | Weather condition/Forces of nature or Act of God - ACTGOD | Cause | RS
SPRNKSYS | Sprinkler System | Sprinkler System - SPRNKSYS | CONTAM | Contamination | Contamination - CONTAM | Cause | RS
SPRNKSYS | Sprinkler System | Sprinkler System - SPRNKSYS | DEFASSET | Defective Asset | Defective Asset - DEFASSET | Cause | RS
SPRNKSYS | Sprinkler System | Sprinkler System - SPRNKSYS | EXLOAD | Excessive Load | Excessive Load - EXLOAD | Cause | RS
SPRNKSYS | Sprinkler System | Sprinkler System - SPRNKSYS | IMPRMNT | Improper Maintenance | Improper Maintenance - IMPRMNT | Cause | RS
SPRNKSYS | Sprinkler System | Sprinkler System - SPRNKSYS | INSLUBR | Insufficient Lubrication | Insufficient Lubrication - INSLUBR | Cause | RS
SPRNKSYS | Sprinkler System | Sprinkler System - SPRNKSYS | LACKTRN | Lack of/ Inadequate Training | Lack of/ Inadequate Training - LACKTRN | Cause | RS
SPRNKSYS | Sprinkler System | Sprinkler System - SPRNKSYS | MISSCMP | Loose/ Missing Component | Loose/ Missing Component - MISSCMP | Cause | RS
SPRNKSYS | Sprinkler System | Sprinkler System - SPRNKSYS | NRMWEAR | Normal Wear | Normal Wear - NRMWEAR | Cause | RS
SPRNKSYS | Sprinkler System | Sprinkler System - SPRNKSYS | OTHER | Other (specify) | Other (specify) - OTHER | Cause | RS
SPRNKSYS | Sprinkler System | Sprinkler System - SPRNKSYS | PRINSTAL | Poor Installation | Poor Installation - PRINSTAL | Cause | RS
SPRNKSYS | Sprinkler System | Sprinkler System - SPRNKSYS | PROCISSU | Procedure Issue | Procedure Issue - PROCISSU | Cause | RS
SPRNKSYS | Sprinkler System | Sprinkler System - SPRNKSYS | UTLFAIL | Utility Failure | Utility Failure - UTLFAIL | Cause | RS
SPRNKSYS | Sprinkler System | Sprinkler System - SPRNKSYS | VNDLSM | Vandalism | Vandalism - VNDLSM | Cause | RS
SPRNKSYS | Sprinkler System | Sprinkler System - SPRNKSYS | WORNCMPT | Defective/ Worn Component | Defective/ Worn Component - WORNCMPT | Cause | RS
SPRNKSYS | Sprinkler System | Sprinkler System - SPRNKSYS | ADJUSTD | Adjusted | Adjusted - ADJUSTD | Action | RS
SPRNKSYS | Sprinkler System | Sprinkler System - SPRNKSYS | DECOMM | Decommission | Decommission - DECOMM | Action | RS
SPRNKSYS | Sprinkler System | Sprinkler System - SPRNKSYS | DECONTME | Decontaminate | Decontaminate - DECONTME | Action | RS
SPRNKSYS | Sprinkler System | Sprinkler System - SPRNKSYS | DONOTHIN | Do Nothing | Do Nothing - DONOTHIN | Action | RS
SPRNKSYS | Sprinkler System | Sprinkler System - SPRNKSYS | LUBRCTE | Lubricate | Lubricate - LUBRCTE | Action | RS
SPRNKSYS | Sprinkler System | Sprinkler System - SPRNKSYS | OTHER | Other (specify) | Other (specify) - OTHER | Action | RS
SPRNKSYS | Sprinkler System | Sprinkler System - SPRNKSYS | RECALBRT | Recalibrate | Recalibrate - RECALBRT | Action | RS
SPRNKSYS | Sprinkler System | Sprinkler System - SPRNKSYS | REMVOBT | Remove Obstruction | Remove Obstruction - REMVOBT | Action | RS
SPRNKSYS | Sprinkler System | Sprinkler System - SPRNKSYS | REPCMPT | Repair Component | Repair Component - REPCMPT | Action | RS
SPRNKSYS | Sprinkler System | Sprinkler System - SPRNKSYS | REPLASS | Replace Asset | Replace Asset - REPLASS | Action | RS
SPRNKSYS | Sprinkler System | Sprinkler System - SPRNKSYS | REPLCMPT | Replace Component | Replace Component - REPLCMPT | Action | RS
SPRNKSYS | Sprinkler System | Sprinkler System - SPRNKSYS | REPRASS | Repair Asset | Repair Asset - REPRASS | Action | RS
SPRNKSYS | Sprinkler System | Sprinkler System - SPRNKSYS | UPGRADES | Upgrade | Upgrade - UPGRADES | Action | RS
SPSTRUCT | Superstructure | Superstructure - SPSTRUCT | ABNTEMP | Abnormal Temprature | Abnormal Temprature - ABNTEMP | Problem | RS
SPSTRUCT | Superstructure | Superstructure - SPSTRUCT | CORROS | Corrosion | Corrosion - CORROS | Problem | RS
SPSTRUCT | Superstructure | Superstructure - SPSTRUCT | ELECTRIP | Electrical Trip Out | Electrical Trip Out - ELECTRIP | Problem | RS
SPSTRUCT | Superstructure | Superstructure - SPSTRUCT | EXNOISE | Excessive Noise | Excessive Noise - EXNOISE | Problem | RS
SPSTRUCT | Superstructure | Superstructure - SPSTRUCT | EXVIBRTN | Excessive Vibration | Excessive Vibration - EXVIBRTN | Problem | RS
SPSTRUCT | Superstructure | Superstructure - SPSTRUCT | JAMMEDEQ | Jammed Equipment | Jammed Equipment - JAMMEDEQ | Problem | RS
SPSTRUCT | Superstructure | Superstructure - SPSTRUCT | LEAKING | Leaking | Leaking - LEAKING | Problem | RS
SPSTRUCT | Superstructure | Superstructure - SPSTRUCT | LOWPERF | Low Performance | Low Performance - LOWPERF | Problem | RS
SPSTRUCT | Superstructure | Superstructure - SPSTRUCT | NONOPER | Non-Operational | Non-Operational - NONOPER | Problem | RS
SPSTRUCT | Superstructure | Superstructure - SPSTRUCT | PHYDMGE | Physical Damage | Physical Damage - PHYDMGE | Problem | RS
SPSTRUCT | Superstructure | Superstructure - SPSTRUCT | UNSMELL | Unusual Smell | Unusual Smell - UNSMELL | Problem | RS
SPSTRUCT | Superstructure | Superstructure - SPSTRUCT | UNSMOKE | Unusual Smoke | Unusual Smoke - UNSMOKE | Problem | RS
SPSTRUCT | Superstructure (Structural Framing System - Above Grade) | Superstructure (Structural Framing System - Above Grade) - SPSTRUCT | ABNTEMP | Abnormal Temprature | Abnormal Temprature - ABNTEMP | Problem | RS
SPSTRUCT | Superstructure (Structural Framing System - Above Grade) | Superstructure (Structural Framing System - Above Grade) - SPSTRUCT | CORROS | Corrosion | Corrosion - CORROS | Problem | RS
SPSTRUCT | Superstructure (Structural Framing System - Above Grade) | Superstructure (Structural Framing System - Above Grade) - SPSTRUCT | ELECTRIP | Electrical Trip Out | Electrical Trip Out - ELECTRIP | Problem | RS
SPSTRUCT | Superstructure (Structural Framing System - Above Grade) | Superstructure (Structural Framing System - Above Grade) - SPSTRUCT | EXNOISE | Excessive Noise | Excessive Noise - EXNOISE | Problem | RS
SPSTRUCT | Superstructure (Structural Framing System - Above Grade) | Superstructure (Structural Framing System - Above Grade) - SPSTRUCT | EXVIBRTN | Excessive Vibration | Excessive Vibration - EXVIBRTN | Problem | RS
SPSTRUCT | Superstructure (Structural Framing System - Above Grade) | Superstructure (Structural Framing System - Above Grade) - SPSTRUCT | JAMMEDEQ | Jammed Equipment | Jammed Equipment - JAMMEDEQ | Problem | RS
SPSTRUCT | Superstructure (Structural Framing System - Above Grade) | Superstructure (Structural Framing System - Above Grade) - SPSTRUCT | LEAKING | Leaking | Leaking - LEAKING | Problem | RS
SPSTRUCT | Superstructure (Structural Framing System - Above Grade) | Superstructure (Structural Framing System - Above Grade) - SPSTRUCT | LOWPERF | Low Performance | Low Performance - LOWPERF | Problem | RS
SPSTRUCT | Superstructure (Structural Framing System - Above Grade) | Superstructure (Structural Framing System - Above Grade) - SPSTRUCT | NONOPER | Non-Operational | Non-Operational - NONOPER | Problem | RS
SPSTRUCT | Superstructure (Structural Framing System - Above Grade) | Superstructure (Structural Framing System - Above Grade) - SPSTRUCT | PHYDMGE | Physical Damage | Physical Damage - PHYDMGE | Problem | RS
SPSTRUCT | Superstructure (Structural Framing System - Above Grade) | Superstructure (Structural Framing System - Above Grade) - SPSTRUCT | UNSMELL | Unusual Smell | Unusual Smell - UNSMELL | Problem | RS
SPSTRUCT | Superstructure (Structural Framing System - Above Grade) | Superstructure (Structural Framing System - Above Grade) - SPSTRUCT | UNSMOKE | Unusual Smoke | Unusual Smoke - UNSMOKE | Problem | RS
SPSTRUCT | Superstructure | Superstructure - SPSTRUCT | SMPSSDET | Superstructure deteriorated | Superstructure deteriorated - SMPSSDET | Failure | RS
SPSTRUCT | Superstructure (Structural Framing System - Above Grade) | Superstructure (Structural Framing System - Above Grade) - SPSTRUCT | SMPSSDET | Superstructure deteriorated | Superstructure deteriorated - SMPSSDET | Failure | RS
SPSTRUCT | Superstructure | Superstructure - SPSTRUCT | ACCIDENT | Accident | Accident - ACCIDENT | Cause | RS
SPSTRUCT | Superstructure | Superstructure - SPSTRUCT | ACCWEAR | Accelerated Wear | Accelerated Wear - ACCWEAR | Cause | RS
SPSTRUCT | Superstructure | Superstructure - SPSTRUCT | ACTGOD | Weather condition/Forces of nature or Act of God | Weather condition/Forces of nature or Act of God - ACTGOD | Cause | RS
SPSTRUCT | Superstructure | Superstructure - SPSTRUCT | CONTAM | Contamination | Contamination - CONTAM | Cause | RS
SPSTRUCT | Superstructure | Superstructure - SPSTRUCT | DEFASSET | Defective Asset | Defective Asset - DEFASSET | Cause | RS
SPSTRUCT | Superstructure | Superstructure - SPSTRUCT | EXLOAD | Excessive Load | Excessive Load - EXLOAD | Cause | RS
SPSTRUCT | Superstructure | Superstructure - SPSTRUCT | IMPRMNT | Improper Maintenance | Improper Maintenance - IMPRMNT | Cause | RS
SPSTRUCT | Superstructure | Superstructure - SPSTRUCT | INSLUBR | Insufficient Lubrication | Insufficient Lubrication - INSLUBR | Cause | RS
SPSTRUCT | Superstructure | Superstructure - SPSTRUCT | LACKTRN | Lack of/ Inadequate Training | Lack of/ Inadequate Training - LACKTRN | Cause | RS
SPSTRUCT | Superstructure | Superstructure - SPSTRUCT | MISSCMP | Loose/ Missing Component | Loose/ Missing Component - MISSCMP | Cause | RS
SPSTRUCT | Superstructure | Superstructure - SPSTRUCT | NRMWEAR | Normal Wear | Normal Wear - NRMWEAR | Cause | RS
SPSTRUCT | Superstructure | Superstructure - SPSTRUCT | OTHER | Other (specify) | Other (specify) - OTHER | Cause | RS
SPSTRUCT | Superstructure | Superstructure - SPSTRUCT | PRINSTAL | Poor Installation | Poor Installation - PRINSTAL | Cause | RS
SPSTRUCT | Superstructure | Superstructure - SPSTRUCT | PROCISSU | Procedure Issue | Procedure Issue - PROCISSU | Cause | RS
SPSTRUCT | Superstructure | Superstructure - SPSTRUCT | UTLFAIL | Utility Failure | Utility Failure - UTLFAIL | Cause | RS
SPSTRUCT | Superstructure | Superstructure - SPSTRUCT | VNDLSM | Vandalism | Vandalism - VNDLSM | Cause | RS
SPSTRUCT | Superstructure | Superstructure - SPSTRUCT | WORNCMPT | Defective/ Worn Component | Defective/ Worn Component - WORNCMPT | Cause | RS
SPSTRUCT | Superstructure (Structural Framing System - Above Grade) | Superstructure (Structural Framing System - Above Grade) - SPSTRUCT | ACCIDENT | Accident | Accident - ACCIDENT | Cause | RS
SPSTRUCT | Superstructure (Structural Framing System - Above Grade) | Superstructure (Structural Framing System - Above Grade) - SPSTRUCT | ACCWEAR | Accelerated Wear | Accelerated Wear - ACCWEAR | Cause | RS
SPSTRUCT | Superstructure (Structural Framing System - Above Grade) | Superstructure (Structural Framing System - Above Grade) - SPSTRUCT | ACTGOD | Weather condition/Forces of nature or Act of God | Weather condition/Forces of nature or Act of God - ACTGOD | Cause | RS
SPSTRUCT | Superstructure (Structural Framing System - Above Grade) | Superstructure (Structural Framing System - Above Grade) - SPSTRUCT | CONTAM | Contamination | Contamination - CONTAM | Cause | RS
SPSTRUCT | Superstructure (Structural Framing System - Above Grade) | Superstructure (Structural Framing System - Above Grade) - SPSTRUCT | DEFASSET | Defective Asset | Defective Asset - DEFASSET | Cause | RS
SPSTRUCT | Superstructure (Structural Framing System - Above Grade) | Superstructure (Structural Framing System - Above Grade) - SPSTRUCT | EXLOAD | Excessive Load | Excessive Load - EXLOAD | Cause | RS
SPSTRUCT | Superstructure (Structural Framing System - Above Grade) | Superstructure (Structural Framing System - Above Grade) - SPSTRUCT | IMPRMNT | Improper Maintenance | Improper Maintenance - IMPRMNT | Cause | RS
SPSTRUCT | Superstructure (Structural Framing System - Above Grade) | Superstructure (Structural Framing System - Above Grade) - SPSTRUCT | INSLUBR | Insufficient Lubrication | Insufficient Lubrication - INSLUBR | Cause | RS
SPSTRUCT | Superstructure (Structural Framing System - Above Grade) | Superstructure (Structural Framing System - Above Grade) - SPSTRUCT | LACKTRN | Lack of/ Inadequate Training | Lack of/ Inadequate Training - LACKTRN | Cause | RS
SPSTRUCT | Superstructure (Structural Framing System - Above Grade) | Superstructure (Structural Framing System - Above Grade) - SPSTRUCT | MISSCMP | Loose/ Missing Component | Loose/ Missing Component - MISSCMP | Cause | RS
SPSTRUCT | Superstructure (Structural Framing System - Above Grade) | Superstructure (Structural Framing System - Above Grade) - SPSTRUCT | NRMWEAR | Normal Wear | Normal Wear - NRMWEAR | Cause | RS
SPSTRUCT | Superstructure (Structural Framing System - Above Grade) | Superstructure (Structural Framing System - Above Grade) - SPSTRUCT | OTHER | Other (specify) | Other (specify) - OTHER | Cause | RS
SPSTRUCT | Superstructure (Structural Framing System - Above Grade) | Superstructure (Structural Framing System - Above Grade) - SPSTRUCT | PRINSTAL | Poor Installation | Poor Installation - PRINSTAL | Cause | RS
SPSTRUCT | Superstructure (Structural Framing System - Above Grade) | Superstructure (Structural Framing System - Above Grade) - SPSTRUCT | PROCISSU | Procedure Issue | Procedure Issue - PROCISSU | Cause | RS
SPSTRUCT | Superstructure (Structural Framing System - Above Grade) | Superstructure (Structural Framing System - Above Grade) - SPSTRUCT | UTLFAIL | Utility Failure | Utility Failure - UTLFAIL | Cause | RS
SPSTRUCT | Superstructure (Structural Framing System - Above Grade) | Superstructure (Structural Framing System - Above Grade) - SPSTRUCT | VNDLSM | Vandalism | Vandalism - VNDLSM | Cause | RS
SPSTRUCT | Superstructure (Structural Framing System - Above Grade) | Superstructure (Structural Framing System - Above Grade) - SPSTRUCT | WORNCMPT | Defective/ Worn Component | Defective/ Worn Component - WORNCMPT | Cause | RS
SPSTRUCT | Superstructure | Superstructure - SPSTRUCT | ADJUSTD | Adjusted | Adjusted - ADJUSTD | Action | RS
SPSTRUCT | Superstructure | Superstructure - SPSTRUCT | DECOMM | Decommission | Decommission - DECOMM | Action | RS
SPSTRUCT | Superstructure | Superstructure - SPSTRUCT | DECONTME | Decontaminate | Decontaminate - DECONTME | Action | RS
SPSTRUCT | Superstructure | Superstructure - SPSTRUCT | DONOTHIN | Do Nothing | Do Nothing - DONOTHIN | Action | RS
SPSTRUCT | Superstructure | Superstructure - SPSTRUCT | LUBRCTE | Lubricate | Lubricate - LUBRCTE | Action | RS
SPSTRUCT | Superstructure | Superstructure - SPSTRUCT | OTHER | Other (specify) | Other (specify) - OTHER | Action | RS
SPSTRUCT | Superstructure | Superstructure - SPSTRUCT | RECALBRT | Recalibrate | Recalibrate - RECALBRT | Action | RS
SPSTRUCT | Superstructure | Superstructure - SPSTRUCT | REMVOBT | Remove Obstruction | Remove Obstruction - REMVOBT | Action | RS
SPSTRUCT | Superstructure | Superstructure - SPSTRUCT | REPCMPT | Repair Component | Repair Component - REPCMPT | Action | RS
SPSTRUCT | Superstructure | Superstructure - SPSTRUCT | REPLASS | Replace Asset | Replace Asset - REPLASS | Action | RS
SPSTRUCT | Superstructure | Superstructure - SPSTRUCT | REPLCMPT | Replace Component | Replace Component - REPLCMPT | Action | RS
SPSTRUCT | Superstructure | Superstructure - SPSTRUCT | REPRASS | Repair Asset | Repair Asset - REPRASS | Action | RS
SPSTRUCT | Superstructure | Superstructure - SPSTRUCT | UPGRADES | Upgrade | Upgrade - UPGRADES | Action | RS
SPSTRUCT | Superstructure (Structural Framing System - Above Grade) | Superstructure (Structural Framing System - Above Grade) - SPSTRUCT | ADJUSTD | Adjusted | Adjusted - ADJUSTD | Action | RS
SPSTRUCT | Superstructure (Structural Framing System - Above Grade) | Superstructure (Structural Framing System - Above Grade) - SPSTRUCT | DECOMM | Decommission | Decommission - DECOMM | Action | RS
SPSTRUCT | Superstructure (Structural Framing System - Above Grade) | Superstructure (Structural Framing System - Above Grade) - SPSTRUCT | DECONTME | Decontaminate | Decontaminate - DECONTME | Action | RS
SPSTRUCT | Superstructure (Structural Framing System - Above Grade) | Superstructure (Structural Framing System - Above Grade) - SPSTRUCT | DONOTHIN | Do Nothing | Do Nothing - DONOTHIN | Action | RS
SPSTRUCT | Superstructure (Structural Framing System - Above Grade) | Superstructure (Structural Framing System - Above Grade) - SPSTRUCT | LUBRCTE | Lubricate | Lubricate - LUBRCTE | Action | RS
SPSTRUCT | Superstructure (Structural Framing System - Above Grade) | Superstructure (Structural Framing System - Above Grade) - SPSTRUCT | OTHER | Other (specify) | Other (specify) - OTHER | Action | RS
SPSTRUCT | Superstructure (Structural Framing System - Above Grade) | Superstructure (Structural Framing System - Above Grade) - SPSTRUCT | RECALBRT | Recalibrate | Recalibrate - RECALBRT | Action | RS
SPSTRUCT | Superstructure (Structural Framing System - Above Grade) | Superstructure (Structural Framing System - Above Grade) - SPSTRUCT | REMVOBT | Remove Obstruction | Remove Obstruction - REMVOBT | Action | RS
SPSTRUCT | Superstructure (Structural Framing System - Above Grade) | Superstructure (Structural Framing System - Above Grade) - SPSTRUCT | REPCMPT | Repair Component | Repair Component - REPCMPT | Action | RS
SPSTRUCT | Superstructure (Structural Framing System - Above Grade) | Superstructure (Structural Framing System - Above Grade) - SPSTRUCT | REPLASS | Replace Asset | Replace Asset - REPLASS | Action | RS
SPSTRUCT | Superstructure (Structural Framing System - Above Grade) | Superstructure (Structural Framing System - Above Grade) - SPSTRUCT | REPLCMPT | Replace Component | Replace Component - REPLCMPT | Action | RS
SPSTRUCT | Superstructure (Structural Framing System - Above Grade) | Superstructure (Structural Framing System - Above Grade) - SPSTRUCT | REPRASS | Repair Asset | Repair Asset - REPRASS | Action | RS
SPSTRUCT | Superstructure (Structural Framing System - Above Grade) | Superstructure (Structural Framing System - Above Grade) - SPSTRUCT | UPGRADES | Upgrade | Upgrade - UPGRADES | Action | RS
STMDRTOR | Steam Deaerator | Steam Deaerator - STMDRTOR | ABNTEMP | Abnormal Temprature | Abnormal Temprature - ABNTEMP | Problem | RS
STMDRTOR | Steam Deaerator | Steam Deaerator - STMDRTOR | CORROS | Corrosion | Corrosion - CORROS | Problem | RS
STMDRTOR | Steam Deaerator | Steam Deaerator - STMDRTOR | ELECTRIP | Electrical Trip Out | Electrical Trip Out - ELECTRIP | Problem | RS
STMDRTOR | Steam Deaerator | Steam Deaerator - STMDRTOR | EXNOISE | Excessive Noise | Excessive Noise - EXNOISE | Problem | RS
STMDRTOR | Steam Deaerator | Steam Deaerator - STMDRTOR | EXVIBRTN | Excessive Vibration | Excessive Vibration - EXVIBRTN | Problem | RS
STMDRTOR | Steam Deaerator | Steam Deaerator - STMDRTOR | JAMMEDEQ | Jammed Equipment | Jammed Equipment - JAMMEDEQ | Problem | RS
STMDRTOR | Steam Deaerator | Steam Deaerator - STMDRTOR | LEAKING | Leaking | Leaking - LEAKING | Problem | RS
STMDRTOR | Steam Deaerator | Steam Deaerator - STMDRTOR | LOWPERF | Low Performance | Low Performance - LOWPERF | Problem | RS
STMDRTOR | Steam Deaerator | Steam Deaerator - STMDRTOR | NONOPER | Non-Operational | Non-Operational - NONOPER | Problem | RS
STMDRTOR | Steam Deaerator | Steam Deaerator - STMDRTOR | PHYDMGE | Physical Damage | Physical Damage - PHYDMGE | Problem | RS
STMDRTOR | Steam Deaerator | Steam Deaerator - STMDRTOR | UNSMELL | Unusual Smell | Unusual Smell - UNSMELL | Problem | RS
STMDRTOR | Steam Deaerator | Steam Deaerator - STMDRTOR | UNSMOKE | Unusual Smoke | Unusual Smoke - UNSMOKE | Problem | RS
STMDRTOR | Steam Deaerator | Steam Deaerator - STMDRTOR | AMPIFAIL | Aerator Main Pressure Indicator Sensor Failed | Aerator Main Pressure Indicator Sensor Failed - AMPIFAIL | Failure | RS
STMDRTOR | Steam Deaerator | Steam Deaerator - STMDRTOR | HPBRVFCL | High pressure blowdown steam deaerator relief valve failed closed | High pressure blowdown steam deaerator relief valve failed closed - HPBRVFCL | Failure | RS
STMDRTOR | Steam Deaerator | Steam Deaerator - STMDRTOR | STDIDET | Steam Deaerator Internally Deteriorated | Steam Deaerator Internally Deteriorated - STDIDET | Failure | RS
STMDRTOR | Steam Deaerator | Steam Deaerator - STMDRTOR | ACCIDENT | Accident | Accident - ACCIDENT | Cause | RS
STMDRTOR | Steam Deaerator | Steam Deaerator - STMDRTOR | ACCWEAR | Accelerated Wear | Accelerated Wear - ACCWEAR | Cause | RS
STMDRTOR | Steam Deaerator | Steam Deaerator - STMDRTOR | ACTGOD | Weather condition/Forces of nature or Act of God | Weather condition/Forces of nature or Act of God - ACTGOD | Cause | RS
STMDRTOR | Steam Deaerator | Steam Deaerator - STMDRTOR | CONTAM | Contamination | Contamination - CONTAM | Cause | RS
STMDRTOR | Steam Deaerator | Steam Deaerator - STMDRTOR | DEFASSET | Defective Asset | Defective Asset - DEFASSET | Cause | RS
STMDRTOR | Steam Deaerator | Steam Deaerator - STMDRTOR | EXLOAD | Excessive Load | Excessive Load - EXLOAD | Cause | RS
STMDRTOR | Steam Deaerator | Steam Deaerator - STMDRTOR | IMPRMNT | Improper Maintenance | Improper Maintenance - IMPRMNT | Cause | RS
STMDRTOR | Steam Deaerator | Steam Deaerator - STMDRTOR | INSLUBR | Insufficient Lubrication | Insufficient Lubrication - INSLUBR | Cause | RS
STMDRTOR | Steam Deaerator | Steam Deaerator - STMDRTOR | LACKTRN | Lack of/ Inadequate Training | Lack of/ Inadequate Training - LACKTRN | Cause | RS
STMDRTOR | Steam Deaerator | Steam Deaerator - STMDRTOR | MISSCMP | Loose/ Missing Component | Loose/ Missing Component - MISSCMP | Cause | RS
STMDRTOR | Steam Deaerator | Steam Deaerator - STMDRTOR | NRMWEAR | Normal Wear | Normal Wear - NRMWEAR | Cause | RS
STMDRTOR | Steam Deaerator | Steam Deaerator - STMDRTOR | OTHER | Other (specify) | Other (specify) - OTHER | Cause | RS
STMDRTOR | Steam Deaerator | Steam Deaerator - STMDRTOR | PRINSTAL | Poor Installation | Poor Installation - PRINSTAL | Cause | RS
STMDRTOR | Steam Deaerator | Steam Deaerator - STMDRTOR | PROCISSU | Procedure Issue | Procedure Issue - PROCISSU | Cause | RS
STMDRTOR | Steam Deaerator | Steam Deaerator - STMDRTOR | UTLFAIL | Utility Failure | Utility Failure - UTLFAIL | Cause | RS
STMDRTOR | Steam Deaerator | Steam Deaerator - STMDRTOR | VNDLSM | Vandalism | Vandalism - VNDLSM | Cause | RS
STMDRTOR | Steam Deaerator | Steam Deaerator - STMDRTOR | WORNCMPT | Defective/ Worn Component | Defective/ Worn Component - WORNCMPT | Cause | RS
STMDRTOR | Steam Deaerator | Steam Deaerator - STMDRTOR | ADJUSTD | Adjusted | Adjusted - ADJUSTD | Action | RS
STMDRTOR | Steam Deaerator | Steam Deaerator - STMDRTOR | DECOMM | Decommission | Decommission - DECOMM | Action | RS
STMDRTOR | Steam Deaerator | Steam Deaerator - STMDRTOR | DECONTME | Decontaminate | Decontaminate - DECONTME | Action | RS
STMDRTOR | Steam Deaerator | Steam Deaerator - STMDRTOR | DONOTHIN | Do Nothing | Do Nothing - DONOTHIN | Action | RS
STMDRTOR | Steam Deaerator | Steam Deaerator - STMDRTOR | LUBRCTE | Lubricate | Lubricate - LUBRCTE | Action | RS
STMDRTOR | Steam Deaerator | Steam Deaerator - STMDRTOR | OTHER | Other (specify) | Other (specify) - OTHER | Action | RS
STMDRTOR | Steam Deaerator | Steam Deaerator - STMDRTOR | RECALBRT | Recalibrate | Recalibrate - RECALBRT | Action | RS
STMDRTOR | Steam Deaerator | Steam Deaerator - STMDRTOR | REMVOBT | Remove Obstruction | Remove Obstruction - REMVOBT | Action | RS
STMDRTOR | Steam Deaerator | Steam Deaerator - STMDRTOR | REPCMPT | Repair Component | Repair Component - REPCMPT | Action | RS
STMDRTOR | Steam Deaerator | Steam Deaerator - STMDRTOR | REPLASS | Replace Asset | Replace Asset - REPLASS | Action | RS
STMDRTOR | Steam Deaerator | Steam Deaerator - STMDRTOR | REPLCMPT | Replace Component | Replace Component - REPLCMPT | Action | RS
STMDRTOR | Steam Deaerator | Steam Deaerator - STMDRTOR | REPRASS | Repair Asset | Repair Asset - REPRASS | Action | RS
STMDRTOR | Steam Deaerator | Steam Deaerator - STMDRTOR | UPGRADES | Upgrade | Upgrade - UPGRADES | Action | RS
STMFTANK | Steam Flash Tank | Steam Flash Tank - STMFTANK | ABNTEMP | Abnormal Temprature | Abnormal Temprature - ABNTEMP | Problem | RS
STMFTANK | Steam Flash Tank | Steam Flash Tank - STMFTANK | CORROS | Corrosion | Corrosion - CORROS | Problem | RS
STMFTANK | Steam Flash Tank | Steam Flash Tank - STMFTANK | ELECTRIP | Electrical Trip Out | Electrical Trip Out - ELECTRIP | Problem | RS
STMFTANK | Steam Flash Tank | Steam Flash Tank - STMFTANK | EXNOISE | Excessive Noise | Excessive Noise - EXNOISE | Problem | RS
STMFTANK | Steam Flash Tank | Steam Flash Tank - STMFTANK | EXVIBRTN | Excessive Vibration | Excessive Vibration - EXVIBRTN | Problem | RS
STMFTANK | Steam Flash Tank | Steam Flash Tank - STMFTANK | JAMMEDEQ | Jammed Equipment | Jammed Equipment - JAMMEDEQ | Problem | RS
STMFTANK | Steam Flash Tank | Steam Flash Tank - STMFTANK | LEAKING | Leaking | Leaking - LEAKING | Problem | RS
STMFTANK | Steam Flash Tank | Steam Flash Tank - STMFTANK | LOWPERF | Low Performance | Low Performance - LOWPERF | Problem | RS
STMFTANK | Steam Flash Tank | Steam Flash Tank - STMFTANK | NONOPER | Non-Operational | Non-Operational - NONOPER | Problem | RS
STMFTANK | Steam Flash Tank | Steam Flash Tank - STMFTANK | PHYDMGE | Physical Damage | Physical Damage - PHYDMGE | Problem | RS
STMFTANK | Steam Flash Tank | Steam Flash Tank - STMFTANK | UNSMELL | Unusual Smell | Unusual Smell - UNSMELL | Problem | RS
STMFTANK | Steam Flash Tank | Steam Flash Tank - STMFTANK | UNSMOKE | Unusual Smoke | Unusual Smoke - UNSMOKE | Problem | RS
STMFTANK | Steam Flash Tank | Steam Flash Tank - STMFTANK | FTCSCONT | Flash Tank Condensate Level Sight Glass Contaminated | Flash Tank Condensate Level Sight Glass Contaminated - FTCSCONT | Failure | RS
STMFTANK | Steam Flash Tank | Steam Flash Tank - STMFTANK | HPBRVCL | High pressure blowdown flash tank relief valve failed closed | High pressure blowdown flash tank relief valve failed closed - HPBRVCL | Failure | RS
STMFTANK | Steam Flash Tank | Steam Flash Tank - STMFTANK | SFTKEDET | Steam Flash Tank Externally Deteriorated | Steam Flash Tank Externally Deteriorated - SFTKEDET | Failure | RS
STMFTANK | Steam Flash Tank | Steam Flash Tank - STMFTANK | SFTKFDET | Steam Flash Tank Float Deteriorated | Steam Flash Tank Float Deteriorated - SFTKFDET | Failure | RS
STMFTANK | Steam Flash Tank | Steam Flash Tank - STMFTANK | ACCIDENT | Accident | Accident - ACCIDENT | Cause | RS
STMFTANK | Steam Flash Tank | Steam Flash Tank - STMFTANK | ACCWEAR | Accelerated Wear | Accelerated Wear - ACCWEAR | Cause | RS
STMFTANK | Steam Flash Tank | Steam Flash Tank - STMFTANK | ACTGOD | Weather condition/Forces of nature or Act of God | Weather condition/Forces of nature or Act of God - ACTGOD | Cause | RS
STMFTANK | Steam Flash Tank | Steam Flash Tank - STMFTANK | CONTAM | Contamination | Contamination - CONTAM | Cause | RS
STMFTANK | Steam Flash Tank | Steam Flash Tank - STMFTANK | DEFASSET | Defective Asset | Defective Asset - DEFASSET | Cause | RS
STMFTANK | Steam Flash Tank | Steam Flash Tank - STMFTANK | EXLOAD | Excessive Load | Excessive Load - EXLOAD | Cause | RS
STMFTANK | Steam Flash Tank | Steam Flash Tank - STMFTANK | IMPRMNT | Improper Maintenance | Improper Maintenance - IMPRMNT | Cause | RS
STMFTANK | Steam Flash Tank | Steam Flash Tank - STMFTANK | INSLUBR | Insufficient Lubrication | Insufficient Lubrication - INSLUBR | Cause | RS
STMFTANK | Steam Flash Tank | Steam Flash Tank - STMFTANK | LACKTRN | Lack of/ Inadequate Training | Lack of/ Inadequate Training - LACKTRN | Cause | RS
STMFTANK | Steam Flash Tank | Steam Flash Tank - STMFTANK | MISSCMP | Loose/ Missing Component | Loose/ Missing Component - MISSCMP | Cause | RS
STMFTANK | Steam Flash Tank | Steam Flash Tank - STMFTANK | NRMWEAR | Normal Wear | Normal Wear - NRMWEAR | Cause | RS
STMFTANK | Steam Flash Tank | Steam Flash Tank - STMFTANK | OTHER | Other (specify) | Other (specify) - OTHER | Cause | RS
STMFTANK | Steam Flash Tank | Steam Flash Tank - STMFTANK | PRINSTAL | Poor Installation | Poor Installation - PRINSTAL | Cause | RS
STMFTANK | Steam Flash Tank | Steam Flash Tank - STMFTANK | PROCISSU | Procedure Issue | Procedure Issue - PROCISSU | Cause | RS
STMFTANK | Steam Flash Tank | Steam Flash Tank - STMFTANK | UTLFAIL | Utility Failure | Utility Failure - UTLFAIL | Cause | RS
STMFTANK | Steam Flash Tank | Steam Flash Tank - STMFTANK | VNDLSM | Vandalism | Vandalism - VNDLSM | Cause | RS
STMFTANK | Steam Flash Tank | Steam Flash Tank - STMFTANK | WORNCMPT | Defective/ Worn Component | Defective/ Worn Component - WORNCMPT | Cause | RS
STMFTANK | Steam Flash Tank | Steam Flash Tank - STMFTANK | ADJUSTD | Adjusted | Adjusted - ADJUSTD | Action | RS
STMFTANK | Steam Flash Tank | Steam Flash Tank - STMFTANK | DECOMM | Decommission | Decommission - DECOMM | Action | RS
STMFTANK | Steam Flash Tank | Steam Flash Tank - STMFTANK | DECONTME | Decontaminate | Decontaminate - DECONTME | Action | RS
STMFTANK | Steam Flash Tank | Steam Flash Tank - STMFTANK | DONOTHIN | Do Nothing | Do Nothing - DONOTHIN | Action | RS
STMFTANK | Steam Flash Tank | Steam Flash Tank - STMFTANK | LUBRCTE | Lubricate | Lubricate - LUBRCTE | Action | RS
STMFTANK | Steam Flash Tank | Steam Flash Tank - STMFTANK | OTHER | Other (specify) | Other (specify) - OTHER | Action | RS
STMFTANK | Steam Flash Tank | Steam Flash Tank - STMFTANK | RECALBRT | Recalibrate | Recalibrate - RECALBRT | Action | RS
STMFTANK | Steam Flash Tank | Steam Flash Tank - STMFTANK | REMVOBT | Remove Obstruction | Remove Obstruction - REMVOBT | Action | RS
STMFTANK | Steam Flash Tank | Steam Flash Tank - STMFTANK | REPCMPT | Repair Component | Repair Component - REPCMPT | Action | RS
STMFTANK | Steam Flash Tank | Steam Flash Tank - STMFTANK | REPLASS | Replace Asset | Replace Asset - REPLASS | Action | RS
STMFTANK | Steam Flash Tank | Steam Flash Tank - STMFTANK | REPLCMPT | Replace Component | Replace Component - REPLCMPT | Action | RS
STMFTANK | Steam Flash Tank | Steam Flash Tank - STMFTANK | REPRASS | Repair Asset | Repair Asset - REPRASS | Action | RS
STMFTANK | Steam Flash Tank | Steam Flash Tank - STMFTANK | UPGRADES | Upgrade | Upgrade - UPGRADES | Action | RS
STNDPSYS | Standpipe System | Standpipe System - STNDPSYS | ABNTEMP | Abnormal Temprature | Abnormal Temprature - ABNTEMP | Problem | RS
STNDPSYS | Standpipe System | Standpipe System - STNDPSYS | CORROS | Corrosion | Corrosion - CORROS | Problem | RS
STNDPSYS | Standpipe System | Standpipe System - STNDPSYS | ELECTRIP | Electrical Trip Out | Electrical Trip Out - ELECTRIP | Problem | RS
STNDPSYS | Standpipe System | Standpipe System - STNDPSYS | EXNOISE | Excessive Noise | Excessive Noise - EXNOISE | Problem | RS
STNDPSYS | Standpipe System | Standpipe System - STNDPSYS | EXVIBRTN | Excessive Vibration | Excessive Vibration - EXVIBRTN | Problem | RS
STNDPSYS | Standpipe System | Standpipe System - STNDPSYS | JAMMEDEQ | Jammed Equipment | Jammed Equipment - JAMMEDEQ | Problem | RS
STNDPSYS | Standpipe System | Standpipe System - STNDPSYS | LEAKING | Leaking | Leaking - LEAKING | Problem | RS
STNDPSYS | Standpipe System | Standpipe System - STNDPSYS | LOWPERF | Low Performance | Low Performance - LOWPERF | Problem | RS
STNDPSYS | Standpipe System | Standpipe System - STNDPSYS | NONOPER | Non-Operational | Non-Operational - NONOPER | Problem | RS
STNDPSYS | Standpipe System | Standpipe System - STNDPSYS | PHYDMGE | Physical Damage | Physical Damage - PHYDMGE | Problem | RS
STNDPSYS | Standpipe System | Standpipe System - STNDPSYS | UNSMELL | Unusual Smell | Unusual Smell - UNSMELL | Problem | RS
STNDPSYS | Standpipe System | Standpipe System - STNDPSYS | UNSMOKE | Unusual Smoke | Unusual Smoke - UNSMOKE | Problem | RS
STNDPSYS | Standpipe System | Standpipe System - STNDPSYS | DSPSFAIL | Dry standpipe system pressure failed | Dry standpipe system pressure failed - DSPSFAIL | Failure | RS
STNDPSYS | Standpipe System | Standpipe System - STNDPSYS | SPSHFAIL | Standpipe system hydrostatic capability failed | Standpipe system hydrostatic capability failed - SPSHFAIL | Failure | RS
STNDPSYS | Standpipe System | Standpipe System - STNDPSYS | SPSSDET | Standpipe system deteriorated | Standpipe system deteriorated - SPSSDET | Failure | RS
STNDPSYS | Standpipe System | Standpipe System - STNDPSYS | STPSCOND | Standpipe system condensation | Standpipe system condensation - STPSCOND | Failure | RS
STNDPSYS | Standpipe System | Standpipe System - STNDPSYS | STPSFAIL | Standpipe system water flow alarm failed | Standpipe system water flow alarm failed - STPSFAIL | Failure | RS
STNDPSYS | Standpipe System | Standpipe System - STNDPSYS | ACCIDENT | Accident | Accident - ACCIDENT | Cause | RS
STNDPSYS | Standpipe System | Standpipe System - STNDPSYS | ACCWEAR | Accelerated Wear | Accelerated Wear - ACCWEAR | Cause | RS
STNDPSYS | Standpipe System | Standpipe System - STNDPSYS | ACTGOD | Weather condition/Forces of nature or Act of God | Weather condition/Forces of nature or Act of God - ACTGOD | Cause | RS
STNDPSYS | Standpipe System | Standpipe System - STNDPSYS | CONTAM | Contamination | Contamination - CONTAM | Cause | RS
STNDPSYS | Standpipe System | Standpipe System - STNDPSYS | DEFASSET | Defective Asset | Defective Asset - DEFASSET | Cause | RS
STNDPSYS | Standpipe System | Standpipe System - STNDPSYS | EXLOAD | Excessive Load | Excessive Load - EXLOAD | Cause | RS
STNDPSYS | Standpipe System | Standpipe System - STNDPSYS | IMPRMNT | Improper Maintenance | Improper Maintenance - IMPRMNT | Cause | RS
STNDPSYS | Standpipe System | Standpipe System - STNDPSYS | INSLUBR | Insufficient Lubrication | Insufficient Lubrication - INSLUBR | Cause | RS
STNDPSYS | Standpipe System | Standpipe System - STNDPSYS | LACKTRN | Lack of/ Inadequate Training | Lack of/ Inadequate Training - LACKTRN | Cause | RS
STNDPSYS | Standpipe System | Standpipe System - STNDPSYS | MISSCMP | Loose/ Missing Component | Loose/ Missing Component - MISSCMP | Cause | RS
STNDPSYS | Standpipe System | Standpipe System - STNDPSYS | NRMWEAR | Normal Wear | Normal Wear - NRMWEAR | Cause | RS
STNDPSYS | Standpipe System | Standpipe System - STNDPSYS | OTHER | Other (specify) | Other (specify) - OTHER | Cause | RS
STNDPSYS | Standpipe System | Standpipe System - STNDPSYS | PRINSTAL | Poor Installation | Poor Installation - PRINSTAL | Cause | RS
STNDPSYS | Standpipe System | Standpipe System - STNDPSYS | PROCISSU | Procedure Issue | Procedure Issue - PROCISSU | Cause | RS
STNDPSYS | Standpipe System | Standpipe System - STNDPSYS | UTLFAIL | Utility Failure | Utility Failure - UTLFAIL | Cause | RS
STNDPSYS | Standpipe System | Standpipe System - STNDPSYS | VNDLSM | Vandalism | Vandalism - VNDLSM | Cause | RS
STNDPSYS | Standpipe System | Standpipe System - STNDPSYS | WORNCMPT | Defective/ Worn Component | Defective/ Worn Component - WORNCMPT | Cause | RS
STNDPSYS | Standpipe System | Standpipe System - STNDPSYS | ADJUSTD | Adjusted | Adjusted - ADJUSTD | Action | RS
STNDPSYS | Standpipe System | Standpipe System - STNDPSYS | DECOMM | Decommission | Decommission - DECOMM | Action | RS
STNDPSYS | Standpipe System | Standpipe System - STNDPSYS | DECONTME | Decontaminate | Decontaminate - DECONTME | Action | RS
STNDPSYS | Standpipe System | Standpipe System - STNDPSYS | DONOTHIN | Do Nothing | Do Nothing - DONOTHIN | Action | RS
STNDPSYS | Standpipe System | Standpipe System - STNDPSYS | LUBRCTE | Lubricate | Lubricate - LUBRCTE | Action | RS
STNDPSYS | Standpipe System | Standpipe System - STNDPSYS | OTHER | Other (specify) | Other (specify) - OTHER | Action | RS
STNDPSYS | Standpipe System | Standpipe System - STNDPSYS | RECALBRT | Recalibrate | Recalibrate - RECALBRT | Action | RS
STNDPSYS | Standpipe System | Standpipe System - STNDPSYS | REMVOBT | Remove Obstruction | Remove Obstruction - REMVOBT | Action | RS
STNDPSYS | Standpipe System | Standpipe System - STNDPSYS | REPCMPT | Repair Component | Repair Component - REPCMPT | Action | RS
STNDPSYS | Standpipe System | Standpipe System - STNDPSYS | REPLASS | Replace Asset | Replace Asset - REPLASS | Action | RS
STNDPSYS | Standpipe System | Standpipe System - STNDPSYS | REPLCMPT | Replace Component | Replace Component - REPLCMPT | Action | RS
STNDPSYS | Standpipe System | Standpipe System - STNDPSYS | REPRASS | Repair Asset | Repair Asset - REPRASS | Action | RS
STNDPSYS | Standpipe System | Standpipe System - STNDPSYS | UPGRADES | Upgrade | Upgrade - UPGRADES | Action | RS
STORTNK | Storage Tank | Storage Tank - STORTNK | ABNTEMP | Abnormal Temprature | Abnormal Temprature - ABNTEMP | Problem | RS
STORTNK | Storage Tank | Storage Tank - STORTNK | CORROS | Corrosion | Corrosion - CORROS | Problem | RS
STORTNK | Storage Tank | Storage Tank - STORTNK | ELECTRIP | Electrical Trip Out | Electrical Trip Out - ELECTRIP | Problem | RS
STORTNK | Storage Tank | Storage Tank - STORTNK | EXNOISE | Excessive Noise | Excessive Noise - EXNOISE | Problem | RS
STORTNK | Storage Tank | Storage Tank - STORTNK | EXVIBRTN | Excessive Vibration | Excessive Vibration - EXVIBRTN | Problem | RS
STORTNK | Storage Tank | Storage Tank - STORTNK | JAMMEDEQ | Jammed Equipment | Jammed Equipment - JAMMEDEQ | Problem | RS
STORTNK | Storage Tank | Storage Tank - STORTNK | LEAKING | Leaking | Leaking - LEAKING | Problem | RS
STORTNK | Storage Tank | Storage Tank - STORTNK | LOWPERF | Low Performance | Low Performance - LOWPERF | Problem | RS
STORTNK | Storage Tank | Storage Tank - STORTNK | NONOPER | Non-Operational | Non-Operational - NONOPER | Problem | RS
STORTNK | Storage Tank | Storage Tank - STORTNK | PHYDMGE | Physical Damage | Physical Damage - PHYDMGE | Problem | RS
STORTNK | Storage Tank | Storage Tank - STORTNK | UNSMELL | Unusual Smell | Unusual Smell - UNSMELL | Problem | RS
STORTNK | Storage Tank | Storage Tank - STORTNK | UNSMOKE | Unusual Smoke | Unusual Smoke - UNSMOKE | Problem | RS
STORTNK | Storage Tank | Storage Tank - STORTNK | GLSTOVER | Glycol storage tank overfilled | Glycol storage tank overfilled - GLSTOVER | Failure | RS
STORTNK | Storage Tank | Storage Tank - STORTNK | OTKDET | Oil underground single wall storage tank deteriorated | Oil underground single wall storage tank deteriorated - OTKDET | Failure | RS
STORTNK | Storage Tank | Storage Tank - STORTNK | STTKDET | Storage tank deteriorated | Storage tank deteriorated - STTKDET | Failure | RS
STORTNK | Storage Tank | Storage Tank - STORTNK | UTKDWDET | Underground double wall storage tank deteriorated | Underground double wall storage tank deteriorated - UTKDWDET | Failure | RS
STORTNK | Storage Tank | Storage Tank - STORTNK | WPSTOVER | Waste oil storage tank overfilled | Waste oil storage tank overfilled - WPSTOVER | Failure | RS
STORTNK | Storage Tank | Storage Tank - STORTNK | WTTKDET | Water/ICE underground storage tank deteriorated | Water/ICE underground storage tank deteriorated - WTTKDET | Failure | RS
STORTNK | Storage Tank | Storage Tank - STORTNK | ACCIDENT | Accident | Accident - ACCIDENT | Cause | RS
STORTNK | Storage Tank | Storage Tank - STORTNK | ACCWEAR | Accelerated Wear | Accelerated Wear - ACCWEAR | Cause | RS
STORTNK | Storage Tank | Storage Tank - STORTNK | ACTGOD | Weather condition/Forces of nature or Act of God | Weather condition/Forces of nature or Act of God - ACTGOD | Cause | RS
STORTNK | Storage Tank | Storage Tank - STORTNK | CONTAM | Contamination | Contamination - CONTAM | Cause | RS
STORTNK | Storage Tank | Storage Tank - STORTNK | DEFASSET | Defective Asset | Defective Asset - DEFASSET | Cause | RS
STORTNK | Storage Tank | Storage Tank - STORTNK | EXLOAD | Excessive Load | Excessive Load - EXLOAD | Cause | RS
STORTNK | Storage Tank | Storage Tank - STORTNK | IMPRMNT | Improper Maintenance | Improper Maintenance - IMPRMNT | Cause | RS
STORTNK | Storage Tank | Storage Tank - STORTNK | INSLUBR | Insufficient Lubrication | Insufficient Lubrication - INSLUBR | Cause | RS
STORTNK | Storage Tank | Storage Tank - STORTNK | LACKTRN | Lack of/ Inadequate Training | Lack of/ Inadequate Training - LACKTRN | Cause | RS
STORTNK | Storage Tank | Storage Tank - STORTNK | MISSCMP | Loose/ Missing Component | Loose/ Missing Component - MISSCMP | Cause | RS
STORTNK | Storage Tank | Storage Tank - STORTNK | NRMWEAR | Normal Wear | Normal Wear - NRMWEAR | Cause | RS
STORTNK | Storage Tank | Storage Tank - STORTNK | OTHER | Other (specify) | Other (specify) - OTHER | Cause | RS
STORTNK | Storage Tank | Storage Tank - STORTNK | PRINSTAL | Poor Installation | Poor Installation - PRINSTAL | Cause | RS
STORTNK | Storage Tank | Storage Tank - STORTNK | PROCISSU | Procedure Issue | Procedure Issue - PROCISSU | Cause | RS
STORTNK | Storage Tank | Storage Tank - STORTNK | UTLFAIL | Utility Failure | Utility Failure - UTLFAIL | Cause | RS
STORTNK | Storage Tank | Storage Tank - STORTNK | VNDLSM | Vandalism | Vandalism - VNDLSM | Cause | RS
STORTNK | Storage Tank | Storage Tank - STORTNK | WORNCMPT | Defective/ Worn Component | Defective/ Worn Component - WORNCMPT | Cause | RS
STORTNK | Storage Tank | Storage Tank - STORTNK | ADJUSTD | Adjusted | Adjusted - ADJUSTD | Action | RS
STORTNK | Storage Tank | Storage Tank - STORTNK | DECOMM | Decommission | Decommission - DECOMM | Action | RS
STORTNK | Storage Tank | Storage Tank - STORTNK | DECONTME | Decontaminate | Decontaminate - DECONTME | Action | RS
STORTNK | Storage Tank | Storage Tank - STORTNK | DONOTHIN | Do Nothing | Do Nothing - DONOTHIN | Action | RS
STORTNK | Storage Tank | Storage Tank - STORTNK | LUBRCTE | Lubricate | Lubricate - LUBRCTE | Action | RS
STORTNK | Storage Tank | Storage Tank - STORTNK | OTHER | Other (specify) | Other (specify) - OTHER | Action | RS
STORTNK | Storage Tank | Storage Tank - STORTNK | RECALBRT | Recalibrate | Recalibrate - RECALBRT | Action | RS
STORTNK | Storage Tank | Storage Tank - STORTNK | REMVOBT | Remove Obstruction | Remove Obstruction - REMVOBT | Action | RS
STORTNK | Storage Tank | Storage Tank - STORTNK | REPCMPT | Repair Component | Repair Component - REPCMPT | Action | RS
STORTNK | Storage Tank | Storage Tank - STORTNK | REPLASS | Replace Asset | Replace Asset - REPLASS | Action | RS
STORTNK | Storage Tank | Storage Tank - STORTNK | REPLCMPT | Replace Component | Replace Component - REPLCMPT | Action | RS
STORTNK | Storage Tank | Storage Tank - STORTNK | REPRASS | Repair Asset | Repair Asset - REPRASS | Action | RS
STORTNK | Storage Tank | Storage Tank - STORTNK | UPGRADES | Upgrade | Upgrade - UPGRADES | Action | RS
STRCEPTR | Stormceptor | Stormceptor - STRCEPTR | ABNTEMP | Abnormal Temprature | Abnormal Temprature - ABNTEMP | Problem | RS
STRCEPTR | Stormceptor | Stormceptor - STRCEPTR | CORROS | Corrosion | Corrosion - CORROS | Problem | RS
STRCEPTR | Stormceptor | Stormceptor - STRCEPTR | ELECTRIP | Electrical Trip Out | Electrical Trip Out - ELECTRIP | Problem | RS
STRCEPTR | Stormceptor | Stormceptor - STRCEPTR | EXNOISE | Excessive Noise | Excessive Noise - EXNOISE | Problem | RS
STRCEPTR | Stormceptor | Stormceptor - STRCEPTR | EXVIBRTN | Excessive Vibration | Excessive Vibration - EXVIBRTN | Problem | RS
STRCEPTR | Stormceptor | Stormceptor - STRCEPTR | JAMMEDEQ | Jammed Equipment | Jammed Equipment - JAMMEDEQ | Problem | RS
STRCEPTR | Stormceptor | Stormceptor - STRCEPTR | LEAKING | Leaking | Leaking - LEAKING | Problem | RS
STRCEPTR | Stormceptor | Stormceptor - STRCEPTR | LOWPERF | Low Performance | Low Performance - LOWPERF | Problem | RS
STRCEPTR | Stormceptor | Stormceptor - STRCEPTR | NONOPER | Non-Operational | Non-Operational - NONOPER | Problem | RS
STRCEPTR | Stormceptor | Stormceptor - STRCEPTR | PHYDMGE | Physical Damage | Physical Damage - PHYDMGE | Problem | RS
STRCEPTR | Stormceptor | Stormceptor - STRCEPTR | UNSMELL | Unusual Smell | Unusual Smell - UNSMELL | Problem | RS
STRCEPTR | Stormceptor | Stormceptor - STRCEPTR | UNSMOKE | Unusual Smoke | Unusual Smoke - UNSMOKE | Problem | RS
STRCEPTR | Stormceptor | Stormceptor - STRCEPTR | ACCIDENT | Accident | Accident - ACCIDENT | Cause | RS
STRCEPTR | Stormceptor | Stormceptor - STRCEPTR | ACCWEAR | Accelerated Wear | Accelerated Wear - ACCWEAR | Cause | RS
STRCEPTR | Stormceptor | Stormceptor - STRCEPTR | ACTGOD | Weather condition/Forces of nature or Act of God | Weather condition/Forces of nature or Act of God - ACTGOD | Cause | RS
STRCEPTR | Stormceptor | Stormceptor - STRCEPTR | CONTAM | Contamination | Contamination - CONTAM | Cause | RS
STRCEPTR | Stormceptor | Stormceptor - STRCEPTR | DEFASSET | Defective Asset | Defective Asset - DEFASSET | Cause | RS
STRCEPTR | Stormceptor | Stormceptor - STRCEPTR | EXLOAD | Excessive Load | Excessive Load - EXLOAD | Cause | RS
STRCEPTR | Stormceptor | Stormceptor - STRCEPTR | IMPRMNT | Improper Maintenance | Improper Maintenance - IMPRMNT | Cause | RS
STRCEPTR | Stormceptor | Stormceptor - STRCEPTR | INSLUBR | Insufficient Lubrication | Insufficient Lubrication - INSLUBR | Cause | RS
STRCEPTR | Stormceptor | Stormceptor - STRCEPTR | LACKTRN | Lack of/ Inadequate Training | Lack of/ Inadequate Training - LACKTRN | Cause | RS
STRCEPTR | Stormceptor | Stormceptor - STRCEPTR | MISSCMP | Loose/ Missing Component | Loose/ Missing Component - MISSCMP | Cause | RS
STRCEPTR | Stormceptor | Stormceptor - STRCEPTR | NRMWEAR | Normal Wear | Normal Wear - NRMWEAR | Cause | RS
STRCEPTR | Stormceptor | Stormceptor - STRCEPTR | OTHER | Other (specify) | Other (specify) - OTHER | Cause | RS
STRCEPTR | Stormceptor | Stormceptor - STRCEPTR | PRINSTAL | Poor Installation | Poor Installation - PRINSTAL | Cause | RS
STRCEPTR | Stormceptor | Stormceptor - STRCEPTR | PROCISSU | Procedure Issue | Procedure Issue - PROCISSU | Cause | RS
STRCEPTR | Stormceptor | Stormceptor - STRCEPTR | UTLFAIL | Utility Failure | Utility Failure - UTLFAIL | Cause | RS
STRCEPTR | Stormceptor | Stormceptor - STRCEPTR | VNDLSM | Vandalism | Vandalism - VNDLSM | Cause | RS
STRCEPTR | Stormceptor | Stormceptor - STRCEPTR | WORNCMPT | Defective/ Worn Component | Defective/ Worn Component - WORNCMPT | Cause | RS
STRCEPTR | Stormceptor | Stormceptor - STRCEPTR | ADJUSTD | Adjusted | Adjusted - ADJUSTD | Action | RS
STRCEPTR | Stormceptor | Stormceptor - STRCEPTR | DECOMM | Decommission | Decommission - DECOMM | Action | RS
STRCEPTR | Stormceptor | Stormceptor - STRCEPTR | DECONTME | Decontaminate | Decontaminate - DECONTME | Action | RS
STRCEPTR | Stormceptor | Stormceptor - STRCEPTR | DONOTHIN | Do Nothing | Do Nothing - DONOTHIN | Action | RS
STRCEPTR | Stormceptor | Stormceptor - STRCEPTR | LUBRCTE | Lubricate | Lubricate - LUBRCTE | Action | RS
STRCEPTR | Stormceptor | Stormceptor - STRCEPTR | OTHER | Other (specify) | Other (specify) - OTHER | Action | RS
STRCEPTR | Stormceptor | Stormceptor - STRCEPTR | RECALBRT | Recalibrate | Recalibrate - RECALBRT | Action | RS
STRCEPTR | Stormceptor | Stormceptor - STRCEPTR | REMVOBT | Remove Obstruction | Remove Obstruction - REMVOBT | Action | RS
STRCEPTR | Stormceptor | Stormceptor - STRCEPTR | REPCMPT | Repair Component | Repair Component - REPCMPT | Action | RS
STRCEPTR | Stormceptor | Stormceptor - STRCEPTR | REPLASS | Replace Asset | Replace Asset - REPLASS | Action | RS
STRCEPTR | Stormceptor | Stormceptor - STRCEPTR | REPLCMPT | Replace Component | Replace Component - REPLCMPT | Action | RS
STRCEPTR | Stormceptor | Stormceptor - STRCEPTR | REPRASS | Repair Asset | Repair Asset - REPRASS | Action | RS
STRCEPTR | Stormceptor | Stormceptor - STRCEPTR | UPGRADES | Upgrade | Upgrade - UPGRADES | Action | RS
STRN | Strainer | Strainer - STRN | ABNTEMP | Abnormal Temprature | Abnormal Temprature - ABNTEMP | Problem | RS
STRN | Strainer | Strainer - STRN | CORROS | Corrosion | Corrosion - CORROS | Problem | RS
STRN | Strainer | Strainer - STRN | ELECTRIP | Electrical Trip Out | Electrical Trip Out - ELECTRIP | Problem | RS
STRN | Strainer | Strainer - STRN | EXNOISE | Excessive Noise | Excessive Noise - EXNOISE | Problem | RS
STRN | Strainer | Strainer - STRN | EXVIBRTN | Excessive Vibration | Excessive Vibration - EXVIBRTN | Problem | RS
STRN | Strainer | Strainer - STRN | JAMMEDEQ | Jammed Equipment | Jammed Equipment - JAMMEDEQ | Problem | RS
STRN | Strainer | Strainer - STRN | LEAKING | Leaking | Leaking - LEAKING | Problem | RS
STRN | Strainer | Strainer - STRN | LOWPERF | Low Performance | Low Performance - LOWPERF | Problem | RS
STRN | Strainer | Strainer - STRN | NONOPER | Non-Operational | Non-Operational - NONOPER | Problem | RS
STRN | Strainer | Strainer - STRN | PHYDMGE | Physical Damage | Physical Damage - PHYDMGE | Problem | RS
STRN | Strainer | Strainer - STRN | UNSMELL | Unusual Smell | Unusual Smell - UNSMELL | Problem | RS
STRN | Strainer | Strainer - STRN | UNSMOKE | Unusual Smoke | Unusual Smoke - UNSMOKE | Problem | RS
STRN | Strainer (>75mm) | Strainer (>75mm) - STRN | ABNTEMP | Abnormal Temprature | Abnormal Temprature - ABNTEMP | Problem | RS
STRN | Strainer (>75mm) | Strainer (>75mm) - STRN | CORROS | Corrosion | Corrosion - CORROS | Problem | RS
STRN | Strainer (>75mm) | Strainer (>75mm) - STRN | ELECTRIP | Electrical Trip Out | Electrical Trip Out - ELECTRIP | Problem | RS
STRN | Strainer (>75mm) | Strainer (>75mm) - STRN | EXNOISE | Excessive Noise | Excessive Noise - EXNOISE | Problem | RS
STRN | Strainer (>75mm) | Strainer (>75mm) - STRN | EXVIBRTN | Excessive Vibration | Excessive Vibration - EXVIBRTN | Problem | RS
STRN | Strainer (>75mm) | Strainer (>75mm) - STRN | JAMMEDEQ | Jammed Equipment | Jammed Equipment - JAMMEDEQ | Problem | RS
STRN | Strainer (>75mm) | Strainer (>75mm) - STRN | LEAKING | Leaking | Leaking - LEAKING | Problem | RS
STRN | Strainer (>75mm) | Strainer (>75mm) - STRN | LOWPERF | Low Performance | Low Performance - LOWPERF | Problem | RS
STRN | Strainer (>75mm) | Strainer (>75mm) - STRN | NONOPER | Non-Operational | Non-Operational - NONOPER | Problem | RS
STRN | Strainer (>75mm) | Strainer (>75mm) - STRN | PHYDMGE | Physical Damage | Physical Damage - PHYDMGE | Problem | RS
STRN | Strainer (>75mm) | Strainer (>75mm) - STRN | UNSMELL | Unusual Smell | Unusual Smell - UNSMELL | Problem | RS
STRN | Strainer (>75mm) | Strainer (>75mm) - STRN | UNSMOKE | Unusual Smoke | Unusual Smoke - UNSMOKE | Problem | RS
STRN | Strainer | Strainer - STRN | STRNCONT | Strainer contaminated | Strainer contaminated - STRNCONT | Failure | RS
STRN | Strainer | Strainer - STRN | STRNDET | Strainer components deteriorated | Strainer components deteriorated - STRNDET | Failure | RS
STRN | Strainer (>75mm) | Strainer (>75mm) - STRN | STRNCONT | Strainer contaminated | Strainer contaminated - STRNCONT | Failure | RS
STRN | Strainer (>75mm) | Strainer (>75mm) - STRN | STRNDET | Strainer components deteriorated | Strainer components deteriorated - STRNDET | Failure | RS
STRN | Strainer | Strainer - STRN | ACCIDENT | Accident | Accident - ACCIDENT | Cause | RS
STRN | Strainer | Strainer - STRN | ACCWEAR | Accelerated Wear | Accelerated Wear - ACCWEAR | Cause | RS
STRN | Strainer | Strainer - STRN | ACTGOD | Weather condition/Forces of nature or Act of God | Weather condition/Forces of nature or Act of God - ACTGOD | Cause | RS
STRN | Strainer | Strainer - STRN | CONTAM | Contamination | Contamination - CONTAM | Cause | RS
STRN | Strainer | Strainer - STRN | DEFASSET | Defective Asset | Defective Asset - DEFASSET | Cause | RS
STRN | Strainer | Strainer - STRN | EXLOAD | Excessive Load | Excessive Load - EXLOAD | Cause | RS
STRN | Strainer | Strainer - STRN | IMPRMNT | Improper Maintenance | Improper Maintenance - IMPRMNT | Cause | RS
STRN | Strainer | Strainer - STRN | INSLUBR | Insufficient Lubrication | Insufficient Lubrication - INSLUBR | Cause | RS
STRN | Strainer | Strainer - STRN | LACKTRN | Lack of/ Inadequate Training | Lack of/ Inadequate Training - LACKTRN | Cause | RS
STRN | Strainer | Strainer - STRN | MISSCMP | Loose/ Missing Component | Loose/ Missing Component - MISSCMP | Cause | RS
STRN | Strainer | Strainer - STRN | NRMWEAR | Normal Wear | Normal Wear - NRMWEAR | Cause | RS
STRN | Strainer | Strainer - STRN | OTHER | Other (specify) | Other (specify) - OTHER | Cause | RS
STRN | Strainer | Strainer - STRN | PRINSTAL | Poor Installation | Poor Installation - PRINSTAL | Cause | RS
STRN | Strainer | Strainer - STRN | PROCISSU | Procedure Issue | Procedure Issue - PROCISSU | Cause | RS
STRN | Strainer | Strainer - STRN | UTLFAIL | Utility Failure | Utility Failure - UTLFAIL | Cause | RS
STRN | Strainer | Strainer - STRN | VNDLSM | Vandalism | Vandalism - VNDLSM | Cause | RS
STRN | Strainer | Strainer - STRN | WORNCMPT | Defective/ Worn Component | Defective/ Worn Component - WORNCMPT | Cause | RS
STRN | Strainer (>75mm) | Strainer (>75mm) - STRN | ACCIDENT | Accident | Accident - ACCIDENT | Cause | RS
STRN | Strainer (>75mm) | Strainer (>75mm) - STRN | ACCWEAR | Accelerated Wear | Accelerated Wear - ACCWEAR | Cause | RS
STRN | Strainer (>75mm) | Strainer (>75mm) - STRN | ACTGOD | Weather condition/Forces of nature or Act of God | Weather condition/Forces of nature or Act of God - ACTGOD | Cause | RS
STRN | Strainer (>75mm) | Strainer (>75mm) - STRN | CONTAM | Contamination | Contamination - CONTAM | Cause | RS
STRN | Strainer (>75mm) | Strainer (>75mm) - STRN | DEFASSET | Defective Asset | Defective Asset - DEFASSET | Cause | RS
STRN | Strainer (>75mm) | Strainer (>75mm) - STRN | EXLOAD | Excessive Load | Excessive Load - EXLOAD | Cause | RS
STRN | Strainer (>75mm) | Strainer (>75mm) - STRN | IMPRMNT | Improper Maintenance | Improper Maintenance - IMPRMNT | Cause | RS
STRN | Strainer (>75mm) | Strainer (>75mm) - STRN | INSLUBR | Insufficient Lubrication | Insufficient Lubrication - INSLUBR | Cause | RS
STRN | Strainer (>75mm) | Strainer (>75mm) - STRN | LACKTRN | Lack of/ Inadequate Training | Lack of/ Inadequate Training - LACKTRN | Cause | RS
STRN | Strainer (>75mm) | Strainer (>75mm) - STRN | MISSCMP | Loose/ Missing Component | Loose/ Missing Component - MISSCMP | Cause | RS
STRN | Strainer (>75mm) | Strainer (>75mm) - STRN | NRMWEAR | Normal Wear | Normal Wear - NRMWEAR | Cause | RS
STRN | Strainer (>75mm) | Strainer (>75mm) - STRN | OTHER | Other (specify) | Other (specify) - OTHER | Cause | RS
STRN | Strainer (>75mm) | Strainer (>75mm) - STRN | PRINSTAL | Poor Installation | Poor Installation - PRINSTAL | Cause | RS
STRN | Strainer (>75mm) | Strainer (>75mm) - STRN | PROCISSU | Procedure Issue | Procedure Issue - PROCISSU | Cause | RS
STRN | Strainer (>75mm) | Strainer (>75mm) - STRN | UTLFAIL | Utility Failure | Utility Failure - UTLFAIL | Cause | RS
STRN | Strainer (>75mm) | Strainer (>75mm) - STRN | VNDLSM | Vandalism | Vandalism - VNDLSM | Cause | RS
STRN | Strainer (>75mm) | Strainer (>75mm) - STRN | WORNCMPT | Defective/ Worn Component | Defective/ Worn Component - WORNCMPT | Cause | RS
STRN | Strainer | Strainer - STRN | ADJUSTD | Adjusted | Adjusted - ADJUSTD | Action | RS
STRN | Strainer | Strainer - STRN | DECOMM | Decommission | Decommission - DECOMM | Action | RS
STRN | Strainer | Strainer - STRN | DECONTME | Decontaminate | Decontaminate - DECONTME | Action | RS
STRN | Strainer | Strainer - STRN | DONOTHIN | Do Nothing | Do Nothing - DONOTHIN | Action | RS
STRN | Strainer | Strainer - STRN | LUBRCTE | Lubricate | Lubricate - LUBRCTE | Action | RS
STRN | Strainer | Strainer - STRN | OTHER | Other (specify) | Other (specify) - OTHER | Action | RS
STRN | Strainer | Strainer - STRN | RECALBRT | Recalibrate | Recalibrate - RECALBRT | Action | RS
STRN | Strainer | Strainer - STRN | REMVOBT | Remove Obstruction | Remove Obstruction - REMVOBT | Action | RS
STRN | Strainer | Strainer - STRN | REPCMPT | Repair Component | Repair Component - REPCMPT | Action | RS
STRN | Strainer | Strainer - STRN | REPLASS | Replace Asset | Replace Asset - REPLASS | Action | RS
STRN | Strainer | Strainer - STRN | REPLCMPT | Replace Component | Replace Component - REPLCMPT | Action | RS
STRN | Strainer | Strainer - STRN | REPRASS | Repair Asset | Repair Asset - REPRASS | Action | RS
STRN | Strainer | Strainer - STRN | UPGRADES | Upgrade | Upgrade - UPGRADES | Action | RS
STRN | Strainer (>75mm) | Strainer (>75mm) - STRN | ADJUSTD | Adjusted | Adjusted - ADJUSTD | Action | RS
STRN | Strainer (>75mm) | Strainer (>75mm) - STRN | DECOMM | Decommission | Decommission - DECOMM | Action | RS
STRN | Strainer (>75mm) | Strainer (>75mm) - STRN | DECONTME | Decontaminate | Decontaminate - DECONTME | Action | RS
STRN | Strainer (>75mm) | Strainer (>75mm) - STRN | DONOTHIN | Do Nothing | Do Nothing - DONOTHIN | Action | RS
STRN | Strainer (>75mm) | Strainer (>75mm) - STRN | LUBRCTE | Lubricate | Lubricate - LUBRCTE | Action | RS
STRN | Strainer (>75mm) | Strainer (>75mm) - STRN | OTHER | Other (specify) | Other (specify) - OTHER | Action | RS
STRN | Strainer (>75mm) | Strainer (>75mm) - STRN | RECALBRT | Recalibrate | Recalibrate - RECALBRT | Action | RS
STRN | Strainer (>75mm) | Strainer (>75mm) - STRN | REMVOBT | Remove Obstruction | Remove Obstruction - REMVOBT | Action | RS
STRN | Strainer (>75mm) | Strainer (>75mm) - STRN | REPCMPT | Repair Component | Repair Component - REPCMPT | Action | RS
STRN | Strainer (>75mm) | Strainer (>75mm) - STRN | REPLASS | Replace Asset | Replace Asset - REPLASS | Action | RS
STRN | Strainer (>75mm) | Strainer (>75mm) - STRN | REPLCMPT | Replace Component | Replace Component - REPLCMPT | Action | RS
STRN | Strainer (>75mm) | Strainer (>75mm) - STRN | REPRASS | Repair Asset | Repair Asset - REPRASS | Action | RS
STRN | Strainer (>75mm) | Strainer (>75mm) - STRN | UPGRADES | Upgrade | Upgrade - UPGRADES | Action | RS
STRWY | Stairway | Stairway - STRWY | ABNTEMP | Abnormal Temprature | Abnormal Temprature - ABNTEMP | Problem | RS
STRWY | Stairway | Stairway - STRWY | CORROS | Corrosion | Corrosion - CORROS | Problem | RS
STRWY | Stairway | Stairway - STRWY | ELECTRIP | Electrical Trip Out | Electrical Trip Out - ELECTRIP | Problem | RS
STRWY | Stairway | Stairway - STRWY | EXNOISE | Excessive Noise | Excessive Noise - EXNOISE | Problem | RS
STRWY | Stairway | Stairway - STRWY | EXVIBRTN | Excessive Vibration | Excessive Vibration - EXVIBRTN | Problem | RS
STRWY | Stairway | Stairway - STRWY | JAMMEDEQ | Jammed Equipment | Jammed Equipment - JAMMEDEQ | Problem | RS
STRWY | Stairway | Stairway - STRWY | LEAKING | Leaking | Leaking - LEAKING | Problem | RS
STRWY | Stairway | Stairway - STRWY | LOWPERF | Low Performance | Low Performance - LOWPERF | Problem | RS
STRWY | Stairway | Stairway - STRWY | NONOPER | Non-Operational | Non-Operational - NONOPER | Problem | RS
STRWY | Stairway | Stairway - STRWY | PHYDMGE | Physical Damage | Physical Damage - PHYDMGE | Problem | RS
STRWY | Stairway | Stairway - STRWY | UNSMELL | Unusual Smell | Unusual Smell - UNSMELL | Problem | RS
STRWY | Stairway | Stairway - STRWY | UNSMOKE | Unusual Smoke | Unusual Smoke - UNSMOKE | Problem | RS
STRWY | Stairway | Stairway - STRWY | STRWDET | Stairway stringers, treads, or landings deteriorated | Stairway stringers, treads, or landings deteriorated - STRWDET | Failure | RS
STRWY | Stairway | Stairway - STRWY | ACCIDENT | Accident | Accident - ACCIDENT | Cause | RS
STRWY | Stairway | Stairway - STRWY | ACCWEAR | Accelerated Wear | Accelerated Wear - ACCWEAR | Cause | RS
STRWY | Stairway | Stairway - STRWY | ACTGOD | Weather condition/Forces of nature or Act of God | Weather condition/Forces of nature or Act of God - ACTGOD | Cause | RS
STRWY | Stairway | Stairway - STRWY | CONTAM | Contamination | Contamination - CONTAM | Cause | RS
STRWY | Stairway | Stairway - STRWY | DEFASSET | Defective Asset | Defective Asset - DEFASSET | Cause | RS
STRWY | Stairway | Stairway - STRWY | EXLOAD | Excessive Load | Excessive Load - EXLOAD | Cause | RS
STRWY | Stairway | Stairway - STRWY | IMPRMNT | Improper Maintenance | Improper Maintenance - IMPRMNT | Cause | RS
STRWY | Stairway | Stairway - STRWY | INSLUBR | Insufficient Lubrication | Insufficient Lubrication - INSLUBR | Cause | RS
STRWY | Stairway | Stairway - STRWY | LACKTRN | Lack of/ Inadequate Training | Lack of/ Inadequate Training - LACKTRN | Cause | RS
STRWY | Stairway | Stairway - STRWY | MISSCMP | Loose/ Missing Component | Loose/ Missing Component - MISSCMP | Cause | RS
STRWY | Stairway | Stairway - STRWY | NRMWEAR | Normal Wear | Normal Wear - NRMWEAR | Cause | RS
STRWY | Stairway | Stairway - STRWY | OTHER | Other (specify) | Other (specify) - OTHER | Cause | RS
STRWY | Stairway | Stairway - STRWY | PRINSTAL | Poor Installation | Poor Installation - PRINSTAL | Cause | RS
STRWY | Stairway | Stairway - STRWY | PROCISSU | Procedure Issue | Procedure Issue - PROCISSU | Cause | RS
STRWY | Stairway | Stairway - STRWY | UTLFAIL | Utility Failure | Utility Failure - UTLFAIL | Cause | RS
STRWY | Stairway | Stairway - STRWY | VNDLSM | Vandalism | Vandalism - VNDLSM | Cause | RS
STRWY | Stairway | Stairway - STRWY | WORNCMPT | Defective/ Worn Component | Defective/ Worn Component - WORNCMPT | Cause | RS
STRWY | Stairway | Stairway - STRWY | ADJUSTD | Adjusted | Adjusted - ADJUSTD | Action | RS
STRWY | Stairway | Stairway - STRWY | DECOMM | Decommission | Decommission - DECOMM | Action | RS
STRWY | Stairway | Stairway - STRWY | DECONTME | Decontaminate | Decontaminate - DECONTME | Action | RS
STRWY | Stairway | Stairway - STRWY | DONOTHIN | Do Nothing | Do Nothing - DONOTHIN | Action | RS
STRWY | Stairway | Stairway - STRWY | LUBRCTE | Lubricate | Lubricate - LUBRCTE | Action | RS
STRWY | Stairway | Stairway - STRWY | OTHER | Other (specify) | Other (specify) - OTHER | Action | RS
STRWY | Stairway | Stairway - STRWY | RECALBRT | Recalibrate | Recalibrate - RECALBRT | Action | RS
STRWY | Stairway | Stairway - STRWY | REMVOBT | Remove Obstruction | Remove Obstruction - REMVOBT | Action | RS
STRWY | Stairway | Stairway - STRWY | REPCMPT | Repair Component | Repair Component - REPCMPT | Action | RS
STRWY | Stairway | Stairway - STRWY | REPLASS | Replace Asset | Replace Asset - REPLASS | Action | RS
STRWY | Stairway | Stairway - STRWY | REPLCMPT | Replace Component | Replace Component - REPLCMPT | Action | RS
STRWY | Stairway | Stairway - STRWY | REPRASS | Repair Asset | Repair Asset - REPRASS | Action | RS
STRWY | Stairway | Stairway - STRWY | UPGRADES | Upgrade | Upgrade - UPGRADES | Action | RS
SUBSRFCS | Subsurface Stormwater Control System | Subsurface Stormwater Control System - SUBSRFCS | ABNTEMP | Abnormal Temprature | Abnormal Temprature - ABNTEMP | Problem | RS
SUBSRFCS | Subsurface Stormwater Control System | Subsurface Stormwater Control System - SUBSRFCS | CORROS | Corrosion | Corrosion - CORROS | Problem | RS
SUBSRFCS | Subsurface Stormwater Control System | Subsurface Stormwater Control System - SUBSRFCS | ELECTRIP | Electrical Trip Out | Electrical Trip Out - ELECTRIP | Problem | RS
SUBSRFCS | Subsurface Stormwater Control System | Subsurface Stormwater Control System - SUBSRFCS | EXNOISE | Excessive Noise | Excessive Noise - EXNOISE | Problem | RS
SUBSRFCS | Subsurface Stormwater Control System | Subsurface Stormwater Control System - SUBSRFCS | EXVIBRTN | Excessive Vibration | Excessive Vibration - EXVIBRTN | Problem | RS
SUBSRFCS | Subsurface Stormwater Control System | Subsurface Stormwater Control System - SUBSRFCS | JAMMEDEQ | Jammed Equipment | Jammed Equipment - JAMMEDEQ | Problem | RS
SUBSRFCS | Subsurface Stormwater Control System | Subsurface Stormwater Control System - SUBSRFCS | LEAKING | Leaking | Leaking - LEAKING | Problem | RS
SUBSRFCS | Subsurface Stormwater Control System | Subsurface Stormwater Control System - SUBSRFCS | LOWPERF | Low Performance | Low Performance - LOWPERF | Problem | RS
SUBSRFCS | Subsurface Stormwater Control System | Subsurface Stormwater Control System - SUBSRFCS | NONOPER | Non-Operational | Non-Operational - NONOPER | Problem | RS
SUBSRFCS | Subsurface Stormwater Control System | Subsurface Stormwater Control System - SUBSRFCS | PHYDMGE | Physical Damage | Physical Damage - PHYDMGE | Problem | RS
SUBSRFCS | Subsurface Stormwater Control System | Subsurface Stormwater Control System - SUBSRFCS | UNSMELL | Unusual Smell | Unusual Smell - UNSMELL | Problem | RS
SUBSRFCS | Subsurface Stormwater Control System | Subsurface Stormwater Control System - SUBSRFCS | UNSMOKE | Unusual Smoke | Unusual Smoke - UNSMOKE | Problem | RS
SUBSRFCS | Surface Stormwater Control | Surface Stormwater Control - SUBSRFCS | ABNTEMP | Abnormal Temprature | Abnormal Temprature - ABNTEMP | Problem | RS
SUBSRFCS | Surface Stormwater Control | Surface Stormwater Control - SUBSRFCS | CORROS | Corrosion | Corrosion - CORROS | Problem | RS
SUBSRFCS | Surface Stormwater Control | Surface Stormwater Control - SUBSRFCS | ELECTRIP | Electrical Trip Out | Electrical Trip Out - ELECTRIP | Problem | RS
SUBSRFCS | Surface Stormwater Control | Surface Stormwater Control - SUBSRFCS | EXNOISE | Excessive Noise | Excessive Noise - EXNOISE | Problem | RS
SUBSRFCS | Surface Stormwater Control | Surface Stormwater Control - SUBSRFCS | EXVIBRTN | Excessive Vibration | Excessive Vibration - EXVIBRTN | Problem | RS
SUBSRFCS | Surface Stormwater Control | Surface Stormwater Control - SUBSRFCS | JAMMEDEQ | Jammed Equipment | Jammed Equipment - JAMMEDEQ | Problem | RS
SUBSRFCS | Surface Stormwater Control | Surface Stormwater Control - SUBSRFCS | LEAKING | Leaking | Leaking - LEAKING | Problem | RS
SUBSRFCS | Surface Stormwater Control | Surface Stormwater Control - SUBSRFCS | LOWPERF | Low Performance | Low Performance - LOWPERF | Problem | RS
SUBSRFCS | Surface Stormwater Control | Surface Stormwater Control - SUBSRFCS | NONOPER | Non-Operational | Non-Operational - NONOPER | Problem | RS
SUBSRFCS | Surface Stormwater Control | Surface Stormwater Control - SUBSRFCS | PHYDMGE | Physical Damage | Physical Damage - PHYDMGE | Problem | RS
SUBSRFCS | Surface Stormwater Control | Surface Stormwater Control - SUBSRFCS | UNSMELL | Unusual Smell | Unusual Smell - UNSMELL | Problem | RS
SUBSRFCS | Surface Stormwater Control | Surface Stormwater Control - SUBSRFCS | UNSMOKE | Unusual Smoke | Unusual Smoke - UNSMOKE | Problem | RS
SUBSRFCS | Subsurface Stormwater Control System | Subsurface Stormwater Control System - SUBSRFCS | SSWCSDET | Subsurface Storm water Control System Contaminated | Subsurface Storm water Control System Contaminated - SSWCSDET | Failure | RS
SUBSRFCS | Surface Stormwater Control | Surface Stormwater Control - SUBSRFCS | SSWCSDET | Subsurface Storm water Control System Contaminated | Subsurface Storm water Control System Contaminated - SSWCSDET | Failure | RS
SUBSRFCS | Subsurface Stormwater Control System | Subsurface Stormwater Control System - SUBSRFCS | ACCIDENT | Accident | Accident - ACCIDENT | Cause | RS
SUBSRFCS | Subsurface Stormwater Control System | Subsurface Stormwater Control System - SUBSRFCS | ACCWEAR | Accelerated Wear | Accelerated Wear - ACCWEAR | Cause | RS
SUBSRFCS | Subsurface Stormwater Control System | Subsurface Stormwater Control System - SUBSRFCS | ACTGOD | Weather condition/Forces of nature or Act of God | Weather condition/Forces of nature or Act of God - ACTGOD | Cause | RS
SUBSRFCS | Subsurface Stormwater Control System | Subsurface Stormwater Control System - SUBSRFCS | CONTAM | Contamination | Contamination - CONTAM | Cause | RS
SUBSRFCS | Subsurface Stormwater Control System | Subsurface Stormwater Control System - SUBSRFCS | DEFASSET | Defective Asset | Defective Asset - DEFASSET | Cause | RS
SUBSRFCS | Subsurface Stormwater Control System | Subsurface Stormwater Control System - SUBSRFCS | EXLOAD | Excessive Load | Excessive Load - EXLOAD | Cause | RS
SUBSRFCS | Subsurface Stormwater Control System | Subsurface Stormwater Control System - SUBSRFCS | IMPRMNT | Improper Maintenance | Improper Maintenance - IMPRMNT | Cause | RS
SUBSRFCS | Subsurface Stormwater Control System | Subsurface Stormwater Control System - SUBSRFCS | INSLUBR | Insufficient Lubrication | Insufficient Lubrication - INSLUBR | Cause | RS
SUBSRFCS | Subsurface Stormwater Control System | Subsurface Stormwater Control System - SUBSRFCS | LACKTRN | Lack of/ Inadequate Training | Lack of/ Inadequate Training - LACKTRN | Cause | RS
SUBSRFCS | Subsurface Stormwater Control System | Subsurface Stormwater Control System - SUBSRFCS | MISSCMP | Loose/ Missing Component | Loose/ Missing Component - MISSCMP | Cause | RS
SUBSRFCS | Subsurface Stormwater Control System | Subsurface Stormwater Control System - SUBSRFCS | NRMWEAR | Normal Wear | Normal Wear - NRMWEAR | Cause | RS
SUBSRFCS | Subsurface Stormwater Control System | Subsurface Stormwater Control System - SUBSRFCS | OTHER | Other (specify) | Other (specify) - OTHER | Cause | RS
SUBSRFCS | Subsurface Stormwater Control System | Subsurface Stormwater Control System - SUBSRFCS | PRINSTAL | Poor Installation | Poor Installation - PRINSTAL | Cause | RS
SUBSRFCS | Subsurface Stormwater Control System | Subsurface Stormwater Control System - SUBSRFCS | PROCISSU | Procedure Issue | Procedure Issue - PROCISSU | Cause | RS
SUBSRFCS | Subsurface Stormwater Control System | Subsurface Stormwater Control System - SUBSRFCS | UTLFAIL | Utility Failure | Utility Failure - UTLFAIL | Cause | RS
SUBSRFCS | Subsurface Stormwater Control System | Subsurface Stormwater Control System - SUBSRFCS | VNDLSM | Vandalism | Vandalism - VNDLSM | Cause | RS
SUBSRFCS | Subsurface Stormwater Control System | Subsurface Stormwater Control System - SUBSRFCS | WORNCMPT | Defective/ Worn Component | Defective/ Worn Component - WORNCMPT | Cause | RS
SUBSRFCS | Surface Stormwater Control | Surface Stormwater Control - SUBSRFCS | ACCIDENT | Accident | Accident - ACCIDENT | Cause | RS
SUBSRFCS | Surface Stormwater Control | Surface Stormwater Control - SUBSRFCS | ACCWEAR | Accelerated Wear | Accelerated Wear - ACCWEAR | Cause | RS
SUBSRFCS | Surface Stormwater Control | Surface Stormwater Control - SUBSRFCS | ACTGOD | Weather condition/Forces of nature or Act of God | Weather condition/Forces of nature or Act of God - ACTGOD | Cause | RS
SUBSRFCS | Surface Stormwater Control | Surface Stormwater Control - SUBSRFCS | CONTAM | Contamination | Contamination - CONTAM | Cause | RS
SUBSRFCS | Surface Stormwater Control | Surface Stormwater Control - SUBSRFCS | DEFASSET | Defective Asset | Defective Asset - DEFASSET | Cause | RS
SUBSRFCS | Surface Stormwater Control | Surface Stormwater Control - SUBSRFCS | EXLOAD | Excessive Load | Excessive Load - EXLOAD | Cause | RS
SUBSRFCS | Surface Stormwater Control | Surface Stormwater Control - SUBSRFCS | IMPRMNT | Improper Maintenance | Improper Maintenance - IMPRMNT | Cause | RS
SUBSRFCS | Surface Stormwater Control | Surface Stormwater Control - SUBSRFCS | INSLUBR | Insufficient Lubrication | Insufficient Lubrication - INSLUBR | Cause | RS
SUBSRFCS | Surface Stormwater Control | Surface Stormwater Control - SUBSRFCS | LACKTRN | Lack of/ Inadequate Training | Lack of/ Inadequate Training - LACKTRN | Cause | RS
SUBSRFCS | Surface Stormwater Control | Surface Stormwater Control - SUBSRFCS | MISSCMP | Loose/ Missing Component | Loose/ Missing Component - MISSCMP | Cause | RS
SUBSRFCS | Surface Stormwater Control | Surface Stormwater Control - SUBSRFCS | NRMWEAR | Normal Wear | Normal Wear - NRMWEAR | Cause | RS
SUBSRFCS | Surface Stormwater Control | Surface Stormwater Control - SUBSRFCS | OTHER | Other (specify) | Other (specify) - OTHER | Cause | RS
SUBSRFCS | Surface Stormwater Control | Surface Stormwater Control - SUBSRFCS | PRINSTAL | Poor Installation | Poor Installation - PRINSTAL | Cause | RS
SUBSRFCS | Surface Stormwater Control | Surface Stormwater Control - SUBSRFCS | PROCISSU | Procedure Issue | Procedure Issue - PROCISSU | Cause | RS
SUBSRFCS | Surface Stormwater Control | Surface Stormwater Control - SUBSRFCS | UTLFAIL | Utility Failure | Utility Failure - UTLFAIL | Cause | RS
SUBSRFCS | Surface Stormwater Control | Surface Stormwater Control - SUBSRFCS | VNDLSM | Vandalism | Vandalism - VNDLSM | Cause | RS
SUBSRFCS | Surface Stormwater Control | Surface Stormwater Control - SUBSRFCS | WORNCMPT | Defective/ Worn Component | Defective/ Worn Component - WORNCMPT | Cause | RS
SUBSRFCS | Subsurface Stormwater Control System | Subsurface Stormwater Control System - SUBSRFCS | ADJUSTD | Adjusted | Adjusted - ADJUSTD | Action | RS
SUBSRFCS | Subsurface Stormwater Control System | Subsurface Stormwater Control System - SUBSRFCS | DECOMM | Decommission | Decommission - DECOMM | Action | RS
SUBSRFCS | Subsurface Stormwater Control System | Subsurface Stormwater Control System - SUBSRFCS | DECONTME | Decontaminate | Decontaminate - DECONTME | Action | RS
SUBSRFCS | Subsurface Stormwater Control System | Subsurface Stormwater Control System - SUBSRFCS | DONOTHIN | Do Nothing | Do Nothing - DONOTHIN | Action | RS
SUBSRFCS | Subsurface Stormwater Control System | Subsurface Stormwater Control System - SUBSRFCS | LUBRCTE | Lubricate | Lubricate - LUBRCTE | Action | RS
SUBSRFCS | Subsurface Stormwater Control System | Subsurface Stormwater Control System - SUBSRFCS | OTHER | Other (specify) | Other (specify) - OTHER | Action | RS
SUBSRFCS | Subsurface Stormwater Control System | Subsurface Stormwater Control System - SUBSRFCS | RECALBRT | Recalibrate | Recalibrate - RECALBRT | Action | RS
SUBSRFCS | Subsurface Stormwater Control System | Subsurface Stormwater Control System - SUBSRFCS | REMVOBT | Remove Obstruction | Remove Obstruction - REMVOBT | Action | RS
SUBSRFCS | Subsurface Stormwater Control System | Subsurface Stormwater Control System - SUBSRFCS | REPCMPT | Repair Component | Repair Component - REPCMPT | Action | RS
SUBSRFCS | Subsurface Stormwater Control System | Subsurface Stormwater Control System - SUBSRFCS | REPLASS | Replace Asset | Replace Asset - REPLASS | Action | RS
SUBSRFCS | Subsurface Stormwater Control System | Subsurface Stormwater Control System - SUBSRFCS | REPLCMPT | Replace Component | Replace Component - REPLCMPT | Action | RS
SUBSRFCS | Subsurface Stormwater Control System | Subsurface Stormwater Control System - SUBSRFCS | REPRASS | Repair Asset | Repair Asset - REPRASS | Action | RS
SUBSRFCS | Subsurface Stormwater Control System | Subsurface Stormwater Control System - SUBSRFCS | UPGRADES | Upgrade | Upgrade - UPGRADES | Action | RS
SUBSRFCS | Surface Stormwater Control | Surface Stormwater Control - SUBSRFCS | ADJUSTD | Adjusted | Adjusted - ADJUSTD | Action | RS
SUBSRFCS | Surface Stormwater Control | Surface Stormwater Control - SUBSRFCS | DECOMM | Decommission | Decommission - DECOMM | Action | RS
SUBSRFCS | Surface Stormwater Control | Surface Stormwater Control - SUBSRFCS | DECONTME | Decontaminate | Decontaminate - DECONTME | Action | RS
SUBSRFCS | Surface Stormwater Control | Surface Stormwater Control - SUBSRFCS | DONOTHIN | Do Nothing | Do Nothing - DONOTHIN | Action | RS
SUBSRFCS | Surface Stormwater Control | Surface Stormwater Control - SUBSRFCS | LUBRCTE | Lubricate | Lubricate - LUBRCTE | Action | RS
SUBSRFCS | Surface Stormwater Control | Surface Stormwater Control - SUBSRFCS | OTHER | Other (specify) | Other (specify) - OTHER | Action | RS
SUBSRFCS | Surface Stormwater Control | Surface Stormwater Control - SUBSRFCS | RECALBRT | Recalibrate | Recalibrate - RECALBRT | Action | RS
SUBSRFCS | Surface Stormwater Control | Surface Stormwater Control - SUBSRFCS | REMVOBT | Remove Obstruction | Remove Obstruction - REMVOBT | Action | RS
SUBSRFCS | Surface Stormwater Control | Surface Stormwater Control - SUBSRFCS | REPCMPT | Repair Component | Repair Component - REPCMPT | Action | RS
SUBSRFCS | Surface Stormwater Control | Surface Stormwater Control - SUBSRFCS | REPLASS | Replace Asset | Replace Asset - REPLASS | Action | RS
SUBSRFCS | Surface Stormwater Control | Surface Stormwater Control - SUBSRFCS | REPLCMPT | Replace Component | Replace Component - REPLCMPT | Action | RS
SUBSRFCS | Surface Stormwater Control | Surface Stormwater Control - SUBSRFCS | REPRASS | Repair Asset | Repair Asset - REPRASS | Action | RS
SUBSRFCS | Surface Stormwater Control | Surface Stormwater Control - SUBSRFCS | UPGRADES | Upgrade | Upgrade - UPGRADES | Action | RS
SURFSCS | Surface Stormwater Control | Surface Stormwater Control - SURFSCS | ABNTEMP | Abnormal Temprature | Abnormal Temprature - ABNTEMP | Problem | RS
SURFSCS | Surface Stormwater Control | Surface Stormwater Control - SURFSCS | CORROS | Corrosion | Corrosion - CORROS | Problem | RS
SURFSCS | Surface Stormwater Control | Surface Stormwater Control - SURFSCS | ELECTRIP | Electrical Trip Out | Electrical Trip Out - ELECTRIP | Problem | RS
SURFSCS | Surface Stormwater Control | Surface Stormwater Control - SURFSCS | EXNOISE | Excessive Noise | Excessive Noise - EXNOISE | Problem | RS
SURFSCS | Surface Stormwater Control | Surface Stormwater Control - SURFSCS | EXVIBRTN | Excessive Vibration | Excessive Vibration - EXVIBRTN | Problem | RS
SURFSCS | Surface Stormwater Control | Surface Stormwater Control - SURFSCS | JAMMEDEQ | Jammed Equipment | Jammed Equipment - JAMMEDEQ | Problem | RS
SURFSCS | Surface Stormwater Control | Surface Stormwater Control - SURFSCS | LEAKING | Leaking | Leaking - LEAKING | Problem | RS
SURFSCS | Surface Stormwater Control | Surface Stormwater Control - SURFSCS | LOWPERF | Low Performance | Low Performance - LOWPERF | Problem | RS
SURFSCS | Surface Stormwater Control | Surface Stormwater Control - SURFSCS | NONOPER | Non-Operational | Non-Operational - NONOPER | Problem | RS
SURFSCS | Surface Stormwater Control | Surface Stormwater Control - SURFSCS | PHYDMGE | Physical Damage | Physical Damage - PHYDMGE | Problem | RS
SURFSCS | Surface Stormwater Control | Surface Stormwater Control - SURFSCS | UNSMELL | Unusual Smell | Unusual Smell - UNSMELL | Problem | RS
SURFSCS | Surface Stormwater Control | Surface Stormwater Control - SURFSCS | UNSMOKE | Unusual Smoke | Unusual Smoke - UNSMOKE | Problem | RS
SURFSCS | Surface Stormwater Control | Surface Stormwater Control - SURFSCS | SSWCONT | Surface storm water control system deteriorated | Surface storm water control system deteriorated - SSWCONT | Failure | RS
SURFSCS | Surface Stormwater Control | Surface Stormwater Control - SURFSCS | ACCIDENT | Accident | Accident - ACCIDENT | Cause | RS
SURFSCS | Surface Stormwater Control | Surface Stormwater Control - SURFSCS | ACCWEAR | Accelerated Wear | Accelerated Wear - ACCWEAR | Cause | RS
SURFSCS | Surface Stormwater Control | Surface Stormwater Control - SURFSCS | ACTGOD | Weather condition/Forces of nature or Act of God | Weather condition/Forces of nature or Act of God - ACTGOD | Cause | RS
SURFSCS | Surface Stormwater Control | Surface Stormwater Control - SURFSCS | CONTAM | Contamination | Contamination - CONTAM | Cause | RS
SURFSCS | Surface Stormwater Control | Surface Stormwater Control - SURFSCS | DEFASSET | Defective Asset | Defective Asset - DEFASSET | Cause | RS
SURFSCS | Surface Stormwater Control | Surface Stormwater Control - SURFSCS | EXLOAD | Excessive Load | Excessive Load - EXLOAD | Cause | RS
SURFSCS | Surface Stormwater Control | Surface Stormwater Control - SURFSCS | IMPRMNT | Improper Maintenance | Improper Maintenance - IMPRMNT | Cause | RS
SURFSCS | Surface Stormwater Control | Surface Stormwater Control - SURFSCS | INSLUBR | Insufficient Lubrication | Insufficient Lubrication - INSLUBR | Cause | RS
SURFSCS | Surface Stormwater Control | Surface Stormwater Control - SURFSCS | LACKTRN | Lack of/ Inadequate Training | Lack of/ Inadequate Training - LACKTRN | Cause | RS
SURFSCS | Surface Stormwater Control | Surface Stormwater Control - SURFSCS | MISSCMP | Loose/ Missing Component | Loose/ Missing Component - MISSCMP | Cause | RS
SURFSCS | Surface Stormwater Control | Surface Stormwater Control - SURFSCS | NRMWEAR | Normal Wear | Normal Wear - NRMWEAR | Cause | RS
SURFSCS | Surface Stormwater Control | Surface Stormwater Control - SURFSCS | OTHER | Other (specify) | Other (specify) - OTHER | Cause | RS
SURFSCS | Surface Stormwater Control | Surface Stormwater Control - SURFSCS | PRINSTAL | Poor Installation | Poor Installation - PRINSTAL | Cause | RS
SURFSCS | Surface Stormwater Control | Surface Stormwater Control - SURFSCS | PROCISSU | Procedure Issue | Procedure Issue - PROCISSU | Cause | RS
SURFSCS | Surface Stormwater Control | Surface Stormwater Control - SURFSCS | UTLFAIL | Utility Failure | Utility Failure - UTLFAIL | Cause | RS
SURFSCS | Surface Stormwater Control | Surface Stormwater Control - SURFSCS | VNDLSM | Vandalism | Vandalism - VNDLSM | Cause | RS
SURFSCS | Surface Stormwater Control | Surface Stormwater Control - SURFSCS | WORNCMPT | Defective/ Worn Component | Defective/ Worn Component - WORNCMPT | Cause | RS
SURFSCS | Surface Stormwater Control | Surface Stormwater Control - SURFSCS | ADJUSTD | Adjusted | Adjusted - ADJUSTD | Action | RS
SURFSCS | Surface Stormwater Control | Surface Stormwater Control - SURFSCS | DECOMM | Decommission | Decommission - DECOMM | Action | RS
SURFSCS | Surface Stormwater Control | Surface Stormwater Control - SURFSCS | DECONTME | Decontaminate | Decontaminate - DECONTME | Action | RS
SURFSCS | Surface Stormwater Control | Surface Stormwater Control - SURFSCS | DONOTHIN | Do Nothing | Do Nothing - DONOTHIN | Action | RS
SURFSCS | Surface Stormwater Control | Surface Stormwater Control - SURFSCS | LUBRCTE | Lubricate | Lubricate - LUBRCTE | Action | RS
SURFSCS | Surface Stormwater Control | Surface Stormwater Control - SURFSCS | OTHER | Other (specify) | Other (specify) - OTHER | Action | RS
SURFSCS | Surface Stormwater Control | Surface Stormwater Control - SURFSCS | RECALBRT | Recalibrate | Recalibrate - RECALBRT | Action | RS
SURFSCS | Surface Stormwater Control | Surface Stormwater Control - SURFSCS | REMVOBT | Remove Obstruction | Remove Obstruction - REMVOBT | Action | RS
SURFSCS | Surface Stormwater Control | Surface Stormwater Control - SURFSCS | REPCMPT | Repair Component | Repair Component - REPCMPT | Action | RS
SURFSCS | Surface Stormwater Control | Surface Stormwater Control - SURFSCS | REPLASS | Replace Asset | Replace Asset - REPLASS | Action | RS
SURFSCS | Surface Stormwater Control | Surface Stormwater Control - SURFSCS | REPLCMPT | Replace Component | Replace Component - REPLCMPT | Action | RS
SURFSCS | Surface Stormwater Control | Surface Stormwater Control - SURFSCS | REPRASS | Repair Asset | Repair Asset - REPRASS | Action | RS
SURFSCS | Surface Stormwater Control | Surface Stormwater Control - SURFSCS | UPGRADES | Upgrade | Upgrade - UPGRADES | Action | RS
SUSPUTIL | Suspended Utilities | Suspended Utilities - SUSPUTIL | ABNTEMP | Abnormal Temprature | Abnormal Temprature - ABNTEMP | Problem | RS
SUSPUTIL | Suspended Utilities | Suspended Utilities - SUSPUTIL | CORROS | Corrosion | Corrosion - CORROS | Problem | RS
SUSPUTIL | Suspended Utilities | Suspended Utilities - SUSPUTIL | ELECTRIP | Electrical Trip Out | Electrical Trip Out - ELECTRIP | Problem | RS
SUSPUTIL | Suspended Utilities | Suspended Utilities - SUSPUTIL | EXNOISE | Excessive Noise | Excessive Noise - EXNOISE | Problem | RS
SUSPUTIL | Suspended Utilities | Suspended Utilities - SUSPUTIL | EXVIBRTN | Excessive Vibration | Excessive Vibration - EXVIBRTN | Problem | RS
SUSPUTIL | Suspended Utilities | Suspended Utilities - SUSPUTIL | JAMMEDEQ | Jammed Equipment | Jammed Equipment - JAMMEDEQ | Problem | RS
SUSPUTIL | Suspended Utilities | Suspended Utilities - SUSPUTIL | LEAKING | Leaking | Leaking - LEAKING | Problem | RS
SUSPUTIL | Suspended Utilities | Suspended Utilities - SUSPUTIL | LOWPERF | Low Performance | Low Performance - LOWPERF | Problem | RS
SUSPUTIL | Suspended Utilities | Suspended Utilities - SUSPUTIL | NONOPER | Non-Operational | Non-Operational - NONOPER | Problem | RS
SUSPUTIL | Suspended Utilities | Suspended Utilities - SUSPUTIL | PHYDMGE | Physical Damage | Physical Damage - PHYDMGE | Problem | RS
SUSPUTIL | Suspended Utilities | Suspended Utilities - SUSPUTIL | UNSMELL | Unusual Smell | Unusual Smell - UNSMELL | Problem | RS
SUSPUTIL | Suspended Utilities | Suspended Utilities - SUSPUTIL | UNSMOKE | Unusual Smoke | Unusual Smoke - UNSMOKE | Problem | RS
SUSPUTIL | Suspended Utilities | Suspended Utilities - SUSPUTIL | SUTDET | Suspended utilities deteriorated | Suspended utilities deteriorated - SUTDET | Failure | RS
SUSPUTIL | Suspended Utilities | Suspended Utilities - SUSPUTIL | SUTSNLS | Suspended utility support bracket fasteners loose or missing | Suspended utility support bracket fasteners loose or missing - SUTSNLS | Failure | RS
SUSPUTIL | Suspended Utilities | Suspended Utilities - SUSPUTIL | ACCIDENT | Accident | Accident - ACCIDENT | Cause | RS
SUSPUTIL | Suspended Utilities | Suspended Utilities - SUSPUTIL | ACCWEAR | Accelerated Wear | Accelerated Wear - ACCWEAR | Cause | RS
SUSPUTIL | Suspended Utilities | Suspended Utilities - SUSPUTIL | ACTGOD | Weather condition/Forces of nature or Act of God | Weather condition/Forces of nature or Act of God - ACTGOD | Cause | RS
SUSPUTIL | Suspended Utilities | Suspended Utilities - SUSPUTIL | CONTAM | Contamination | Contamination - CONTAM | Cause | RS
SUSPUTIL | Suspended Utilities | Suspended Utilities - SUSPUTIL | DEFASSET | Defective Asset | Defective Asset - DEFASSET | Cause | RS
SUSPUTIL | Suspended Utilities | Suspended Utilities - SUSPUTIL | EXLOAD | Excessive Load | Excessive Load - EXLOAD | Cause | RS
SUSPUTIL | Suspended Utilities | Suspended Utilities - SUSPUTIL | IMPRMNT | Improper Maintenance | Improper Maintenance - IMPRMNT | Cause | RS
SUSPUTIL | Suspended Utilities | Suspended Utilities - SUSPUTIL | INSLUBR | Insufficient Lubrication | Insufficient Lubrication - INSLUBR | Cause | RS
SUSPUTIL | Suspended Utilities | Suspended Utilities - SUSPUTIL | LACKTRN | Lack of/ Inadequate Training | Lack of/ Inadequate Training - LACKTRN | Cause | RS
SUSPUTIL | Suspended Utilities | Suspended Utilities - SUSPUTIL | MISSCMP | Loose/ Missing Component | Loose/ Missing Component - MISSCMP | Cause | RS
SUSPUTIL | Suspended Utilities | Suspended Utilities - SUSPUTIL | NRMWEAR | Normal Wear | Normal Wear - NRMWEAR | Cause | RS
SUSPUTIL | Suspended Utilities | Suspended Utilities - SUSPUTIL | OTHER | Other (specify) | Other (specify) - OTHER | Cause | RS
SUSPUTIL | Suspended Utilities | Suspended Utilities - SUSPUTIL | PRINSTAL | Poor Installation | Poor Installation - PRINSTAL | Cause | RS
SUSPUTIL | Suspended Utilities | Suspended Utilities - SUSPUTIL | PROCISSU | Procedure Issue | Procedure Issue - PROCISSU | Cause | RS
SUSPUTIL | Suspended Utilities | Suspended Utilities - SUSPUTIL | UTLFAIL | Utility Failure | Utility Failure - UTLFAIL | Cause | RS
SUSPUTIL | Suspended Utilities | Suspended Utilities - SUSPUTIL | VNDLSM | Vandalism | Vandalism - VNDLSM | Cause | RS
SUSPUTIL | Suspended Utilities | Suspended Utilities - SUSPUTIL | WORNCMPT | Defective/ Worn Component | Defective/ Worn Component - WORNCMPT | Cause | RS
SUSPUTIL | Suspended Utilities | Suspended Utilities - SUSPUTIL | ADJUSTD | Adjusted | Adjusted - ADJUSTD | Action | RS
SUSPUTIL | Suspended Utilities | Suspended Utilities - SUSPUTIL | DECOMM | Decommission | Decommission - DECOMM | Action | RS
SUSPUTIL | Suspended Utilities | Suspended Utilities - SUSPUTIL | DECONTME | Decontaminate | Decontaminate - DECONTME | Action | RS
SUSPUTIL | Suspended Utilities | Suspended Utilities - SUSPUTIL | DONOTHIN | Do Nothing | Do Nothing - DONOTHIN | Action | RS
SUSPUTIL | Suspended Utilities | Suspended Utilities - SUSPUTIL | LUBRCTE | Lubricate | Lubricate - LUBRCTE | Action | RS
SUSPUTIL | Suspended Utilities | Suspended Utilities - SUSPUTIL | OTHER | Other (specify) | Other (specify) - OTHER | Action | RS
SUSPUTIL | Suspended Utilities | Suspended Utilities - SUSPUTIL | RECALBRT | Recalibrate | Recalibrate - RECALBRT | Action | RS
SUSPUTIL | Suspended Utilities | Suspended Utilities - SUSPUTIL | REMVOBT | Remove Obstruction | Remove Obstruction - REMVOBT | Action | RS
SUSPUTIL | Suspended Utilities | Suspended Utilities - SUSPUTIL | REPCMPT | Repair Component | Repair Component - REPCMPT | Action | RS
SUSPUTIL | Suspended Utilities | Suspended Utilities - SUSPUTIL | REPLASS | Replace Asset | Replace Asset - REPLASS | Action | RS
SUSPUTIL | Suspended Utilities | Suspended Utilities - SUSPUTIL | REPLCMPT | Replace Component | Replace Component - REPLCMPT | Action | RS
SUSPUTIL | Suspended Utilities | Suspended Utilities - SUSPUTIL | REPRASS | Repair Asset | Repair Asset - REPRASS | Action | RS
SUSPUTIL | Suspended Utilities | Suspended Utilities - SUSPUTIL | UPGRADES | Upgrade | Upgrade - UPGRADES | Action | RS
SWTBRD | Switchboard | Switchboard - SWTBRD | ABNTEMP | Abnormal Temprature | Abnormal Temprature - ABNTEMP | Problem | RS
SWTBRD | Switchboard | Switchboard - SWTBRD | CORROS | Corrosion | Corrosion - CORROS | Problem | RS
SWTBRD | Switchboard | Switchboard - SWTBRD | ELECTRIP | Electrical Trip Out | Electrical Trip Out - ELECTRIP | Problem | RS
SWTBRD | Switchboard | Switchboard - SWTBRD | EXNOISE | Excessive Noise | Excessive Noise - EXNOISE | Problem | RS
SWTBRD | Switchboard | Switchboard - SWTBRD | EXVIBRTN | Excessive Vibration | Excessive Vibration - EXVIBRTN | Problem | RS
SWTBRD | Switchboard | Switchboard - SWTBRD | JAMMEDEQ | Jammed Equipment | Jammed Equipment - JAMMEDEQ | Problem | RS
SWTBRD | Switchboard | Switchboard - SWTBRD | LEAKING | Leaking | Leaking - LEAKING | Problem | RS
SWTBRD | Switchboard | Switchboard - SWTBRD | LOWPERF | Low Performance | Low Performance - LOWPERF | Problem | RS
SWTBRD | Switchboard | Switchboard - SWTBRD | NONOPER | Non-Operational | Non-Operational - NONOPER | Problem | RS
SWTBRD | Switchboard | Switchboard - SWTBRD | NOPOWER5 | No Power | No Power - NOPOWER5 | Problem | RS
SWTBRD | Switchboard | Switchboard - SWTBRD | OTOPEC10 | Other (Specify) | Other (Specify) - OTOPEC10 | Problem | RS
SWTBRD | Switchboard | Switchboard - SWTBRD | PHYDMGE | Physical Damage | Physical Damage - PHYDMGE | Problem | RS
SWTBRD | Switchboard | Switchboard - SWTBRD | UNSMELL | Unusual Smell | Unusual Smell - UNSMELL | Problem | RS
SWTBRD | Switchboard | Switchboard - SWTBRD | UNSMOKE | Unusual Smoke | Unusual Smoke - UNSMOKE | Problem | RS
SWTBRD | Switchboard | Switchboard - SWTBRD | ARCIWIR1 | Arcing Wires | Arcing Wires - ARCIWIR1 | Failure | RS
SWTBRD | Switchboard | Switchboard - SWTBRD | DEFECIB2 | Defected Circuit Breaker | Defected Circuit Breaker - DEFECIB2 | Failure | RS
SWTBRD | Switchboard | Switchboard - SWTBRD | DEFEMAB1 | Defected Main Breaker | Defected Main Breaker - DEFEMAB1 | Failure | RS
SWTBRD | Switchboard | Switchboard - SWTBRD | DEFEPA1 | Defected Panel | Defected Panel - DEFEPA1 | Failure | RS
SWTBRD | Switchboard | Switchboard - SWTBRD | DEFESW4 | Defected Switch | Defected Switch - DEFESW4 | Failure | RS
SWTBRD | Switchboard | Switchboard - SWTBRD | FUSEDEF1 | Blown Fuse | Blown Fuse - FUSEDEF1 | Failure | RS
SWTBRD | Switchboard | Switchboard - SWTBRD | LOOSWI1 | Loose Wiring | Loose Wiring - LOOSWI1 | Failure | RS
SWTBRD | Switchboard | Switchboard - SWTBRD | OTHERS15 | Other (Specify) | Other (Specify) - OTHERS15 | Failure | RS
SWTBRD | Switchboard | Switchboard - SWTBRD | SWBFAIL | Switchboard failed | Switchboard failed - SWBFAIL | Failure | RS
SWTBRD | Switchboard | Switchboard - SWTBRD | ACCIDENT | Accident | Accident - ACCIDENT | Cause | RS
SWTBRD | Switchboard | Switchboard - SWTBRD | ACCWEAR | Accelerated Wear | Accelerated Wear - ACCWEAR | Cause | RS
SWTBRD | Switchboard | Switchboard - SWTBRD | ACTGOD | Weather condition/Forces of nature or Act of God | Weather condition/Forces of nature or Act of God - ACTGOD | Cause | RS
SWTBRD | Switchboard | Switchboard - SWTBRD | AGING114 | Aging | Aging - AGING114 | Cause | RS
SWTBRD | Switchboard | Switchboard - SWTBRD | AGING135 | Aging | Aging - AGING135 | Cause | RS
SWTBRD | Switchboard | Switchboard - SWTBRD | AGING49 | Aging | Aging - AGING49 | Cause | RS
SWTBRD | Switchboard | Switchboard - SWTBRD | AGING70 | Aging | Aging - AGING70 | Cause | RS
SWTBRD | Switchboard | Switchboard - SWTBRD | AGING97 | Aging | Aging - AGING97 | Cause | RS
SWTBRD | Switchboard | Switchboard - SWTBRD | CONTAM | Contamination | Contamination - CONTAM | Cause | RS
SWTBRD | Switchboard | Switchboard - SWTBRD | DEFASSET | Defective Asset | Defective Asset - DEFASSET | Cause | RS
SWTBRD | Switchboard | Switchboard - SWTBRD | ELECFA24 | Electrical Fault | Electrical Fault - ELECFA24 | Cause | RS
SWTBRD | Switchboard | Switchboard - SWTBRD | ELECFA25 | Electrical Fault | Electrical Fault - ELECFA25 | Cause | RS
SWTBRD | Switchboard | Switchboard - SWTBRD | ELECFA91 | Electrical Fault | Electrical Fault - ELECFA91 | Cause | RS
SWTBRD | Switchboard | Switchboard - SWTBRD | ELECFA98 | Electrical Fault | Electrical Fault - ELECFA98 | Cause | RS
SWTBRD | Switchboard | Switchboard - SWTBRD | EXLOAD | Excessive Load | Excessive Load - EXLOAD | Cause | RS
SWTBRD | Switchboard | Switchboard - SWTBRD | IMPRM14 | Improper Maintenance | Improper Maintenance - IMPRM14 | Cause | RS
SWTBRD | Switchboard | Switchboard - SWTBRD | IMPRM23 | Improper Maintenance | Improper Maintenance - IMPRM23 | Cause | RS
SWTBRD | Switchboard | Switchboard - SWTBRD | IMPRMNT | Improper Maintenance | Improper Maintenance - IMPRMNT | Cause | RS
SWTBRD | Switchboard | Switchboard - SWTBRD | INSLUBR | Insufficient Lubrication | Insufficient Lubrication - INSLUBR | Cause | RS
SWTBRD | Switchboard | Switchboard - SWTBRD | LACKTRN | Lack of/ Inadequate Training | Lack of/ Inadequate Training - LACKTRN | Cause | RS
SWTBRD | Switchboard | Switchboard - SWTBRD | MECHFA1 | Mechanical Fault | Mechanical Fault - MECHFA1 | Cause | RS
SWTBRD | Switchboard | Switchboard - SWTBRD | MISSCMP | Loose/ Missing Component | Loose/ Missing Component - MISSCMP | Cause | RS
SWTBRD | Switchboard | Switchboard - SWTBRD | NRMWEAR | Normal Wear | Normal Wear - NRMWEAR | Cause | RS
SWTBRD | Switchboard | Switchboard - SWTBRD | OTHER | Other (specify) | Other (specify) - OTHER | Cause | RS
SWTBRD | Switchboard | Switchboard - SWTBRD | OTHER14 | Other (Specify) | Other (Specify) - OTHER14 | Cause | RS
SWTBRD | Switchboard | Switchboard - SWTBRD | POORTE1 | Poor Termination | Poor Termination - POORTE1 | Cause | RS
SWTBRD | Switchboard | Switchboard - SWTBRD | PRINSTAL | Poor Installation | Poor Installation - PRINSTAL | Cause | RS
SWTBRD | Switchboard | Switchboard - SWTBRD | PROCISSU | Procedure Issue | Procedure Issue - PROCISSU | Cause | RS
SWTBRD | Switchboard | Switchboard - SWTBRD | UTLFAIL | Utility Failure | Utility Failure - UTLFAIL | Cause | RS
SWTBRD | Switchboard | Switchboard - SWTBRD | VNDLSM | Vandalism | Vandalism - VNDLSM | Cause | RS
SWTBRD | Switchboard | Switchboard - SWTBRD | WORNCMPT | Defective/ Worn Component | Defective/ Worn Component - WORNCMPT | Cause | RS
SWTBRD | Switchboard | Switchboard - SWTBRD | WRONSI1 | Wrong Size | Wrong Size - WRONSI1 | Cause | RS
SWTBRD | Switchboard | Switchboard - SWTBRD | WRONSI3 | Wrong Size | Wrong Size - WRONSI3 | Cause | RS
SWTBRD | Switchboard | Switchboard - SWTBRD | WRONSI5 | Wrong Size | Wrong Size - WRONSI5 | Cause | RS
SWTBRD | Switchboard | Switchboard - SWTBRD | ADJUSTD | Adjusted | Adjusted - ADJUSTD | Action | RS
SWTBRD | Switchboard | Switchboard - SWTBRD | CHKMM | Check Manufacturer Manual | Check Manufacturer Manual - CHKMM | Action | RS
SWTBRD | Switchboard | Switchboard - SWTBRD | DECOMM | Decommission | Decommission - DECOMM | Action | RS
SWTBRD | Switchboard | Switchboard - SWTBRD | DECONTME | Decontaminate | Decontaminate - DECONTME | Action | RS
SWTBRD | Switchboard | Switchboard - SWTBRD | DONOTHIN | Do Nothing | Do Nothing - DONOTHIN | Action | RS
SWTBRD | Switchboard | Switchboard - SWTBRD | LUBRCTE | Lubricate | Lubricate - LUBRCTE | Action | RS
SWTBRD | Switchboard | Switchboard - SWTBRD | OTHER | Other (specify) | Other (specify) - OTHER | Action | RS
SWTBRD | Switchboard | Switchboard - SWTBRD | RECALBRT | Recalibrate | Recalibrate - RECALBRT | Action | RS
SWTBRD | Switchboard | Switchboard - SWTBRD | REMVOBT | Remove Obstruction | Remove Obstruction - REMVOBT | Action | RS
SWTBRD | Switchboard | Switchboard - SWTBRD | REPAIR | Repair | Repair - REPAIR | Action | RS
SWTBRD | Switchboard | Switchboard - SWTBRD | REPCMPT | Repair Component | Repair Component - REPCMPT | Action | RS
SWTBRD | Switchboard | Switchboard - SWTBRD | REPLACE | Replace | Replace - REPLACE | Action | RS
SWTBRD | Switchboard | Switchboard - SWTBRD | REPLASS | Replace Asset | Replace Asset - REPLASS | Action | RS
SWTBRD | Switchboard | Switchboard - SWTBRD | REPLCMPT | Replace Component | Replace Component - REPLCMPT | Action | RS
SWTBRD | Switchboard | Switchboard - SWTBRD | REPRASS | Repair Asset | Repair Asset - REPRASS | Action | RS
SWTBRD | Switchboard | Switchboard - SWTBRD | UPGRADES | Upgrade | Upgrade - UPGRADES | Action | RS
SWTGR | Switchgear | Switchgear - SWTGR | ABNTEMP | Abnormal Temprature | Abnormal Temprature - ABNTEMP | Problem | RS
SWTGR | Switchgear | Switchgear - SWTGR | ABNTEMP2 | Abnormal Temperature | Abnormal Temperature - ABNTEMP2 | Problem | RS
SWTGR | Switchgear | Switchgear - SWTGR | CORROS | Corrosion | Corrosion - CORROS | Problem | RS
SWTGR | Switchgear | Switchgear - SWTGR | DMGENCL2 | Damaged Enclosure | Damaged Enclosure - DMGENCL2 | Problem | RS
SWTGR | Switchgear | Switchgear - SWTGR | ELECT2 | Electrical Trip Out | Electrical Trip Out - ELECT2 | Problem | RS
SWTGR | Switchgear | Switchgear - SWTGR | ELECTRIP | Electrical Trip Out | Electrical Trip Out - ELECTRIP | Problem | RS
SWTGR | Switchgear | Switchgear - SWTGR | EXNOISE | Excessive Noise | Excessive Noise - EXNOISE | Problem | RS
SWTGR | Switchgear | Switchgear - SWTGR | EXVIBRTN | Excessive Vibration | Excessive Vibration - EXVIBRTN | Problem | RS
SWTGR | Switchgear | Switchgear - SWTGR | JAMMEDEQ | Jammed Equipment | Jammed Equipment - JAMMEDEQ | Problem | RS
SWTGR | Switchgear | Switchgear - SWTGR | LEAKING | Leaking | Leaking - LEAKING | Problem | RS
SWTGR | Switchgear | Switchgear - SWTGR | LOWPERF | Low Performance | Low Performance - LOWPERF | Problem | RS
SWTGR | Switchgear | Switchgear - SWTGR | NONOPER | Non-Operational | Non-Operational - NONOPER | Problem | RS
SWTGR | Switchgear | Switchgear - SWTGR | OTOPEC2 | Other (Specify) | Other (Specify) - OTOPEC2 | Problem | RS
SWTGR | Switchgear | Switchgear - SWTGR | PHYDMGE | Physical Damage | Physical Damage - PHYDMGE | Problem | RS
SWTGR | Switchgear | Switchgear - SWTGR | UNSMELL | Unusual Smell | Unusual Smell - UNSMELL | Problem | RS
SWTGR | Switchgear | Switchgear - SWTGR | UNSMOKE | Unusual Smoke | Unusual Smoke - UNSMOKE | Problem | RS
SWTGR | Switchgear | Switchgear - SWTGR | CENACO2 | Corroded Enclosure And Component | Corroded Enclosure And Component - CENACO2 | Failure | RS
SWTGR | Switchgear | Switchgear - SWTGR | DEFECP3 | Defected Component | Defected Component - DEFECP3 | Failure | RS
SWTGR | Switchgear | Switchgear - SWTGR | DEFECP4 | Defected Component | Defected Component - DEFECP4 | Failure | RS
SWTGR | Switchgear | Switchgear - SWTGR | GRFLFAIL | Ground fault failed | Ground fault failed - GRFLFAIL | Failure | RS
SWTGR | Switchgear | Switchgear - SWTGR | HVSWSDET | High Voltage Switchgear Load Break Switch Deteriorated | High Voltage Switchgear Load Break Switch Deteriorated - HVSWSDET | Failure | RS
SWTGR | Switchgear | Switchgear - SWTGR | OTHERS2 | Other (Specify) | Other (Specify) - OTHERS2 | Failure | RS
SWTGR | Switchgear | Switchgear - SWTGR | ACCIDENT | Accident | Accident - ACCIDENT | Cause | RS
SWTGR | Switchgear | Switchgear - SWTGR | ACCWEAR | Accelerated Wear | Accelerated Wear - ACCWEAR | Cause | RS
SWTGR | Switchgear | Switchgear - SWTGR | ACTGOD | Weather condition/Forces of nature or Act of God | Weather condition/Forces of nature or Act of God - ACTGOD | Cause | RS
SWTGR | Switchgear | Switchgear - SWTGR | AGING28 | Aging | Aging - AGING28 | Cause | RS
SWTGR | Switchgear | Switchgear - SWTGR | CONTAM | Contamination | Contamination - CONTAM | Cause | RS
SWTGR | Switchgear | Switchgear - SWTGR | CORREN1 | Corrosive Environment | Corrosive Environment - CORREN1 | Cause | RS
SWTGR | Switchgear | Switchgear - SWTGR | DEFASSET | Defective Asset | Defective Asset - DEFASSET | Cause | RS
SWTGR | Switchgear | Switchgear - SWTGR | ELECF102 | Electrical Fault | Electrical Fault - ELECF102 | Cause | RS
SWTGR | Switchgear | Switchgear - SWTGR | EXLOAD | Excessive Load | Excessive Load - EXLOAD | Cause | RS
SWTGR | Switchgear | Switchgear - SWTGR | IMPRMNT | Improper Maintenance | Improper Maintenance - IMPRMNT | Cause | RS
SWTGR | Switchgear | Switchgear - SWTGR | INSLUBR | Insufficient Lubrication | Insufficient Lubrication - INSLUBR | Cause | RS
SWTGR | Switchgear | Switchgear - SWTGR | LACKTRN | Lack of/ Inadequate Training | Lack of/ Inadequate Training - LACKTRN | Cause | RS
SWTGR | Switchgear | Switchgear - SWTGR | MISSCMP | Loose/ Missing Component | Loose/ Missing Component - MISSCMP | Cause | RS
SWTGR | Switchgear | Switchgear - SWTGR | NRMWEAR | Normal Wear | Normal Wear - NRMWEAR | Cause | RS
SWTGR | Switchgear | Switchgear - SWTGR | OTHER | Other (specify) | Other (specify) - OTHER | Cause | RS
SWTGR | Switchgear | Switchgear - SWTGR | OTHER17 | Other (Specify) | Other (Specify) - OTHER17 | Cause | RS
SWTGR | Switchgear | Switchgear - SWTGR | PRINSTAL | Poor Installation | Poor Installation - PRINSTAL | Cause | RS
SWTGR | Switchgear | Switchgear - SWTGR | PROCISSU | Procedure Issue | Procedure Issue - PROCISSU | Cause | RS
SWTGR | Switchgear | Switchgear - SWTGR | UTLFAIL | Utility Failure | Utility Failure - UTLFAIL | Cause | RS
SWTGR | Switchgear | Switchgear - SWTGR | VANDL9 | Vandalism | Vandalism - VANDL9 | Cause | RS
SWTGR | Switchgear | Switchgear - SWTGR | VNDLSM | Vandalism | Vandalism - VNDLSM | Cause | RS
SWTGR | Switchgear | Switchgear - SWTGR | WORNCMPT | Defective/ Worn Component | Defective/ Worn Component - WORNCMPT | Cause | RS
SWTGR | Switchgear | Switchgear - SWTGR | ADJUSTD | Adjusted | Adjusted - ADJUSTD | Action | RS
SWTGR | Switchgear | Switchgear - SWTGR | CALCONT | Call Contractor | Call Contractor - CALCONT | Action | RS
SWTGR | Switchgear | Switchgear - SWTGR | CHKMM | Check Manufacturer Manual | Check Manufacturer Manual - CHKMM | Action | RS
SWTGR | Switchgear | Switchgear - SWTGR | DECOMM | Decommission | Decommission - DECOMM | Action | RS
SWTGR | Switchgear | Switchgear - SWTGR | DECONTME | Decontaminate | Decontaminate - DECONTME | Action | RS
SWTGR | Switchgear | Switchgear - SWTGR | DONOTHIN | Do Nothing | Do Nothing - DONOTHIN | Action | RS
SWTGR | Switchgear | Switchgear - SWTGR | LUBRCTE | Lubricate | Lubricate - LUBRCTE | Action | RS
SWTGR | Switchgear | Switchgear - SWTGR | OTHER | Other (specify) | Other (specify) - OTHER | Action | RS
SWTGR | Switchgear | Switchgear - SWTGR | RECALBRT | Recalibrate | Recalibrate - RECALBRT | Action | RS
SWTGR | Switchgear | Switchgear - SWTGR | REMVOBT | Remove Obstruction | Remove Obstruction - REMVOBT | Action | RS
SWTGR | Switchgear | Switchgear - SWTGR | REPCMPT | Repair Component | Repair Component - REPCMPT | Action | RS
SWTGR | Switchgear | Switchgear - SWTGR | REPLASS | Replace Asset | Replace Asset - REPLASS | Action | RS
SWTGR | Switchgear | Switchgear - SWTGR | REPLCMPT | Replace Component | Replace Component - REPLCMPT | Action | RS
SWTGR | Switchgear | Switchgear - SWTGR | REPRASS | Repair Asset | Repair Asset - REPRASS | Action | RS
SWTGR | Switchgear | Switchgear - SWTGR | UPGRADES | Upgrade | Upgrade - UPGRADES | Action | RS
SWTYDSE | Switchyard Service Entrance | Switchyard Service Entrance - SWTYDSE | ABNTEMP | Abnormal Temprature | Abnormal Temprature - ABNTEMP | Problem | RS
SWTYDSE | Switchyard Service Entrance | Switchyard Service Entrance - SWTYDSE | ABNTEMP1 | Abnormal Temperature | Abnormal Temperature - ABNTEMP1 | Problem | RS
SWTYDSE | Switchyard Service Entrance | Switchyard Service Entrance - SWTYDSE | CORROS | Corrosion | Corrosion - CORROS | Problem | RS
SWTYDSE | Switchyard Service Entrance | Switchyard Service Entrance - SWTYDSE | DMGENCL1 | Damaged Enclosure | Damaged Enclosure - DMGENCL1 | Problem | RS
SWTYDSE | Switchyard Service Entrance | Switchyard Service Entrance - SWTYDSE | ELECT1 | Electrical Trip Out | Electrical Trip Out - ELECT1 | Problem | RS
SWTYDSE | Switchyard Service Entrance | Switchyard Service Entrance - SWTYDSE | ELECTRIP | Electrical Trip Out | Electrical Trip Out - ELECTRIP | Problem | RS
SWTYDSE | Switchyard Service Entrance | Switchyard Service Entrance - SWTYDSE | EXNOISE | Excessive Noise | Excessive Noise - EXNOISE | Problem | RS
SWTYDSE | Switchyard Service Entrance | Switchyard Service Entrance - SWTYDSE | EXVIBRTN | Excessive Vibration | Excessive Vibration - EXVIBRTN | Problem | RS
SWTYDSE | Switchyard Service Entrance | Switchyard Service Entrance - SWTYDSE | JAMMEDEQ | Jammed Equipment | Jammed Equipment - JAMMEDEQ | Problem | RS
SWTYDSE | Switchyard Service Entrance | Switchyard Service Entrance - SWTYDSE | LEAKING | Leaking | Leaking - LEAKING | Problem | RS
SWTYDSE | Switchyard Service Entrance | Switchyard Service Entrance - SWTYDSE | LOWPERF | Low Performance | Low Performance - LOWPERF | Problem | RS
SWTYDSE | Switchyard Service Entrance | Switchyard Service Entrance - SWTYDSE | NONOPER | Non-Operational | Non-Operational - NONOPER | Problem | RS
SWTYDSE | Switchyard Service Entrance | Switchyard Service Entrance - SWTYDSE | OTOPEC1 | Other (Specify) | Other (Specify) - OTOPEC1 | Problem | RS
SWTYDSE | Switchyard Service Entrance | Switchyard Service Entrance - SWTYDSE | PHYDMGE | Physical Damage | Physical Damage - PHYDMGE | Problem | RS
SWTYDSE | Switchyard Service Entrance | Switchyard Service Entrance - SWTYDSE | UNSMELL | Unusual Smell | Unusual Smell - UNSMELL | Problem | RS
SWTYDSE | Switchyard Service Entrance | Switchyard Service Entrance - SWTYDSE | UNSMOKE | Unusual Smoke | Unusual Smoke - UNSMOKE | Problem | RS
SWTYDSE | Switchyard Service Entrance | Switchyard Service Entrance - SWTYDSE | CENACO1 | Corroded Enclosure And Component | Corroded Enclosure And Component - CENACO1 | Failure | RS
SWTYDSE | Switchyard Service Entrance | Switchyard Service Entrance - SWTYDSE | DEFECP1 | Defected Component | Defected Component - DEFECP1 | Failure | RS
SWTYDSE | Switchyard Service Entrance | Switchyard Service Entrance - SWTYDSE | DEFECP2 | Defected Component | Defected Component - DEFECP2 | Failure | RS
SWTYDSE | Switchyard Service Entrance | Switchyard Service Entrance - SWTYDSE | HVPCDET | High Voltage Power Cables Deteriorated | High Voltage Power Cables Deteriorated - HVPCDET | Failure | RS
SWTYDSE | Switchyard Service Entrance | Switchyard Service Entrance - SWTYDSE | OTHERS1 | Other (Specify) | Other (Specify) - OTHERS1 | Failure | RS
SWTYDSE | Switchyard Service Entrance | Switchyard Service Entrance - SWTYDSE | ACCIDENT | Accident | Accident - ACCIDENT | Cause | RS
SWTYDSE | Switchyard Service Entrance | Switchyard Service Entrance - SWTYDSE | ACCWEAR | Accelerated Wear | Accelerated Wear - ACCWEAR | Cause | RS
SWTYDSE | Switchyard Service Entrance | Switchyard Service Entrance - SWTYDSE | ACTGOD | Weather condition/Forces of nature or Act of God | Weather condition/Forces of nature or Act of God - ACTGOD | Cause | RS
SWTYDSE | Switchyard Service Entrance | Switchyard Service Entrance - SWTYDSE | AGING73 | Aging | Aging - AGING73 | Cause | RS
SWTYDSE | Switchyard Service Entrance | Switchyard Service Entrance - SWTYDSE | CONTAM | Contamination | Contamination - CONTAM | Cause | RS
SWTYDSE | Switchyard Service Entrance | Switchyard Service Entrance - SWTYDSE | CORREN3 | Corrosive Environment | Corrosive Environment - CORREN3 | Cause | RS
SWTYDSE | Switchyard Service Entrance | Switchyard Service Entrance - SWTYDSE | DEFASSET | Defective Asset | Defective Asset - DEFASSET | Cause | RS
SWTYDSE | Switchyard Service Entrance | Switchyard Service Entrance - SWTYDSE | ELECFA32 | Electrical Fault | Electrical Fault - ELECFA32 | Cause | RS
SWTYDSE | Switchyard Service Entrance | Switchyard Service Entrance - SWTYDSE | EXLOAD | Excessive Load | Excessive Load - EXLOAD | Cause | RS
SWTYDSE | Switchyard Service Entrance | Switchyard Service Entrance - SWTYDSE | IMPRMNT | Improper Maintenance | Improper Maintenance - IMPRMNT | Cause | RS
SWTYDSE | Switchyard Service Entrance | Switchyard Service Entrance - SWTYDSE | INSLUBR | Insufficient Lubrication | Insufficient Lubrication - INSLUBR | Cause | RS
SWTYDSE | Switchyard Service Entrance | Switchyard Service Entrance - SWTYDSE | LACKTRN | Lack of/ Inadequate Training | Lack of/ Inadequate Training - LACKTRN | Cause | RS
SWTYDSE | Switchyard Service Entrance | Switchyard Service Entrance - SWTYDSE | MISSCMP | Loose/ Missing Component | Loose/ Missing Component - MISSCMP | Cause | RS
SWTYDSE | Switchyard Service Entrance | Switchyard Service Entrance - SWTYDSE | NRMWEAR | Normal Wear | Normal Wear - NRMWEAR | Cause | RS
SWTYDSE | Switchyard Service Entrance | Switchyard Service Entrance - SWTYDSE | OTHER | Other (specify) | Other (specify) - OTHER | Cause | RS
SWTYDSE | Switchyard Service Entrance | Switchyard Service Entrance - SWTYDSE | OTHER6 | Other (Specify) | Other (Specify) - OTHER6 | Cause | RS
SWTYDSE | Switchyard Service Entrance | Switchyard Service Entrance - SWTYDSE | PRINSTAL | Poor Installation | Poor Installation - PRINSTAL | Cause | RS
SWTYDSE | Switchyard Service Entrance | Switchyard Service Entrance - SWTYDSE | PROCISSU | Procedure Issue | Procedure Issue - PROCISSU | Cause | RS
SWTYDSE | Switchyard Service Entrance | Switchyard Service Entrance - SWTYDSE | UTLFAIL | Utility Failure | Utility Failure - UTLFAIL | Cause | RS
SWTYDSE | Switchyard Service Entrance | Switchyard Service Entrance - SWTYDSE | VANDL2 | Vandalism | Vandalism - VANDL2 | Cause | RS
SWTYDSE | Switchyard Service Entrance | Switchyard Service Entrance - SWTYDSE | VNDLSM | Vandalism | Vandalism - VNDLSM | Cause | RS
SWTYDSE | Switchyard Service Entrance | Switchyard Service Entrance - SWTYDSE | WORNCMPT | Defective/ Worn Component | Defective/ Worn Component - WORNCMPT | Cause | RS
SWTYDSE | Switchyard Service Entrance | Switchyard Service Entrance - SWTYDSE | ADJUSTD | Adjusted | Adjusted - ADJUSTD | Action | RS
SWTYDSE | Switchyard Service Entrance | Switchyard Service Entrance - SWTYDSE | CALCONT | Call Contractor | Call Contractor - CALCONT | Action | RS
SWTYDSE | Switchyard Service Entrance | Switchyard Service Entrance - SWTYDSE | CHKMM | Check Manufacturer Manual | Check Manufacturer Manual - CHKMM | Action | RS
SWTYDSE | Switchyard Service Entrance | Switchyard Service Entrance - SWTYDSE | DECOMM | Decommission | Decommission - DECOMM | Action | RS
SWTYDSE | Switchyard Service Entrance | Switchyard Service Entrance - SWTYDSE | DECONTME | Decontaminate | Decontaminate - DECONTME | Action | RS
SWTYDSE | Switchyard Service Entrance | Switchyard Service Entrance - SWTYDSE | DONOTHIN | Do Nothing | Do Nothing - DONOTHIN | Action | RS
SWTYDSE | Switchyard Service Entrance | Switchyard Service Entrance - SWTYDSE | LUBRCTE | Lubricate | Lubricate - LUBRCTE | Action | RS
SWTYDSE | Switchyard Service Entrance | Switchyard Service Entrance - SWTYDSE | OTHER | Other (specify) | Other (specify) - OTHER | Action | RS
SWTYDSE | Switchyard Service Entrance | Switchyard Service Entrance - SWTYDSE | RECALBRT | Recalibrate | Recalibrate - RECALBRT | Action | RS
SWTYDSE | Switchyard Service Entrance | Switchyard Service Entrance - SWTYDSE | REMVOBT | Remove Obstruction | Remove Obstruction - REMVOBT | Action | RS
SWTYDSE | Switchyard Service Entrance | Switchyard Service Entrance - SWTYDSE | REPCMPT | Repair Component | Repair Component - REPCMPT | Action | RS
SWTYDSE | Switchyard Service Entrance | Switchyard Service Entrance - SWTYDSE | REPLASS | Replace Asset | Replace Asset - REPLASS | Action | RS
SWTYDSE | Switchyard Service Entrance | Switchyard Service Entrance - SWTYDSE | REPLCMPT | Replace Component | Replace Component - REPLCMPT | Action | RS
SWTYDSE | Switchyard Service Entrance | Switchyard Service Entrance - SWTYDSE | REPRASS | Repair Asset | Repair Asset - REPRASS | Action | RS
SWTYDSE | Switchyard Service Entrance | Switchyard Service Entrance - SWTYDSE | UPGRADES | Upgrade | Upgrade - UPGRADES | Action | RS
SWTYDTRS | Switchyard Transformation | Switchyard Transformation - SWTYDTRS | ABNTEMP | Abnormal Temprature | Abnormal Temprature - ABNTEMP | Problem | RS
SWTYDTRS | Switchyard Transformation | Switchyard Transformation - SWTYDTRS | CORROS | Corrosion | Corrosion - CORROS | Problem | RS
SWTYDTRS | Switchyard Transformation | Switchyard Transformation - SWTYDTRS | ELECTRIP | Electrical Trip Out | Electrical Trip Out - ELECTRIP | Problem | RS
SWTYDTRS | Switchyard Transformation | Switchyard Transformation - SWTYDTRS | EXNOISE | Excessive Noise | Excessive Noise - EXNOISE | Problem | RS
SWTYDTRS | Switchyard Transformation | Switchyard Transformation - SWTYDTRS | EXVIBRTN | Excessive Vibration | Excessive Vibration - EXVIBRTN | Problem | RS
SWTYDTRS | Switchyard Transformation | Switchyard Transformation - SWTYDTRS | JAMMEDEQ | Jammed Equipment | Jammed Equipment - JAMMEDEQ | Problem | RS
SWTYDTRS | Switchyard Transformation | Switchyard Transformation - SWTYDTRS | LEAKING | Leaking | Leaking - LEAKING | Problem | RS
SWTYDTRS | Switchyard Transformation | Switchyard Transformation - SWTYDTRS | LOWPERF | Low Performance | Low Performance - LOWPERF | Problem | RS
SWTYDTRS | Switchyard Transformation | Switchyard Transformation - SWTYDTRS | NONOPER | Non-Operational | Non-Operational - NONOPER | Problem | RS
SWTYDTRS | Switchyard Transformation | Switchyard Transformation - SWTYDTRS | PHYDMGE | Physical Damage | Physical Damage - PHYDMGE | Problem | RS
SWTYDTRS | Switchyard Transformation | Switchyard Transformation - SWTYDTRS | UNSMELL | Unusual Smell | Unusual Smell - UNSMELL | Problem | RS
SWTYDTRS | Switchyard Transformation | Switchyard Transformation - SWTYDTRS | UNSMOKE | Unusual Smoke | Unusual Smoke - UNSMOKE | Problem | RS
SWTYDTRS | Switchyard Transformation | Switchyard Transformation - SWTYDTRS | SHVPCDET | Switchyard Transformation High Voltage Power Cables Deteriorated | Switchyard Transformation High Voltage Power Cables Deteriorated - SHVPCDET | Failure | RS
SWTYDTRS | Switchyard Transformation | Switchyard Transformation - SWTYDTRS | ACCIDENT | Accident | Accident - ACCIDENT | Cause | RS
SWTYDTRS | Switchyard Transformation | Switchyard Transformation - SWTYDTRS | ACCWEAR | Accelerated Wear | Accelerated Wear - ACCWEAR | Cause | RS
SWTYDTRS | Switchyard Transformation | Switchyard Transformation - SWTYDTRS | ACTGOD | Weather condition/Forces of nature or Act of God | Weather condition/Forces of nature or Act of God - ACTGOD | Cause | RS
SWTYDTRS | Switchyard Transformation | Switchyard Transformation - SWTYDTRS | CONTAM | Contamination | Contamination - CONTAM | Cause | RS
SWTYDTRS | Switchyard Transformation | Switchyard Transformation - SWTYDTRS | DEFASSET | Defective Asset | Defective Asset - DEFASSET | Cause | RS
SWTYDTRS | Switchyard Transformation | Switchyard Transformation - SWTYDTRS | EXLOAD | Excessive Load | Excessive Load - EXLOAD | Cause | RS
SWTYDTRS | Switchyard Transformation | Switchyard Transformation - SWTYDTRS | IMPRMNT | Improper Maintenance | Improper Maintenance - IMPRMNT | Cause | RS
SWTYDTRS | Switchyard Transformation | Switchyard Transformation - SWTYDTRS | INSLUBR | Insufficient Lubrication | Insufficient Lubrication - INSLUBR | Cause | RS
SWTYDTRS | Switchyard Transformation | Switchyard Transformation - SWTYDTRS | LACKTRN | Lack of/ Inadequate Training | Lack of/ Inadequate Training - LACKTRN | Cause | RS
SWTYDTRS | Switchyard Transformation | Switchyard Transformation - SWTYDTRS | MISSCMP | Loose/ Missing Component | Loose/ Missing Component - MISSCMP | Cause | RS
SWTYDTRS | Switchyard Transformation | Switchyard Transformation - SWTYDTRS | NRMWEAR | Normal Wear | Normal Wear - NRMWEAR | Cause | RS
SWTYDTRS | Switchyard Transformation | Switchyard Transformation - SWTYDTRS | OTHER | Other (specify) | Other (specify) - OTHER | Cause | RS
SWTYDTRS | Switchyard Transformation | Switchyard Transformation - SWTYDTRS | PRINSTAL | Poor Installation | Poor Installation - PRINSTAL | Cause | RS
SWTYDTRS | Switchyard Transformation | Switchyard Transformation - SWTYDTRS | PROCISSU | Procedure Issue | Procedure Issue - PROCISSU | Cause | RS
SWTYDTRS | Switchyard Transformation | Switchyard Transformation - SWTYDTRS | UTLFAIL | Utility Failure | Utility Failure - UTLFAIL | Cause | RS
SWTYDTRS | Switchyard Transformation | Switchyard Transformation - SWTYDTRS | VNDLSM | Vandalism | Vandalism - VNDLSM | Cause | RS
SWTYDTRS | Switchyard Transformation | Switchyard Transformation - SWTYDTRS | WORNCMPT | Defective/ Worn Component | Defective/ Worn Component - WORNCMPT | Cause | RS
SWTYDTRS | Switchyard Transformation | Switchyard Transformation - SWTYDTRS | ADJUSTD | Adjusted | Adjusted - ADJUSTD | Action | RS
SWTYDTRS | Switchyard Transformation | Switchyard Transformation - SWTYDTRS | DECOMM | Decommission | Decommission - DECOMM | Action | RS
SWTYDTRS | Switchyard Transformation | Switchyard Transformation - SWTYDTRS | DECONTME | Decontaminate | Decontaminate - DECONTME | Action | RS
SWTYDTRS | Switchyard Transformation | Switchyard Transformation - SWTYDTRS | DONOTHIN | Do Nothing | Do Nothing - DONOTHIN | Action | RS
SWTYDTRS | Switchyard Transformation | Switchyard Transformation - SWTYDTRS | LUBRCTE | Lubricate | Lubricate - LUBRCTE | Action | RS
SWTYDTRS | Switchyard Transformation | Switchyard Transformation - SWTYDTRS | OTHER | Other (specify) | Other (specify) - OTHER | Action | RS
SWTYDTRS | Switchyard Transformation | Switchyard Transformation - SWTYDTRS | RECALBRT | Recalibrate | Recalibrate - RECALBRT | Action | RS
SWTYDTRS | Switchyard Transformation | Switchyard Transformation - SWTYDTRS | REMVOBT | Remove Obstruction | Remove Obstruction - REMVOBT | Action | RS
SWTYDTRS | Switchyard Transformation | Switchyard Transformation - SWTYDTRS | REPCMPT | Repair Component | Repair Component - REPCMPT | Action | RS
SWTYDTRS | Switchyard Transformation | Switchyard Transformation - SWTYDTRS | REPLASS | Replace Asset | Replace Asset - REPLASS | Action | RS
SWTYDTRS | Switchyard Transformation | Switchyard Transformation - SWTYDTRS | REPLCMPT | Replace Component | Replace Component - REPLCMPT | Action | RS
SWTYDTRS | Switchyard Transformation | Switchyard Transformation - SWTYDTRS | REPRASS | Repair Asset | Repair Asset - REPRASS | Action | RS
SWTYDTRS | Switchyard Transformation | Switchyard Transformation - SWTYDTRS | UPGRADES | Upgrade | Upgrade - UPGRADES | Action | RS
TANKHTR | Tank Heater | Tank Heater - TANKHTR | ABNTEMP | Abnormal Temprature | Abnormal Temprature - ABNTEMP | Problem | RS
TANKHTR | Tank Heater | Tank Heater - TANKHTR | CORROS | Corrosion | Corrosion - CORROS | Problem | RS
TANKHTR | Tank Heater | Tank Heater - TANKHTR | ELECTRIP | Electrical Trip Out | Electrical Trip Out - ELECTRIP | Problem | RS
TANKHTR | Tank Heater | Tank Heater - TANKHTR | EXNOISE | Excessive Noise | Excessive Noise - EXNOISE | Problem | RS
TANKHTR | Tank Heater | Tank Heater - TANKHTR | EXVIBRTN | Excessive Vibration | Excessive Vibration - EXVIBRTN | Problem | RS
TANKHTR | Tank Heater | Tank Heater - TANKHTR | JAMMEDEQ | Jammed Equipment | Jammed Equipment - JAMMEDEQ | Problem | RS
TANKHTR | Tank Heater | Tank Heater - TANKHTR | LEAKING | Leaking | Leaking - LEAKING | Problem | RS
TANKHTR | Tank Heater | Tank Heater - TANKHTR | LOWPERF | Low Performance | Low Performance - LOWPERF | Problem | RS
TANKHTR | Tank Heater | Tank Heater - TANKHTR | NONOPER | Non-Operational | Non-Operational - NONOPER | Problem | RS
TANKHTR | Tank Heater | Tank Heater - TANKHTR | PHYDMGE | Physical Damage | Physical Damage - PHYDMGE | Problem | RS
TANKHTR | Tank Heater | Tank Heater - TANKHTR | UNSMELL | Unusual Smell | Unusual Smell - UNSMELL | Problem | RS
TANKHTR | Tank Heater | Tank Heater - TANKHTR | UNSMOKE | Unusual Smoke | Unusual Smoke - UNSMOKE | Problem | RS
TANKHTR | Tank Heater | Tank Heater - TANKHTR | TKHEFAIL | Tank heater heating element failed | Tank heater heating element failed - TKHEFAIL | Failure | RS
TANKHTR | Tank Heater | Tank Heater - TANKHTR | ACCIDENT | Accident | Accident - ACCIDENT | Cause | RS
TANKHTR | Tank Heater | Tank Heater - TANKHTR | ACCWEAR | Accelerated Wear | Accelerated Wear - ACCWEAR | Cause | RS
TANKHTR | Tank Heater | Tank Heater - TANKHTR | ACTGOD | Weather condition/Forces of nature or Act of God | Weather condition/Forces of nature or Act of God - ACTGOD | Cause | RS
TANKHTR | Tank Heater | Tank Heater - TANKHTR | CONTAM | Contamination | Contamination - CONTAM | Cause | RS
TANKHTR | Tank Heater | Tank Heater - TANKHTR | DEFASSET | Defective Asset | Defective Asset - DEFASSET | Cause | RS
TANKHTR | Tank Heater | Tank Heater - TANKHTR | EXLOAD | Excessive Load | Excessive Load - EXLOAD | Cause | RS
TANKHTR | Tank Heater | Tank Heater - TANKHTR | IMPRMNT | Improper Maintenance | Improper Maintenance - IMPRMNT | Cause | RS
TANKHTR | Tank Heater | Tank Heater - TANKHTR | INSLUBR | Insufficient Lubrication | Insufficient Lubrication - INSLUBR | Cause | RS
TANKHTR | Tank Heater | Tank Heater - TANKHTR | LACKTRN | Lack of/ Inadequate Training | Lack of/ Inadequate Training - LACKTRN | Cause | RS
TANKHTR | Tank Heater | Tank Heater - TANKHTR | MISSCMP | Loose/ Missing Component | Loose/ Missing Component - MISSCMP | Cause | RS
TANKHTR | Tank Heater | Tank Heater - TANKHTR | NRMWEAR | Normal Wear | Normal Wear - NRMWEAR | Cause | RS
TANKHTR | Tank Heater | Tank Heater - TANKHTR | OTHER | Other (specify) | Other (specify) - OTHER | Cause | RS
TANKHTR | Tank Heater | Tank Heater - TANKHTR | PRINSTAL | Poor Installation | Poor Installation - PRINSTAL | Cause | RS
TANKHTR | Tank Heater | Tank Heater - TANKHTR | PROCISSU | Procedure Issue | Procedure Issue - PROCISSU | Cause | RS
TANKHTR | Tank Heater | Tank Heater - TANKHTR | UTLFAIL | Utility Failure | Utility Failure - UTLFAIL | Cause | RS
TANKHTR | Tank Heater | Tank Heater - TANKHTR | VNDLSM | Vandalism | Vandalism - VNDLSM | Cause | RS
TANKHTR | Tank Heater | Tank Heater - TANKHTR | WORNCMPT | Defective/ Worn Component | Defective/ Worn Component - WORNCMPT | Cause | RS
TANKHTR | Tank Heater | Tank Heater - TANKHTR | ADJUSTD | Adjusted | Adjusted - ADJUSTD | Action | RS
TANKHTR | Tank Heater | Tank Heater - TANKHTR | DECOMM | Decommission | Decommission - DECOMM | Action | RS
TANKHTR | Tank Heater | Tank Heater - TANKHTR | DECONTME | Decontaminate | Decontaminate - DECONTME | Action | RS
TANKHTR | Tank Heater | Tank Heater - TANKHTR | DONOTHIN | Do Nothing | Do Nothing - DONOTHIN | Action | RS
TANKHTR | Tank Heater | Tank Heater - TANKHTR | LUBRCTE | Lubricate | Lubricate - LUBRCTE | Action | RS
TANKHTR | Tank Heater | Tank Heater - TANKHTR | OTHER | Other (specify) | Other (specify) - OTHER | Action | RS
TANKHTR | Tank Heater | Tank Heater - TANKHTR | RECALBRT | Recalibrate | Recalibrate - RECALBRT | Action | RS
TANKHTR | Tank Heater | Tank Heater - TANKHTR | REMVOBT | Remove Obstruction | Remove Obstruction - REMVOBT | Action | RS
TANKHTR | Tank Heater | Tank Heater - TANKHTR | REPCMPT | Repair Component | Repair Component - REPCMPT | Action | RS
TANKHTR | Tank Heater | Tank Heater - TANKHTR | REPLASS | Replace Asset | Replace Asset - REPLASS | Action | RS
TANKHTR | Tank Heater | Tank Heater - TANKHTR | REPLCMPT | Replace Component | Replace Component - REPLCMPT | Action | RS
TANKHTR | Tank Heater | Tank Heater - TANKHTR | REPRASS | Repair Asset | Repair Asset - REPRASS | Action | RS
TANKHTR | Tank Heater | Tank Heater - TANKHTR | UPGRADES | Upgrade | Upgrade - UPGRADES | Action | RS
TRFCBARR | Traffic Barrier | Traffic Barrier - TRFCBARR | ABNTEMP | Abnormal Temprature | Abnormal Temprature - ABNTEMP | Problem | RS
TRFCBARR | Traffic Barrier | Traffic Barrier - TRFCBARR | CORROS | Corrosion | Corrosion - CORROS | Problem | RS
TRFCBARR | Traffic Barrier | Traffic Barrier - TRFCBARR | ELECTRIP | Electrical Trip Out | Electrical Trip Out - ELECTRIP | Problem | RS
TRFCBARR | Traffic Barrier | Traffic Barrier - TRFCBARR | EXNOISE | Excessive Noise | Excessive Noise - EXNOISE | Problem | RS
TRFCBARR | Traffic Barrier | Traffic Barrier - TRFCBARR | EXVIBRTN | Excessive Vibration | Excessive Vibration - EXVIBRTN | Problem | RS
TRFCBARR | Traffic Barrier | Traffic Barrier - TRFCBARR | JAMMEDEQ | Jammed Equipment | Jammed Equipment - JAMMEDEQ | Problem | RS
TRFCBARR | Traffic Barrier | Traffic Barrier - TRFCBARR | LEAKING | Leaking | Leaking - LEAKING | Problem | RS
TRFCBARR | Traffic Barrier | Traffic Barrier - TRFCBARR | LOWPERF | Low Performance | Low Performance - LOWPERF | Problem | RS
TRFCBARR | Traffic Barrier | Traffic Barrier - TRFCBARR | NONOPER | Non-Operational | Non-Operational - NONOPER | Problem | RS
TRFCBARR | Traffic Barrier | Traffic Barrier - TRFCBARR | PHYDMGE | Physical Damage | Physical Damage - PHYDMGE | Problem | RS
TRFCBARR | Traffic Barrier | Traffic Barrier - TRFCBARR | UNSMELL | Unusual Smell | Unusual Smell - UNSMELL | Problem | RS
TRFCBARR | Traffic Barrier | Traffic Barrier - TRFCBARR | UNSMOKE | Unusual Smoke | Unusual Smoke - UNSMOKE | Problem | RS
TRFCBARR | Traffic Barrier | Traffic Barrier - TRFCBARR | TRBRDET | Traffic barrier deteriorated | Traffic barrier deteriorated - TRBRDET | Failure | RS
TRFCBARR | Traffic Barrier | Traffic Barrier - TRFCBARR | ACCIDENT | Accident | Accident - ACCIDENT | Cause | RS
TRFCBARR | Traffic Barrier | Traffic Barrier - TRFCBARR | ACCWEAR | Accelerated Wear | Accelerated Wear - ACCWEAR | Cause | RS
TRFCBARR | Traffic Barrier | Traffic Barrier - TRFCBARR | ACTGOD | Weather condition/Forces of nature or Act of God | Weather condition/Forces of nature or Act of God - ACTGOD | Cause | RS
TRFCBARR | Traffic Barrier | Traffic Barrier - TRFCBARR | CONTAM | Contamination | Contamination - CONTAM | Cause | RS
TRFCBARR | Traffic Barrier | Traffic Barrier - TRFCBARR | DEFASSET | Defective Asset | Defective Asset - DEFASSET | Cause | RS
TRFCBARR | Traffic Barrier | Traffic Barrier - TRFCBARR | EXLOAD | Excessive Load | Excessive Load - EXLOAD | Cause | RS
TRFCBARR | Traffic Barrier | Traffic Barrier - TRFCBARR | IMPRMNT | Improper Maintenance | Improper Maintenance - IMPRMNT | Cause | RS
TRFCBARR | Traffic Barrier | Traffic Barrier - TRFCBARR | INSLUBR | Insufficient Lubrication | Insufficient Lubrication - INSLUBR | Cause | RS
TRFCBARR | Traffic Barrier | Traffic Barrier - TRFCBARR | LACKTRN | Lack of/ Inadequate Training | Lack of/ Inadequate Training - LACKTRN | Cause | RS
TRFCBARR | Traffic Barrier | Traffic Barrier - TRFCBARR | MISSCMP | Loose/ Missing Component | Loose/ Missing Component - MISSCMP | Cause | RS
TRFCBARR | Traffic Barrier | Traffic Barrier - TRFCBARR | NRMWEAR | Normal Wear | Normal Wear - NRMWEAR | Cause | RS
TRFCBARR | Traffic Barrier | Traffic Barrier - TRFCBARR | OTHER | Other (specify) | Other (specify) - OTHER | Cause | RS
TRFCBARR | Traffic Barrier | Traffic Barrier - TRFCBARR | PRINSTAL | Poor Installation | Poor Installation - PRINSTAL | Cause | RS
TRFCBARR | Traffic Barrier | Traffic Barrier - TRFCBARR | PROCISSU | Procedure Issue | Procedure Issue - PROCISSU | Cause | RS
TRFCBARR | Traffic Barrier | Traffic Barrier - TRFCBARR | UTLFAIL | Utility Failure | Utility Failure - UTLFAIL | Cause | RS
TRFCBARR | Traffic Barrier | Traffic Barrier - TRFCBARR | VNDLSM | Vandalism | Vandalism - VNDLSM | Cause | RS
TRFCBARR | Traffic Barrier | Traffic Barrier - TRFCBARR | WORNCMPT | Defective/ Worn Component | Defective/ Worn Component - WORNCMPT | Cause | RS
TRFCBARR | Traffic Barrier | Traffic Barrier - TRFCBARR | ADJUSTD | Adjusted | Adjusted - ADJUSTD | Action | RS
TRFCBARR | Traffic Barrier | Traffic Barrier - TRFCBARR | DECOMM | Decommission | Decommission - DECOMM | Action | RS
TRFCBARR | Traffic Barrier | Traffic Barrier - TRFCBARR | DECONTME | Decontaminate | Decontaminate - DECONTME | Action | RS
TRFCBARR | Traffic Barrier | Traffic Barrier - TRFCBARR | DONOTHIN | Do Nothing | Do Nothing - DONOTHIN | Action | RS
TRFCBARR | Traffic Barrier | Traffic Barrier - TRFCBARR | LUBRCTE | Lubricate | Lubricate - LUBRCTE | Action | RS
TRFCBARR | Traffic Barrier | Traffic Barrier - TRFCBARR | OTHER | Other (specify) | Other (specify) - OTHER | Action | RS
TRFCBARR | Traffic Barrier | Traffic Barrier - TRFCBARR | RECALBRT | Recalibrate | Recalibrate - RECALBRT | Action | RS
TRFCBARR | Traffic Barrier | Traffic Barrier - TRFCBARR | REMVOBT | Remove Obstruction | Remove Obstruction - REMVOBT | Action | RS
TRFCBARR | Traffic Barrier | Traffic Barrier - TRFCBARR | REPCMPT | Repair Component | Repair Component - REPCMPT | Action | RS
TRFCBARR | Traffic Barrier | Traffic Barrier - TRFCBARR | REPLASS | Replace Asset | Replace Asset - REPLASS | Action | RS
TRFCBARR | Traffic Barrier | Traffic Barrier - TRFCBARR | REPLCMPT | Replace Component | Replace Component - REPLCMPT | Action | RS
TRFCBARR | Traffic Barrier | Traffic Barrier - TRFCBARR | REPRASS | Repair Asset | Repair Asset - REPRASS | Action | RS
TRFCBARR | Traffic Barrier | Traffic Barrier - TRFCBARR | UPGRADES | Upgrade | Upgrade - UPGRADES | Action | RS
TRMHTR | Terminal Heater | Terminal Heater - TRMHTR | ABNTEMP | Abnormal Temprature | Abnormal Temprature - ABNTEMP | Problem | RS
TRMHTR | Terminal Heater | Terminal Heater - TRMHTR | CORROS | Corrosion | Corrosion - CORROS | Problem | RS
TRMHTR | Terminal Heater | Terminal Heater - TRMHTR | ELECTRIP | Electrical Trip Out | Electrical Trip Out - ELECTRIP | Problem | RS
TRMHTR | Terminal Heater | Terminal Heater - TRMHTR | EXNOISE | Excessive Noise | Excessive Noise - EXNOISE | Problem | RS
TRMHTR | Terminal Heater | Terminal Heater - TRMHTR | EXVIBRTN | Excessive Vibration | Excessive Vibration - EXVIBRTN | Problem | RS
TRMHTR | Terminal Heater | Terminal Heater - TRMHTR | JAMMEDEQ | Jammed Equipment | Jammed Equipment - JAMMEDEQ | Problem | RS
TRMHTR | Terminal Heater | Terminal Heater - TRMHTR | LEAKING | Leaking | Leaking - LEAKING | Problem | RS
TRMHTR | Terminal Heater | Terminal Heater - TRMHTR | LOWPERF | Low Performance | Low Performance - LOWPERF | Problem | RS
TRMHTR | Terminal Heater | Terminal Heater - TRMHTR | NONOPER | Non-Operational | Non-Operational - NONOPER | Problem | RS
TRMHTR | Terminal Heater | Terminal Heater - TRMHTR | PHYDMGE | Physical Damage | Physical Damage - PHYDMGE | Problem | RS
TRMHTR | Terminal Heater | Terminal Heater - TRMHTR | UNSMELL | Unusual Smell | Unusual Smell - UNSMELL | Problem | RS
TRMHTR | Terminal Heater | Terminal Heater - TRMHTR | UNSMOKE | Unusual Smoke | Unusual Smoke - UNSMOKE | Problem | RS
TRMHTR | Terminal Heater | Terminal Heater - TRMHTR | TKHCDET | Terminal heater components deteriorated | Terminal heater components deteriorated - TKHCDET | Failure | RS
TRMHTR | Terminal Heater | Terminal Heater - TRMHTR | TKHFCONT | Terminal heater filter contaminated | Terminal heater filter contaminated - TKHFCONT | Failure | RS
TRMHTR | Terminal Heater | Terminal Heater - TRMHTR | TKHMFAIL | Terminal heater motor failed | Terminal heater motor failed - TKHMFAIL | Failure | RS
TRMHTR | Terminal Heater | Terminal Heater - TRMHTR | ACCIDENT | Accident | Accident - ACCIDENT | Cause | RS
TRMHTR | Terminal Heater | Terminal Heater - TRMHTR | ACCWEAR | Accelerated Wear | Accelerated Wear - ACCWEAR | Cause | RS
TRMHTR | Terminal Heater | Terminal Heater - TRMHTR | ACTGOD | Weather condition/Forces of nature or Act of God | Weather condition/Forces of nature or Act of God - ACTGOD | Cause | RS
TRMHTR | Terminal Heater | Terminal Heater - TRMHTR | CONTAM | Contamination | Contamination - CONTAM | Cause | RS
TRMHTR | Terminal Heater | Terminal Heater - TRMHTR | DEFASSET | Defective Asset | Defective Asset - DEFASSET | Cause | RS
TRMHTR | Terminal Heater | Terminal Heater - TRMHTR | EXLOAD | Excessive Load | Excessive Load - EXLOAD | Cause | RS
TRMHTR | Terminal Heater | Terminal Heater - TRMHTR | IMPRMNT | Improper Maintenance | Improper Maintenance - IMPRMNT | Cause | RS
TRMHTR | Terminal Heater | Terminal Heater - TRMHTR | INSLUBR | Insufficient Lubrication | Insufficient Lubrication - INSLUBR | Cause | RS
TRMHTR | Terminal Heater | Terminal Heater - TRMHTR | LACKTRN | Lack of/ Inadequate Training | Lack of/ Inadequate Training - LACKTRN | Cause | RS
TRMHTR | Terminal Heater | Terminal Heater - TRMHTR | MISSCMP | Loose/ Missing Component | Loose/ Missing Component - MISSCMP | Cause | RS
TRMHTR | Terminal Heater | Terminal Heater - TRMHTR | NRMWEAR | Normal Wear | Normal Wear - NRMWEAR | Cause | RS
TRMHTR | Terminal Heater | Terminal Heater - TRMHTR | OTHER | Other (specify) | Other (specify) - OTHER | Cause | RS
TRMHTR | Terminal Heater | Terminal Heater - TRMHTR | PRINSTAL | Poor Installation | Poor Installation - PRINSTAL | Cause | RS
TRMHTR | Terminal Heater | Terminal Heater - TRMHTR | PROCISSU | Procedure Issue | Procedure Issue - PROCISSU | Cause | RS
TRMHTR | Terminal Heater | Terminal Heater - TRMHTR | UTLFAIL | Utility Failure | Utility Failure - UTLFAIL | Cause | RS
TRMHTR | Terminal Heater | Terminal Heater - TRMHTR | VNDLSM | Vandalism | Vandalism - VNDLSM | Cause | RS
TRMHTR | Terminal Heater | Terminal Heater - TRMHTR | WORNCMPT | Defective/ Worn Component | Defective/ Worn Component - WORNCMPT | Cause | RS
TRMHTR | Terminal Heater | Terminal Heater - TRMHTR | ADJUSTD | Adjusted | Adjusted - ADJUSTD | Action | RS
TRMHTR | Terminal Heater | Terminal Heater - TRMHTR | DECOMM | Decommission | Decommission - DECOMM | Action | RS
TRMHTR | Terminal Heater | Terminal Heater - TRMHTR | DECONTME | Decontaminate | Decontaminate - DECONTME | Action | RS
TRMHTR | Terminal Heater | Terminal Heater - TRMHTR | DONOTHIN | Do Nothing | Do Nothing - DONOTHIN | Action | RS
TRMHTR | Terminal Heater | Terminal Heater - TRMHTR | LUBRCTE | Lubricate | Lubricate - LUBRCTE | Action | RS
TRMHTR | Terminal Heater | Terminal Heater - TRMHTR | OTHER | Other (specify) | Other (specify) - OTHER | Action | RS
TRMHTR | Terminal Heater | Terminal Heater - TRMHTR | RECALBRT | Recalibrate | Recalibrate - RECALBRT | Action | RS
TRMHTR | Terminal Heater | Terminal Heater - TRMHTR | REMVOBT | Remove Obstruction | Remove Obstruction - REMVOBT | Action | RS
TRMHTR | Terminal Heater | Terminal Heater - TRMHTR | REPCMPT | Repair Component | Repair Component - REPCMPT | Action | RS
TRMHTR | Terminal Heater | Terminal Heater - TRMHTR | REPLASS | Replace Asset | Replace Asset - REPLASS | Action | RS
TRMHTR | Terminal Heater | Terminal Heater - TRMHTR | REPLCMPT | Replace Component | Replace Component - REPLCMPT | Action | RS
TRMHTR | Terminal Heater | Terminal Heater - TRMHTR | REPRASS | Repair Asset | Repair Asset - REPRASS | Action | RS
TRMHTR | Terminal Heater | Terminal Heater - TRMHTR | UPGRADES | Upgrade | Upgrade - UPGRADES | Action | RS
TRNFLDNS | Train Fluids Dispensing Station | Train Fluids Dispensing Station - TRNFLDNS | ABNTEMP | Abnormal Temprature | Abnormal Temprature - ABNTEMP | Problem | RS
TRNFLDNS | Train Fluids Dispensing Station | Train Fluids Dispensing Station - TRNFLDNS | CORROS | Corrosion | Corrosion - CORROS | Problem | RS
TRNFLDNS | Train Fluids Dispensing Station | Train Fluids Dispensing Station - TRNFLDNS | ELECTRIP | Electrical Trip Out | Electrical Trip Out - ELECTRIP | Problem | RS
TRNFLDNS | Train Fluids Dispensing Station | Train Fluids Dispensing Station - TRNFLDNS | EXNOISE | Excessive Noise | Excessive Noise - EXNOISE | Problem | RS
TRNFLDNS | Train Fluids Dispensing Station | Train Fluids Dispensing Station - TRNFLDNS | EXVIBRTN | Excessive Vibration | Excessive Vibration - EXVIBRTN | Problem | RS
TRNFLDNS | Train Fluids Dispensing Station | Train Fluids Dispensing Station - TRNFLDNS | JAMMEDEQ | Jammed Equipment | Jammed Equipment - JAMMEDEQ | Problem | RS
TRNFLDNS | Train Fluids Dispensing Station | Train Fluids Dispensing Station - TRNFLDNS | LEAKING | Leaking | Leaking - LEAKING | Problem | RS
TRNFLDNS | Train Fluids Dispensing Station | Train Fluids Dispensing Station - TRNFLDNS | LOWPERF | Low Performance | Low Performance - LOWPERF | Problem | RS
TRNFLDNS | Train Fluids Dispensing Station | Train Fluids Dispensing Station - TRNFLDNS | NONOPER | Non-Operational | Non-Operational - NONOPER | Problem | RS
TRNFLDNS | Train Fluids Dispensing Station | Train Fluids Dispensing Station - TRNFLDNS | PHYDMGE | Physical Damage | Physical Damage - PHYDMGE | Problem | RS
TRNFLDNS | Train Fluids Dispensing Station | Train Fluids Dispensing Station - TRNFLDNS | UNSMELL | Unusual Smell | Unusual Smell - UNSMELL | Problem | RS
TRNFLDNS | Train Fluids Dispensing Station | Train Fluids Dispensing Station - TRNFLDNS | UNSMOKE | Unusual Smoke | Unusual Smoke - UNSMOKE | Problem | RS
TRNFLDNS | Train Fluids Dispensing Station | Train Fluids Dispensing Station - TRNFLDNS | TFDSCDET | Train Fluids Dispensing Station components deteriorated | Train Fluids Dispensing Station components deteriorated - TFDSCDET | Failure | RS
TRNFLDNS | Train Fluids Dispensing Station | Train Fluids Dispensing Station - TRNFLDNS | ACCIDENT | Accident | Accident - ACCIDENT | Cause | RS
TRNFLDNS | Train Fluids Dispensing Station | Train Fluids Dispensing Station - TRNFLDNS | ACCWEAR | Accelerated Wear | Accelerated Wear - ACCWEAR | Cause | RS
TRNFLDNS | Train Fluids Dispensing Station | Train Fluids Dispensing Station - TRNFLDNS | ACTGOD | Weather condition/Forces of nature or Act of God | Weather condition/Forces of nature or Act of God - ACTGOD | Cause | RS
TRNFLDNS | Train Fluids Dispensing Station | Train Fluids Dispensing Station - TRNFLDNS | CONTAM | Contamination | Contamination - CONTAM | Cause | RS
TRNFLDNS | Train Fluids Dispensing Station | Train Fluids Dispensing Station - TRNFLDNS | DEFASSET | Defective Asset | Defective Asset - DEFASSET | Cause | RS
TRNFLDNS | Train Fluids Dispensing Station | Train Fluids Dispensing Station - TRNFLDNS | EXLOAD | Excessive Load | Excessive Load - EXLOAD | Cause | RS
TRNFLDNS | Train Fluids Dispensing Station | Train Fluids Dispensing Station - TRNFLDNS | IMPRMNT | Improper Maintenance | Improper Maintenance - IMPRMNT | Cause | RS
TRNFLDNS | Train Fluids Dispensing Station | Train Fluids Dispensing Station - TRNFLDNS | INSLUBR | Insufficient Lubrication | Insufficient Lubrication - INSLUBR | Cause | RS
TRNFLDNS | Train Fluids Dispensing Station | Train Fluids Dispensing Station - TRNFLDNS | LACKTRN | Lack of/ Inadequate Training | Lack of/ Inadequate Training - LACKTRN | Cause | RS
TRNFLDNS | Train Fluids Dispensing Station | Train Fluids Dispensing Station - TRNFLDNS | MISSCMP | Loose/ Missing Component | Loose/ Missing Component - MISSCMP | Cause | RS
TRNFLDNS | Train Fluids Dispensing Station | Train Fluids Dispensing Station - TRNFLDNS | NRMWEAR | Normal Wear | Normal Wear - NRMWEAR | Cause | RS
TRNFLDNS | Train Fluids Dispensing Station | Train Fluids Dispensing Station - TRNFLDNS | OTHER | Other (specify) | Other (specify) - OTHER | Cause | RS
TRNFLDNS | Train Fluids Dispensing Station | Train Fluids Dispensing Station - TRNFLDNS | PRINSTAL | Poor Installation | Poor Installation - PRINSTAL | Cause | RS
TRNFLDNS | Train Fluids Dispensing Station | Train Fluids Dispensing Station - TRNFLDNS | PROCISSU | Procedure Issue | Procedure Issue - PROCISSU | Cause | RS
TRNFLDNS | Train Fluids Dispensing Station | Train Fluids Dispensing Station - TRNFLDNS | UTLFAIL | Utility Failure | Utility Failure - UTLFAIL | Cause | RS
TRNFLDNS | Train Fluids Dispensing Station | Train Fluids Dispensing Station - TRNFLDNS | VNDLSM | Vandalism | Vandalism - VNDLSM | Cause | RS
TRNFLDNS | Train Fluids Dispensing Station | Train Fluids Dispensing Station - TRNFLDNS | WORNCMPT | Defective/ Worn Component | Defective/ Worn Component - WORNCMPT | Cause | RS
TRNFLDNS | Train Fluids Dispensing Station | Train Fluids Dispensing Station - TRNFLDNS | ADJUSTD | Adjusted | Adjusted - ADJUSTD | Action | RS
TRNFLDNS | Train Fluids Dispensing Station | Train Fluids Dispensing Station - TRNFLDNS | DECOMM | Decommission | Decommission - DECOMM | Action | RS
TRNFLDNS | Train Fluids Dispensing Station | Train Fluids Dispensing Station - TRNFLDNS | DECONTME | Decontaminate | Decontaminate - DECONTME | Action | RS
TRNFLDNS | Train Fluids Dispensing Station | Train Fluids Dispensing Station - TRNFLDNS | DONOTHIN | Do Nothing | Do Nothing - DONOTHIN | Action | RS
TRNFLDNS | Train Fluids Dispensing Station | Train Fluids Dispensing Station - TRNFLDNS | LUBRCTE | Lubricate | Lubricate - LUBRCTE | Action | RS
TRNFLDNS | Train Fluids Dispensing Station | Train Fluids Dispensing Station - TRNFLDNS | OTHER | Other (specify) | Other (specify) - OTHER | Action | RS
TRNFLDNS | Train Fluids Dispensing Station | Train Fluids Dispensing Station - TRNFLDNS | RECALBRT | Recalibrate | Recalibrate - RECALBRT | Action | RS
TRNFLDNS | Train Fluids Dispensing Station | Train Fluids Dispensing Station - TRNFLDNS | REMVOBT | Remove Obstruction | Remove Obstruction - REMVOBT | Action | RS
TRNFLDNS | Train Fluids Dispensing Station | Train Fluids Dispensing Station - TRNFLDNS | REPCMPT | Repair Component | Repair Component - REPCMPT | Action | RS
TRNFLDNS | Train Fluids Dispensing Station | Train Fluids Dispensing Station - TRNFLDNS | REPLASS | Replace Asset | Replace Asset - REPLASS | Action | RS
TRNFLDNS | Train Fluids Dispensing Station | Train Fluids Dispensing Station - TRNFLDNS | REPLCMPT | Replace Component | Replace Component - REPLCMPT | Action | RS
TRNFLDNS | Train Fluids Dispensing Station | Train Fluids Dispensing Station - TRNFLDNS | REPRASS | Repair Asset | Repair Asset - REPRASS | Action | RS
TRNFLDNS | Train Fluids Dispensing Station | Train Fluids Dispensing Station - TRNFLDNS | UPGRADES | Upgrade | Upgrade - UPGRADES | Action | RS
TRNFLDS | Train Fluids Distribution System | Train Fluids Distribution System - TRNFLDS | ABNTEMP | Abnormal Temprature | Abnormal Temprature - ABNTEMP | Problem | RS
TRNFLDS | Train Fluids Distribution System | Train Fluids Distribution System - TRNFLDS | CORROS | Corrosion | Corrosion - CORROS | Problem | RS
TRNFLDS | Train Fluids Distribution System | Train Fluids Distribution System - TRNFLDS | ELECTRIP | Electrical Trip Out | Electrical Trip Out - ELECTRIP | Problem | RS
TRNFLDS | Train Fluids Distribution System | Train Fluids Distribution System - TRNFLDS | EXNOISE | Excessive Noise | Excessive Noise - EXNOISE | Problem | RS
TRNFLDS | Train Fluids Distribution System | Train Fluids Distribution System - TRNFLDS | EXVIBRTN | Excessive Vibration | Excessive Vibration - EXVIBRTN | Problem | RS
TRNFLDS | Train Fluids Distribution System | Train Fluids Distribution System - TRNFLDS | JAMMEDEQ | Jammed Equipment | Jammed Equipment - JAMMEDEQ | Problem | RS
TRNFLDS | Train Fluids Distribution System | Train Fluids Distribution System - TRNFLDS | LEAKING | Leaking | Leaking - LEAKING | Problem | RS
TRNFLDS | Train Fluids Distribution System | Train Fluids Distribution System - TRNFLDS | LOWPERF | Low Performance | Low Performance - LOWPERF | Problem | RS
TRNFLDS | Train Fluids Distribution System | Train Fluids Distribution System - TRNFLDS | NONOPER | Non-Operational | Non-Operational - NONOPER | Problem | RS
TRNFLDS | Train Fluids Distribution System | Train Fluids Distribution System - TRNFLDS | PHYDMGE | Physical Damage | Physical Damage - PHYDMGE | Problem | RS
TRNFLDS | Train Fluids Distribution System | Train Fluids Distribution System - TRNFLDS | UNSMELL | Unusual Smell | Unusual Smell - UNSMELL | Problem | RS
TRNFLDS | Train Fluids Distribution System | Train Fluids Distribution System - TRNFLDS | UNSMOKE | Unusual Smoke | Unusual Smoke - UNSMOKE | Problem | RS
TRNFLDS | Train Fluids Distribution System | Train Fluids Distribution System - TRNFLDS | TFDPDET | Train fluids distribution piping, hose and valves deteriorated | Train fluids distribution piping, hose and valves deteriorated - TFDPDET | Failure | RS
TRNFLDS | Train Fluids Distribution System | Train Fluids Distribution System - TRNFLDS | ACCIDENT | Accident | Accident - ACCIDENT | Cause | RS
TRNFLDS | Train Fluids Distribution System | Train Fluids Distribution System - TRNFLDS | ACCWEAR | Accelerated Wear | Accelerated Wear - ACCWEAR | Cause | RS
TRNFLDS | Train Fluids Distribution System | Train Fluids Distribution System - TRNFLDS | ACTGOD | Weather condition/Forces of nature or Act of God | Weather condition/Forces of nature or Act of God - ACTGOD | Cause | RS
TRNFLDS | Train Fluids Distribution System | Train Fluids Distribution System - TRNFLDS | CONTAM | Contamination | Contamination - CONTAM | Cause | RS
TRNFLDS | Train Fluids Distribution System | Train Fluids Distribution System - TRNFLDS | DEFASSET | Defective Asset | Defective Asset - DEFASSET | Cause | RS
TRNFLDS | Train Fluids Distribution System | Train Fluids Distribution System - TRNFLDS | EXLOAD | Excessive Load | Excessive Load - EXLOAD | Cause | RS
TRNFLDS | Train Fluids Distribution System | Train Fluids Distribution System - TRNFLDS | IMPRMNT | Improper Maintenance | Improper Maintenance - IMPRMNT | Cause | RS
TRNFLDS | Train Fluids Distribution System | Train Fluids Distribution System - TRNFLDS | INSLUBR | Insufficient Lubrication | Insufficient Lubrication - INSLUBR | Cause | RS
TRNFLDS | Train Fluids Distribution System | Train Fluids Distribution System - TRNFLDS | LACKTRN | Lack of/ Inadequate Training | Lack of/ Inadequate Training - LACKTRN | Cause | RS
TRNFLDS | Train Fluids Distribution System | Train Fluids Distribution System - TRNFLDS | MISSCMP | Loose/ Missing Component | Loose/ Missing Component - MISSCMP | Cause | RS
TRNFLDS | Train Fluids Distribution System | Train Fluids Distribution System - TRNFLDS | NRMWEAR | Normal Wear | Normal Wear - NRMWEAR | Cause | RS
TRNFLDS | Train Fluids Distribution System | Train Fluids Distribution System - TRNFLDS | OTHER | Other (specify) | Other (specify) - OTHER | Cause | RS
TRNFLDS | Train Fluids Distribution System | Train Fluids Distribution System - TRNFLDS | PRINSTAL | Poor Installation | Poor Installation - PRINSTAL | Cause | RS
TRNFLDS | Train Fluids Distribution System | Train Fluids Distribution System - TRNFLDS | PROCISSU | Procedure Issue | Procedure Issue - PROCISSU | Cause | RS
TRNFLDS | Train Fluids Distribution System | Train Fluids Distribution System - TRNFLDS | UTLFAIL | Utility Failure | Utility Failure - UTLFAIL | Cause | RS
TRNFLDS | Train Fluids Distribution System | Train Fluids Distribution System - TRNFLDS | VNDLSM | Vandalism | Vandalism - VNDLSM | Cause | RS
TRNFLDS | Train Fluids Distribution System | Train Fluids Distribution System - TRNFLDS | WORNCMPT | Defective/ Worn Component | Defective/ Worn Component - WORNCMPT | Cause | RS
TRNFLDS | Train Fluids Distribution System | Train Fluids Distribution System - TRNFLDS | ADJUSTD | Adjusted | Adjusted - ADJUSTD | Action | RS
TRNFLDS | Train Fluids Distribution System | Train Fluids Distribution System - TRNFLDS | DECOMM | Decommission | Decommission - DECOMM | Action | RS
TRNFLDS | Train Fluids Distribution System | Train Fluids Distribution System - TRNFLDS | DECONTME | Decontaminate | Decontaminate - DECONTME | Action | RS
TRNFLDS | Train Fluids Distribution System | Train Fluids Distribution System - TRNFLDS | DONOTHIN | Do Nothing | Do Nothing - DONOTHIN | Action | RS
TRNFLDS | Train Fluids Distribution System | Train Fluids Distribution System - TRNFLDS | LUBRCTE | Lubricate | Lubricate - LUBRCTE | Action | RS
TRNFLDS | Train Fluids Distribution System | Train Fluids Distribution System - TRNFLDS | OTHER | Other (specify) | Other (specify) - OTHER | Action | RS
TRNFLDS | Train Fluids Distribution System | Train Fluids Distribution System - TRNFLDS | RECALBRT | Recalibrate | Recalibrate - RECALBRT | Action | RS
TRNFLDS | Train Fluids Distribution System | Train Fluids Distribution System - TRNFLDS | REMVOBT | Remove Obstruction | Remove Obstruction - REMVOBT | Action | RS
TRNFLDS | Train Fluids Distribution System | Train Fluids Distribution System - TRNFLDS | REPCMPT | Repair Component | Repair Component - REPCMPT | Action | RS
TRNFLDS | Train Fluids Distribution System | Train Fluids Distribution System - TRNFLDS | REPLASS | Replace Asset | Replace Asset - REPLASS | Action | RS
TRNFLDS | Train Fluids Distribution System | Train Fluids Distribution System - TRNFLDS | REPLCMPT | Replace Component | Replace Component - REPLCMPT | Action | RS
TRNFLDS | Train Fluids Distribution System | Train Fluids Distribution System - TRNFLDS | REPRASS | Repair Asset | Repair Asset - REPRASS | Action | RS
TRNFLDS | Train Fluids Distribution System | Train Fluids Distribution System - TRNFLDS | UPGRADES | Upgrade | Upgrade - UPGRADES | Action | RS
TRNSFRSW | Transfer Switch | Transfer Switch - TRNSFRSW | ABNTEMP | Abnormal Temprature | Abnormal Temprature - ABNTEMP | Problem | RS
TRNSFRSW | Transfer Switch | Transfer Switch - TRNSFRSW | CORROS | Corrosion | Corrosion - CORROS | Problem | RS
TRNSFRSW | Transfer Switch | Transfer Switch - TRNSFRSW | ELECTRIP | Electrical Trip Out | Electrical Trip Out - ELECTRIP | Problem | RS
TRNSFRSW | Transfer Switch | Transfer Switch - TRNSFRSW | EXNOISE | Excessive Noise | Excessive Noise - EXNOISE | Problem | RS
TRNSFRSW | Transfer Switch | Transfer Switch - TRNSFRSW | EXVIBRTN | Excessive Vibration | Excessive Vibration - EXVIBRTN | Problem | RS
TRNSFRSW | Transfer Switch | Transfer Switch - TRNSFRSW | IDILI1 | Indicator Lights On | Indicator Lights On - IDILI1 | Problem | RS
TRNSFRSW | Transfer Switch | Transfer Switch - TRNSFRSW | JAMMEDEQ | Jammed Equipment | Jammed Equipment - JAMMEDEQ | Problem | RS
TRNSFRSW | Transfer Switch | Transfer Switch - TRNSFRSW | LEAKING | Leaking | Leaking - LEAKING | Problem | RS
TRNSFRSW | Transfer Switch | Transfer Switch - TRNSFRSW | LOWPERF | Low Performance | Low Performance - LOWPERF | Problem | RS
TRNSFRSW | Transfer Switch | Transfer Switch - TRNSFRSW | NONOPER | Non-Operational | Non-Operational - NONOPER | Problem | RS
TRNSFRSW | Transfer Switch | Transfer Switch - TRNSFRSW | NOPOWER2 | No Power | No Power - NOPOWER2 | Problem | RS
TRNSFRSW | Transfer Switch | Transfer Switch - TRNSFRSW | OTOPEC6 | Other (Specify) | Other (Specify) - OTOPEC6 | Problem | RS
TRNSFRSW | Transfer Switch | Transfer Switch - TRNSFRSW | PHYDMGE | Physical Damage | Physical Damage - PHYDMGE | Problem | RS
TRNSFRSW | Transfer Switch | Transfer Switch - TRNSFRSW | UNSMELL | Unusual Smell | Unusual Smell - UNSMELL | Problem | RS
TRNSFRSW | Transfer Switch | Transfer Switch - TRNSFRSW | UNSMOKE | Unusual Smoke | Unusual Smoke - UNSMOKE | Problem | RS
TRNSFRSW | Transfer Switch | Transfer Switch - TRNSFRSW | DEFECO7 | Defected Controller | Defected Controller - DEFECO7 | Failure | RS
TRNSFRSW | Transfer Switch | Transfer Switch - TRNSFRSW | DEFECOB1 | Defected Control Board | Defected Control Board - DEFECOB1 | Failure | RS
TRNSFRSW | Transfer Switch | Transfer Switch - TRNSFRSW | DEFEINL1 | Defected Indicator Light | Defected Indicator Light - DEFEINL1 | Failure | RS
TRNSFRSW | Transfer Switch | Transfer Switch - TRNSFRSW | DEFESO1 | Defaced Solenoid | Defaced Solenoid - DEFESO1 | Failure | RS
TRNSFRSW | Transfer Switch | Transfer Switch - TRNSFRSW | DEFEWI2 | Defected Wire | Defected Wire - DEFEWI2 | Failure | RS
TRNSFRSW | Transfer Switch | Transfer Switch - TRNSFRSW | OTHERS11 | Other (Specify) | Other (Specify) - OTHERS11 | Failure | RS
TRNSFRSW | Transfer Switch | Transfer Switch - TRNSFRSW | TRIPCIB1 | Tripped Circuit Breaker | Tripped Circuit Breaker - TRIPCIB1 | Failure | RS
TRNSFRSW | Transfer Switch | Transfer Switch - TRNSFRSW | TRSWDET | Transfer Switch Deteriorated | Transfer Switch Deteriorated - TRSWDET | Failure | RS
TRNSFRSW | Transfer Switch | Transfer Switch - TRNSFRSW | TRSWFAIL | Track Switch failure | Track Switch failure - TRSWFAIL | Failure | RS
TRNSFRSW | Transfer Switch | Transfer Switch - TRNSFRSW | ACCIDENT | Accident | Accident - ACCIDENT | Cause | RS
TRNSFRSW | Transfer Switch | Transfer Switch - TRNSFRSW | ACCWEAR | Accelerated Wear | Accelerated Wear - ACCWEAR | Cause | RS
TRNSFRSW | Transfer Switch | Transfer Switch - TRNSFRSW | ACTGOD | Weather condition/Forces of nature or Act of God | Weather condition/Forces of nature or Act of God - ACTGOD | Cause | RS
TRNSFRSW | Transfer Switch | Transfer Switch - TRNSFRSW | AGING132 | Aging | Aging - AGING132 | Cause | RS
TRNSFRSW | Transfer Switch | Transfer Switch - TRNSFRSW | AGING173 | Aging | Aging - AGING173 | Cause | RS
TRNSFRSW | Transfer Switch | Transfer Switch - TRNSFRSW | AGING55 | Aging | Aging - AGING55 | Cause | RS
TRNSFRSW | Transfer Switch | Transfer Switch - TRNSFRSW | AGING81 | Aging | Aging - AGING81 | Cause | RS
TRNSFRSW | Transfer Switch | Transfer Switch - TRNSFRSW | AGING88 | Aging | Aging - AGING88 | Cause | RS
TRNSFRSW | Transfer Switch | Transfer Switch - TRNSFRSW | CONTAM | Contamination | Contamination - CONTAM | Cause | RS
TRNSFRSW | Transfer Switch | Transfer Switch - TRNSFRSW | DEFASSET | Defective Asset | Defective Asset - DEFASSET | Cause | RS
TRNSFRSW | Transfer Switch | Transfer Switch - TRNSFRSW | ELECFA29 | Electrical Fault | Electrical Fault - ELECFA29 | Cause | RS
TRNSFRSW | Transfer Switch | Transfer Switch - TRNSFRSW | ELECFA40 | Electrical Fault | Electrical Fault - ELECFA40 | Cause | RS
TRNSFRSW | Transfer Switch | Transfer Switch - TRNSFRSW | ELECFA45 | Electrical Fault | Electrical Fault - ELECFA45 | Cause | RS
TRNSFRSW | Transfer Switch | Transfer Switch - TRNSFRSW | ELECFA95 | Electrical Fault | Electrical Fault - ELECFA95 | Cause | RS
TRNSFRSW | Transfer Switch | Transfer Switch - TRNSFRSW | EXLOAD | Excessive Load | Excessive Load - EXLOAD | Cause | RS
TRNSFRSW | Transfer Switch | Transfer Switch - TRNSFRSW | IMPRM16 | Improper Maintenance | Improper Maintenance - IMPRM16 | Cause | RS
TRNSFRSW | Transfer Switch | Transfer Switch - TRNSFRSW | IMPRM37 | Improper Maintenance | Improper Maintenance - IMPRM37 | Cause | RS
TRNSFRSW | Transfer Switch | Transfer Switch - TRNSFRSW | IMPRMNT | Improper Maintenance | Improper Maintenance - IMPRMNT | Cause | RS
TRNSFRSW | Transfer Switch | Transfer Switch - TRNSFRSW | INSLUBR | Insufficient Lubrication | Insufficient Lubrication - INSLUBR | Cause | RS
TRNSFRSW | Transfer Switch | Transfer Switch - TRNSFRSW | LACKTRN | Lack of/ Inadequate Training | Lack of/ Inadequate Training - LACKTRN | Cause | RS
TRNSFRSW | Transfer Switch | Transfer Switch - TRNSFRSW | LOOSC11 | Loose Connection | Loose Connection - LOOSC11 | Cause | RS
TRNSFRSW | Transfer Switch | Transfer Switch - TRNSFRSW | MISSCMP | Loose/ Missing Component | Loose/ Missing Component - MISSCMP | Cause | RS
TRNSFRSW | Transfer Switch | Transfer Switch - TRNSFRSW | NRMWEAR | Normal Wear | Normal Wear - NRMWEAR | Cause | RS
TRNSFRSW | Transfer Switch | Transfer Switch - TRNSFRSW | OTHER | Other (specify) | Other (specify) - OTHER | Cause | RS
TRNSFRSW | Transfer Switch | Transfer Switch - TRNSFRSW | OTHER10 | Other (Specify) | Other (Specify) - OTHER10 | Cause | RS
TRNSFRSW | Transfer Switch | Transfer Switch - TRNSFRSW | OTHER18 | Other (Specify) | Other (Specify) - OTHER18 | Cause | RS
TRNSFRSW | Transfer Switch | Transfer Switch - TRNSFRSW | PRINSTAL | Poor Installation | Poor Installation - PRINSTAL | Cause | RS
TRNSFRSW | Transfer Switch | Transfer Switch - TRNSFRSW | PROCISSU | Procedure Issue | Procedure Issue - PROCISSU | Cause | RS
TRNSFRSW | Transfer Switch | Transfer Switch - TRNSFRSW | USSPRO1 | Under Size Surge Protector | Under Size Surge Protector - USSPRO1 | Cause | RS
TRNSFRSW | Transfer Switch | Transfer Switch - TRNSFRSW | UTLFAIL | Utility Failure | Utility Failure - UTLFAIL | Cause | RS
TRNSFRSW | Transfer Switch | Transfer Switch - TRNSFRSW | VNDLSM | Vandalism | Vandalism - VNDLSM | Cause | RS
TRNSFRSW | Transfer Switch | Transfer Switch - TRNSFRSW | WORNCMPT | Defective/ Worn Component | Defective/ Worn Component - WORNCMPT | Cause | RS
TRNSFRSW | Transfer Switch | Transfer Switch - TRNSFRSW | ADJUSTD | Adjusted | Adjusted - ADJUSTD | Action | RS
TRNSFRSW | Transfer Switch | Transfer Switch - TRNSFRSW | CHKMM | Check Manufacturer Manual | Check Manufacturer Manual - CHKMM | Action | RS
TRNSFRSW | Transfer Switch | Transfer Switch - TRNSFRSW | DECOMM | Decommission | Decommission - DECOMM | Action | RS
TRNSFRSW | Transfer Switch | Transfer Switch - TRNSFRSW | DECONTME | Decontaminate | Decontaminate - DECONTME | Action | RS
TRNSFRSW | Transfer Switch | Transfer Switch - TRNSFRSW | DONOTHIN | Do Nothing | Do Nothing - DONOTHIN | Action | RS
TRNSFRSW | Transfer Switch | Transfer Switch - TRNSFRSW | LUBRCTE | Lubricate | Lubricate - LUBRCTE | Action | RS
TRNSFRSW | Transfer Switch | Transfer Switch - TRNSFRSW | OTHER | Other (specify) | Other (specify) - OTHER | Action | RS
TRNSFRSW | Transfer Switch | Transfer Switch - TRNSFRSW | RECALBRT | Recalibrate | Recalibrate - RECALBRT | Action | RS
TRNSFRSW | Transfer Switch | Transfer Switch - TRNSFRSW | REMVOBT | Remove Obstruction | Remove Obstruction - REMVOBT | Action | RS
TRNSFRSW | Transfer Switch | Transfer Switch - TRNSFRSW | REPAIR | Repair | Repair - REPAIR | Action | RS
TRNSFRSW | Transfer Switch | Transfer Switch - TRNSFRSW | REPCMPT | Repair Component | Repair Component - REPCMPT | Action | RS
TRNSFRSW | Transfer Switch | Transfer Switch - TRNSFRSW | REPLACE | Replace | Replace - REPLACE | Action | RS
TRNSFRSW | Transfer Switch | Transfer Switch - TRNSFRSW | REPLASS | Replace Asset | Replace Asset - REPLASS | Action | RS
TRNSFRSW | Transfer Switch | Transfer Switch - TRNSFRSW | REPLCMPT | Replace Component | Replace Component - REPLCMPT | Action | RS
TRNSFRSW | Transfer Switch | Transfer Switch - TRNSFRSW | REPRASS | Repair Asset | Repair Asset - REPRASS | Action | RS
TRNSFRSW | Transfer Switch | Transfer Switch - TRNSFRSW | UPGRADES | Upgrade | Upgrade - UPGRADES | Action | RS
TRNSLVL | Transmitter - Level | Transmitter - Level - TRNSLVL | ABNTEMP | Abnormal Temprature | Abnormal Temprature - ABNTEMP | Problem | RS
TRNSLVL | Transmitter - Level | Transmitter - Level - TRNSLVL | CORROS | Corrosion | Corrosion - CORROS | Problem | RS
TRNSLVL | Transmitter - Level | Transmitter - Level - TRNSLVL | ELECTRIP | Electrical Trip Out | Electrical Trip Out - ELECTRIP | Problem | RS
TRNSLVL | Transmitter - Level | Transmitter - Level - TRNSLVL | EXNOISE | Excessive Noise | Excessive Noise - EXNOISE | Problem | RS
TRNSLVL | Transmitter - Level | Transmitter - Level - TRNSLVL | EXVIBRTN | Excessive Vibration | Excessive Vibration - EXVIBRTN | Problem | RS
TRNSLVL | Transmitter - Level | Transmitter - Level - TRNSLVL | JAMMEDEQ | Jammed Equipment | Jammed Equipment - JAMMEDEQ | Problem | RS
TRNSLVL | Transmitter - Level | Transmitter - Level - TRNSLVL | LEAKING | Leaking | Leaking - LEAKING | Problem | RS
TRNSLVL | Transmitter - Level | Transmitter - Level - TRNSLVL | LOWPERF | Low Performance | Low Performance - LOWPERF | Problem | RS
TRNSLVL | Transmitter - Level | Transmitter - Level - TRNSLVL | NONOPER | Non-Operational | Non-Operational - NONOPER | Problem | RS
TRNSLVL | Transmitter - Level | Transmitter - Level - TRNSLVL | PHYDMGE | Physical Damage | Physical Damage - PHYDMGE | Problem | RS
TRNSLVL | Transmitter - Level | Transmitter - Level - TRNSLVL | UNSMELL | Unusual Smell | Unusual Smell - UNSMELL | Problem | RS
TRNSLVL | Transmitter - Level | Transmitter - Level - TRNSLVL | UNSMOKE | Unusual Smoke | Unusual Smoke - UNSMOKE | Problem | RS
TRNSLVL | Transmitter - Level | Transmitter - Level - TRNSLVL | LTRAFAIL | Level transmitter alarm circuit failed | Level transmitter alarm circuit failed - LTRAFAIL | Failure | RS
TRNSLVL | Transmitter - Level | Transmitter - Level - TRNSLVL | LTRCDRF | Level transmitter calibration drifted | Level transmitter calibration drifted - LTRCDRF | Failure | RS
TRNSLVL | Transmitter - Level | Transmitter - Level - TRNSLVL | LTRFAIL | Level transmitter failed | Level transmitter failed - LTRFAIL | Failure | RS
TRNSLVL | Transmitter - Level | Transmitter - Level - TRNSLVL | ACCIDENT | Accident | Accident - ACCIDENT | Cause | RS
TRNSLVL | Transmitter - Level | Transmitter - Level - TRNSLVL | ACCWEAR | Accelerated Wear | Accelerated Wear - ACCWEAR | Cause | RS
TRNSLVL | Transmitter - Level | Transmitter - Level - TRNSLVL | ACTGOD | Weather condition/Forces of nature or Act of God | Weather condition/Forces of nature or Act of God - ACTGOD | Cause | RS
TRNSLVL | Transmitter - Level | Transmitter - Level - TRNSLVL | CONTAM | Contamination | Contamination - CONTAM | Cause | RS
TRNSLVL | Transmitter - Level | Transmitter - Level - TRNSLVL | DEFASSET | Defective Asset | Defective Asset - DEFASSET | Cause | RS
TRNSLVL | Transmitter - Level | Transmitter - Level - TRNSLVL | EXLOAD | Excessive Load | Excessive Load - EXLOAD | Cause | RS
TRNSLVL | Transmitter - Level | Transmitter - Level - TRNSLVL | IMPRMNT | Improper Maintenance | Improper Maintenance - IMPRMNT | Cause | RS
TRNSLVL | Transmitter - Level | Transmitter - Level - TRNSLVL | INSLUBR | Insufficient Lubrication | Insufficient Lubrication - INSLUBR | Cause | RS
TRNSLVL | Transmitter - Level | Transmitter - Level - TRNSLVL | LACKTRN | Lack of/ Inadequate Training | Lack of/ Inadequate Training - LACKTRN | Cause | RS
TRNSLVL | Transmitter - Level | Transmitter - Level - TRNSLVL | MISSCMP | Loose/ Missing Component | Loose/ Missing Component - MISSCMP | Cause | RS
TRNSLVL | Transmitter - Level | Transmitter - Level - TRNSLVL | NRMWEAR | Normal Wear | Normal Wear - NRMWEAR | Cause | RS
TRNSLVL | Transmitter - Level | Transmitter - Level - TRNSLVL | OTHER | Other (specify) | Other (specify) - OTHER | Cause | RS
TRNSLVL | Transmitter - Level | Transmitter - Level - TRNSLVL | PRINSTAL | Poor Installation | Poor Installation - PRINSTAL | Cause | RS
TRNSLVL | Transmitter - Level | Transmitter - Level - TRNSLVL | PROCISSU | Procedure Issue | Procedure Issue - PROCISSU | Cause | RS
TRNSLVL | Transmitter - Level | Transmitter - Level - TRNSLVL | UTLFAIL | Utility Failure | Utility Failure - UTLFAIL | Cause | RS
TRNSLVL | Transmitter - Level | Transmitter - Level - TRNSLVL | VNDLSM | Vandalism | Vandalism - VNDLSM | Cause | RS
TRNSLVL | Transmitter - Level | Transmitter - Level - TRNSLVL | WORNCMPT | Defective/ Worn Component | Defective/ Worn Component - WORNCMPT | Cause | RS
TRNSLVL | Transmitter - Level | Transmitter - Level - TRNSLVL | ADJUSTD | Adjusted | Adjusted - ADJUSTD | Action | RS
TRNSLVL | Transmitter - Level | Transmitter - Level - TRNSLVL | DECOMM | Decommission | Decommission - DECOMM | Action | RS
TRNSLVL | Transmitter - Level | Transmitter - Level - TRNSLVL | DECONTME | Decontaminate | Decontaminate - DECONTME | Action | RS
TRNSLVL | Transmitter - Level | Transmitter - Level - TRNSLVL | DONOTHIN | Do Nothing | Do Nothing - DONOTHIN | Action | RS
TRNSLVL | Transmitter - Level | Transmitter - Level - TRNSLVL | LUBRCTE | Lubricate | Lubricate - LUBRCTE | Action | RS
TRNSLVL | Transmitter - Level | Transmitter - Level - TRNSLVL | OTHER | Other (specify) | Other (specify) - OTHER | Action | RS
TRNSLVL | Transmitter - Level | Transmitter - Level - TRNSLVL | RECALBRT | Recalibrate | Recalibrate - RECALBRT | Action | RS
TRNSLVL | Transmitter - Level | Transmitter - Level - TRNSLVL | REMVOBT | Remove Obstruction | Remove Obstruction - REMVOBT | Action | RS
TRNSLVL | Transmitter - Level | Transmitter - Level - TRNSLVL | REPCMPT | Repair Component | Repair Component - REPCMPT | Action | RS
TRNSLVL | Transmitter - Level | Transmitter - Level - TRNSLVL | REPLASS | Replace Asset | Replace Asset - REPLASS | Action | RS
TRNSLVL | Transmitter - Level | Transmitter - Level - TRNSLVL | REPLCMPT | Replace Component | Replace Component - REPLCMPT | Action | RS
TRNSLVL | Transmitter - Level | Transmitter - Level - TRNSLVL | REPRASS | Repair Asset | Repair Asset - REPRASS | Action | RS
TRNSLVL | Transmitter - Level | Transmitter - Level - TRNSLVL | UPGRADES | Upgrade | Upgrade - UPGRADES | Action | RS
TRNSPR | Transmitter - Pressure | Transmitter - Pressure - TRNSPR | ABNTEMP | Abnormal Temprature | Abnormal Temprature - ABNTEMP | Problem | RS
TRNSPR | Transmitter - Pressure | Transmitter - Pressure - TRNSPR | CORROS | Corrosion | Corrosion - CORROS | Problem | RS
TRNSPR | Transmitter - Pressure | Transmitter - Pressure - TRNSPR | ELECTRIP | Electrical Trip Out | Electrical Trip Out - ELECTRIP | Problem | RS
TRNSPR | Transmitter - Pressure | Transmitter - Pressure - TRNSPR | EXNOISE | Excessive Noise | Excessive Noise - EXNOISE | Problem | RS
TRNSPR | Transmitter - Pressure | Transmitter - Pressure - TRNSPR | EXVIBRTN | Excessive Vibration | Excessive Vibration - EXVIBRTN | Problem | RS
TRNSPR | Transmitter - Pressure | Transmitter - Pressure - TRNSPR | JAMMEDEQ | Jammed Equipment | Jammed Equipment - JAMMEDEQ | Problem | RS
TRNSPR | Transmitter - Pressure | Transmitter - Pressure - TRNSPR | LEAKING | Leaking | Leaking - LEAKING | Problem | RS
TRNSPR | Transmitter - Pressure | Transmitter - Pressure - TRNSPR | LOWPERF | Low Performance | Low Performance - LOWPERF | Problem | RS
TRNSPR | Transmitter - Pressure | Transmitter - Pressure - TRNSPR | NONOPER | Non-Operational | Non-Operational - NONOPER | Problem | RS
TRNSPR | Transmitter - Pressure | Transmitter - Pressure - TRNSPR | PHYDMGE | Physical Damage | Physical Damage - PHYDMGE | Problem | RS
TRNSPR | Transmitter - Pressure | Transmitter - Pressure - TRNSPR | UNSMELL | Unusual Smell | Unusual Smell - UNSMELL | Problem | RS
TRNSPR | Transmitter - Pressure | Transmitter - Pressure - TRNSPR | UNSMOKE | Unusual Smoke | Unusual Smoke - UNSMOKE | Problem | RS
TRNSPR | Transmitter - Pressure | Transmitter - Pressure - TRNSPR | PRTAFAIL | Pressure transmitter alarm circuit failed | Pressure transmitter alarm circuit failed - PRTAFAIL | Failure | RS
TRNSPR | Transmitter - Pressure | Transmitter - Pressure - TRNSPR | PRTRCDRF | Pressure transmitter calibration drifted | Pressure transmitter calibration drifted - PRTRCDRF | Failure | RS
TRNSPR | Transmitter - Pressure | Transmitter - Pressure - TRNSPR | PRTRFAIL | Pressure transmitter failed | Pressure transmitter failed - PRTRFAIL | Failure | RS
TRNSPR | Transmitter - Pressure | Transmitter - Pressure - TRNSPR | ACCIDENT | Accident | Accident - ACCIDENT | Cause | RS
TRNSPR | Transmitter - Pressure | Transmitter - Pressure - TRNSPR | ACCWEAR | Accelerated Wear | Accelerated Wear - ACCWEAR | Cause | RS
TRNSPR | Transmitter - Pressure | Transmitter - Pressure - TRNSPR | ACTGOD | Weather condition/Forces of nature or Act of God | Weather condition/Forces of nature or Act of God - ACTGOD | Cause | RS
TRNSPR | Transmitter - Pressure | Transmitter - Pressure - TRNSPR | CONTAM | Contamination | Contamination - CONTAM | Cause | RS
TRNSPR | Transmitter - Pressure | Transmitter - Pressure - TRNSPR | DEFASSET | Defective Asset | Defective Asset - DEFASSET | Cause | RS
TRNSPR | Transmitter - Pressure | Transmitter - Pressure - TRNSPR | EXLOAD | Excessive Load | Excessive Load - EXLOAD | Cause | RS
TRNSPR | Transmitter - Pressure | Transmitter - Pressure - TRNSPR | IMPRMNT | Improper Maintenance | Improper Maintenance - IMPRMNT | Cause | RS
TRNSPR | Transmitter - Pressure | Transmitter - Pressure - TRNSPR | INSLUBR | Insufficient Lubrication | Insufficient Lubrication - INSLUBR | Cause | RS
TRNSPR | Transmitter - Pressure | Transmitter - Pressure - TRNSPR | LACKTRN | Lack of/ Inadequate Training | Lack of/ Inadequate Training - LACKTRN | Cause | RS
TRNSPR | Transmitter - Pressure | Transmitter - Pressure - TRNSPR | MISSCMP | Loose/ Missing Component | Loose/ Missing Component - MISSCMP | Cause | RS
TRNSPR | Transmitter - Pressure | Transmitter - Pressure - TRNSPR | NRMWEAR | Normal Wear | Normal Wear - NRMWEAR | Cause | RS
TRNSPR | Transmitter - Pressure | Transmitter - Pressure - TRNSPR | OTHER | Other (specify) | Other (specify) - OTHER | Cause | RS
TRNSPR | Transmitter - Pressure | Transmitter - Pressure - TRNSPR | PRINSTAL | Poor Installation | Poor Installation - PRINSTAL | Cause | RS
TRNSPR | Transmitter - Pressure | Transmitter - Pressure - TRNSPR | PROCISSU | Procedure Issue | Procedure Issue - PROCISSU | Cause | RS
TRNSPR | Transmitter - Pressure | Transmitter - Pressure - TRNSPR | UTLFAIL | Utility Failure | Utility Failure - UTLFAIL | Cause | RS
TRNSPR | Transmitter - Pressure | Transmitter - Pressure - TRNSPR | VNDLSM | Vandalism | Vandalism - VNDLSM | Cause | RS
TRNSPR | Transmitter - Pressure | Transmitter - Pressure - TRNSPR | WORNCMPT | Defective/ Worn Component | Defective/ Worn Component - WORNCMPT | Cause | RS
TRNSPR | Transmitter - Pressure | Transmitter - Pressure - TRNSPR | ADJUSTD | Adjusted | Adjusted - ADJUSTD | Action | RS
TRNSPR | Transmitter - Pressure | Transmitter - Pressure - TRNSPR | DECOMM | Decommission | Decommission - DECOMM | Action | RS
TRNSPR | Transmitter - Pressure | Transmitter - Pressure - TRNSPR | DECONTME | Decontaminate | Decontaminate - DECONTME | Action | RS
TRNSPR | Transmitter - Pressure | Transmitter - Pressure - TRNSPR | DONOTHIN | Do Nothing | Do Nothing - DONOTHIN | Action | RS
TRNSPR | Transmitter - Pressure | Transmitter - Pressure - TRNSPR | LUBRCTE | Lubricate | Lubricate - LUBRCTE | Action | RS
TRNSPR | Transmitter - Pressure | Transmitter - Pressure - TRNSPR | OTHER | Other (specify) | Other (specify) - OTHER | Action | RS
TRNSPR | Transmitter - Pressure | Transmitter - Pressure - TRNSPR | RECALBRT | Recalibrate | Recalibrate - RECALBRT | Action | RS
TRNSPR | Transmitter - Pressure | Transmitter - Pressure - TRNSPR | REMVOBT | Remove Obstruction | Remove Obstruction - REMVOBT | Action | RS
TRNSPR | Transmitter - Pressure | Transmitter - Pressure - TRNSPR | REPCMPT | Repair Component | Repair Component - REPCMPT | Action | RS
TRNSPR | Transmitter - Pressure | Transmitter - Pressure - TRNSPR | REPLASS | Replace Asset | Replace Asset - REPLASS | Action | RS
TRNSPR | Transmitter - Pressure | Transmitter - Pressure - TRNSPR | REPLCMPT | Replace Component | Replace Component - REPLCMPT | Action | RS
TRNSPR | Transmitter - Pressure | Transmitter - Pressure - TRNSPR | REPRASS | Repair Asset | Repair Asset - REPRASS | Action | RS
TRNSPR | Transmitter - Pressure | Transmitter - Pressure - TRNSPR | UPGRADES | Upgrade | Upgrade - UPGRADES | Action | RS
TRNSTEMP | Transmitter - Temperature | Transmitter - Temperature - TRNSTEMP | ABNTEMP | Abnormal Temprature | Abnormal Temprature - ABNTEMP | Problem | RS
TRNSTEMP | Transmitter - Temperature | Transmitter - Temperature - TRNSTEMP | CORROS | Corrosion | Corrosion - CORROS | Problem | RS
TRNSTEMP | Transmitter - Temperature | Transmitter - Temperature - TRNSTEMP | ELECTRIP | Electrical Trip Out | Electrical Trip Out - ELECTRIP | Problem | RS
TRNSTEMP | Transmitter - Temperature | Transmitter - Temperature - TRNSTEMP | EXNOISE | Excessive Noise | Excessive Noise - EXNOISE | Problem | RS
TRNSTEMP | Transmitter - Temperature | Transmitter - Temperature - TRNSTEMP | EXVIBRTN | Excessive Vibration | Excessive Vibration - EXVIBRTN | Problem | RS
TRNSTEMP | Transmitter - Temperature | Transmitter - Temperature - TRNSTEMP | JAMMEDEQ | Jammed Equipment | Jammed Equipment - JAMMEDEQ | Problem | RS
TRNSTEMP | Transmitter - Temperature | Transmitter - Temperature - TRNSTEMP | LEAKING | Leaking | Leaking - LEAKING | Problem | RS
TRNSTEMP | Transmitter - Temperature | Transmitter - Temperature - TRNSTEMP | LOWPERF | Low Performance | Low Performance - LOWPERF | Problem | RS
TRNSTEMP | Transmitter - Temperature | Transmitter - Temperature - TRNSTEMP | NONOPER | Non-Operational | Non-Operational - NONOPER | Problem | RS
TRNSTEMP | Transmitter - Temperature | Transmitter - Temperature - TRNSTEMP | PHYDMGE | Physical Damage | Physical Damage - PHYDMGE | Problem | RS
TRNSTEMP | Transmitter - Temperature | Transmitter - Temperature - TRNSTEMP | UNSMELL | Unusual Smell | Unusual Smell - UNSMELL | Problem | RS
TRNSTEMP | Transmitter - Temperature | Transmitter - Temperature - TRNSTEMP | UNSMOKE | Unusual Smoke | Unusual Smoke - UNSMOKE | Problem | RS
TRNSTEMP | Transmitter - Temperature | Transmitter - Temperature - TRNSTEMP | TMTAFAIL | Temperature transmitter alarm circuit failed | Temperature transmitter alarm circuit failed - TMTAFAIL | Failure | RS
TRNSTEMP | Transmitter - Temperature | Transmitter - Temperature - TRNSTEMP | TMTCDRF | Temperature transmitter calibration drifted | Temperature transmitter calibration drifted - TMTCDRF | Failure | RS
TRNSTEMP | Transmitter - Temperature | Transmitter - Temperature - TRNSTEMP | TMTRFAIL | Temperature transmitter failed | Temperature transmitter failed - TMTRFAIL | Failure | RS
TRNSTEMP | Transmitter - Temperature | Transmitter - Temperature - TRNSTEMP | ACCIDENT | Accident | Accident - ACCIDENT | Cause | RS
TRNSTEMP | Transmitter - Temperature | Transmitter - Temperature - TRNSTEMP | ACCWEAR | Accelerated Wear | Accelerated Wear - ACCWEAR | Cause | RS
TRNSTEMP | Transmitter - Temperature | Transmitter - Temperature - TRNSTEMP | ACTGOD | Weather condition/Forces of nature or Act of God | Weather condition/Forces of nature or Act of God - ACTGOD | Cause | RS
TRNSTEMP | Transmitter - Temperature | Transmitter - Temperature - TRNSTEMP | CONTAM | Contamination | Contamination - CONTAM | Cause | RS
TRNSTEMP | Transmitter - Temperature | Transmitter - Temperature - TRNSTEMP | DEFASSET | Defective Asset | Defective Asset - DEFASSET | Cause | RS
TRNSTEMP | Transmitter - Temperature | Transmitter - Temperature - TRNSTEMP | EXLOAD | Excessive Load | Excessive Load - EXLOAD | Cause | RS
TRNSTEMP | Transmitter - Temperature | Transmitter - Temperature - TRNSTEMP | IMPRMNT | Improper Maintenance | Improper Maintenance - IMPRMNT | Cause | RS
TRNSTEMP | Transmitter - Temperature | Transmitter - Temperature - TRNSTEMP | INSLUBR | Insufficient Lubrication | Insufficient Lubrication - INSLUBR | Cause | RS
TRNSTEMP | Transmitter - Temperature | Transmitter - Temperature - TRNSTEMP | LACKTRN | Lack of/ Inadequate Training | Lack of/ Inadequate Training - LACKTRN | Cause | RS
TRNSTEMP | Transmitter - Temperature | Transmitter - Temperature - TRNSTEMP | MISSCMP | Loose/ Missing Component | Loose/ Missing Component - MISSCMP | Cause | RS
TRNSTEMP | Transmitter - Temperature | Transmitter - Temperature - TRNSTEMP | NRMWEAR | Normal Wear | Normal Wear - NRMWEAR | Cause | RS
TRNSTEMP | Transmitter - Temperature | Transmitter - Temperature - TRNSTEMP | OTHER | Other (specify) | Other (specify) - OTHER | Cause | RS
TRNSTEMP | Transmitter - Temperature | Transmitter - Temperature - TRNSTEMP | PRINSTAL | Poor Installation | Poor Installation - PRINSTAL | Cause | RS
TRNSTEMP | Transmitter - Temperature | Transmitter - Temperature - TRNSTEMP | PROCISSU | Procedure Issue | Procedure Issue - PROCISSU | Cause | RS
TRNSTEMP | Transmitter - Temperature | Transmitter - Temperature - TRNSTEMP | UTLFAIL | Utility Failure | Utility Failure - UTLFAIL | Cause | RS
TRNSTEMP | Transmitter - Temperature | Transmitter - Temperature - TRNSTEMP | VNDLSM | Vandalism | Vandalism - VNDLSM | Cause | RS
TRNSTEMP | Transmitter - Temperature | Transmitter - Temperature - TRNSTEMP | WORNCMPT | Defective/ Worn Component | Defective/ Worn Component - WORNCMPT | Cause | RS
TRNSTEMP | Transmitter - Temperature | Transmitter - Temperature - TRNSTEMP | ADJUSTD | Adjusted | Adjusted - ADJUSTD | Action | RS
TRNSTEMP | Transmitter - Temperature | Transmitter - Temperature - TRNSTEMP | DECOMM | Decommission | Decommission - DECOMM | Action | RS
TRNSTEMP | Transmitter - Temperature | Transmitter - Temperature - TRNSTEMP | DECONTME | Decontaminate | Decontaminate - DECONTME | Action | RS
TRNSTEMP | Transmitter - Temperature | Transmitter - Temperature - TRNSTEMP | DONOTHIN | Do Nothing | Do Nothing - DONOTHIN | Action | RS
TRNSTEMP | Transmitter - Temperature | Transmitter - Temperature - TRNSTEMP | LUBRCTE | Lubricate | Lubricate - LUBRCTE | Action | RS
TRNSTEMP | Transmitter - Temperature | Transmitter - Temperature - TRNSTEMP | OTHER | Other (specify) | Other (specify) - OTHER | Action | RS
TRNSTEMP | Transmitter - Temperature | Transmitter - Temperature - TRNSTEMP | RECALBRT | Recalibrate | Recalibrate - RECALBRT | Action | RS
TRNSTEMP | Transmitter - Temperature | Transmitter - Temperature - TRNSTEMP | REMVOBT | Remove Obstruction | Remove Obstruction - REMVOBT | Action | RS
TRNSTEMP | Transmitter - Temperature | Transmitter - Temperature - TRNSTEMP | REPCMPT | Repair Component | Repair Component - REPCMPT | Action | RS
TRNSTEMP | Transmitter - Temperature | Transmitter - Temperature - TRNSTEMP | REPLASS | Replace Asset | Replace Asset - REPLASS | Action | RS
TRNSTEMP | Transmitter - Temperature | Transmitter - Temperature - TRNSTEMP | REPLCMPT | Replace Component | Replace Component - REPLCMPT | Action | RS
TRNSTEMP | Transmitter - Temperature | Transmitter - Temperature - TRNSTEMP | REPRASS | Repair Asset | Repair Asset - REPRASS | Action | RS
TRNSTEMP | Transmitter - Temperature | Transmitter - Temperature - TRNSTEMP | UPGRADES | Upgrade | Upgrade - UPGRADES | Action | RS
TRNWHTS | Train Wheel Truing System | Train Wheel Truing System - TRNWHTS | ABNTEMP | Abnormal Temprature | Abnormal Temprature - ABNTEMP | Problem | RS
TRNWHTS | Train Wheel Truing System | Train Wheel Truing System - TRNWHTS | CORROS | Corrosion | Corrosion - CORROS | Problem | RS
TRNWHTS | Train Wheel Truing System | Train Wheel Truing System - TRNWHTS | ELECTRIP | Electrical Trip Out | Electrical Trip Out - ELECTRIP | Problem | RS
TRNWHTS | Train Wheel Truing System | Train Wheel Truing System - TRNWHTS | EXNOISE | Excessive Noise | Excessive Noise - EXNOISE | Problem | RS
TRNWHTS | Train Wheel Truing System | Train Wheel Truing System - TRNWHTS | EXVIBRTN | Excessive Vibration | Excessive Vibration - EXVIBRTN | Problem | RS
TRNWHTS | Train Wheel Truing System | Train Wheel Truing System - TRNWHTS | JAMMEDEQ | Jammed Equipment | Jammed Equipment - JAMMEDEQ | Problem | RS
TRNWHTS | Train Wheel Truing System | Train Wheel Truing System - TRNWHTS | LEAKING | Leaking | Leaking - LEAKING | Problem | RS
TRNWHTS | Train Wheel Truing System | Train Wheel Truing System - TRNWHTS | LOWPERF | Low Performance | Low Performance - LOWPERF | Problem | RS
TRNWHTS | Train Wheel Truing System | Train Wheel Truing System - TRNWHTS | NONOPER | Non-Operational | Non-Operational - NONOPER | Problem | RS
TRNWHTS | Train Wheel Truing System | Train Wheel Truing System - TRNWHTS | PHYDMGE | Physical Damage | Physical Damage - PHYDMGE | Problem | RS
TRNWHTS | Train Wheel Truing System | Train Wheel Truing System - TRNWHTS | UNSMELL | Unusual Smell | Unusual Smell - UNSMELL | Problem | RS
TRNWHTS | Train Wheel Truing System | Train Wheel Truing System - TRNWHTS | UNSMOKE | Unusual Smoke | Unusual Smoke - UNSMOKE | Problem | RS
TRNWHTS | Train Wheel Truing System | Train Wheel Truing System - TRNWHTS | CMCBDEP | CNC wheel truing system PLC battery depleted | CNC wheel truing system PLC battery depleted - CMCBDEP | Failure | RS
TRNWHTS | Train Wheel Truing System | Train Wheel Truing System - TRNWHTS | CMCCFAIL | CNC wheel truing system electric or electronic components failed | CNC wheel truing system electric or electronic components failed - CMCCFAIL | Failure | RS
TRNWHTS | Train Wheel Truing System | Train Wheel Truing System - TRNWHTS | CNCCDET | CNC wheel truing system components deteriorated | CNC wheel truing system components deteriorated - CNCCDET | Failure | RS
TRNWHTS | Train Wheel Truing System | Train Wheel Truing System - TRNWHTS | CNCCLDET | CNC wheel truing system components lubrication depleted | CNC wheel truing system components lubrication depleted - CNCCLDET | Failure | RS
TRNWHTS | Train Wheel Truing System | Train Wheel Truing System - TRNWHTS | CNCEFAIL | CNC wheel truing system E-stop function failed | CNC wheel truing system E-stop function failed - CNCEFAIL | Failure | RS
TRNWHTS | Train Wheel Truing System | Train Wheel Truing System - TRNWHTS | CNCIFEED | CNC wheel truing system improper feed rates | CNC wheel truing system improper feed rates - CNCIFEED | Failure | RS
TRNWHTS | Train Wheel Truing System | Train Wheel Truing System - TRNWHTS | CNCPLOW | CNC wheel truing system pressure low | CNC wheel truing system pressure low - CNCPLOW | Failure | RS
TRNWHTS | Train Wheel Truing System | Train Wheel Truing System - TRNWHTS | CNCRFAIL | CNC wheel truing system emergency tool retract function failed | CNC wheel truing system emergency tool retract function failed - CNCRFAIL | Failure | RS
TRNWHTS | Train Wheel Truing System | Train Wheel Truing System - TRNWHTS | CNCSCONT | CNC wheel truing system cutter coupling and/or blade and slots contaminated | CNC wheel truing system cutter coupling and/or blade and slots contaminated - CNCSCONT | Failure | RS
TRNWHTS | Train Wheel Truing System | Train Wheel Truing System - TRNWHTS | ACCIDENT | Accident | Accident - ACCIDENT | Cause | RS
TRNWHTS | Train Wheel Truing System | Train Wheel Truing System - TRNWHTS | ACCWEAR | Accelerated Wear | Accelerated Wear - ACCWEAR | Cause | RS
TRNWHTS | Train Wheel Truing System | Train Wheel Truing System - TRNWHTS | ACTGOD | Weather condition/Forces of nature or Act of God | Weather condition/Forces of nature or Act of God - ACTGOD | Cause | RS
TRNWHTS | Train Wheel Truing System | Train Wheel Truing System - TRNWHTS | CONTAM | Contamination | Contamination - CONTAM | Cause | RS
TRNWHTS | Train Wheel Truing System | Train Wheel Truing System - TRNWHTS | DEFASSET | Defective Asset | Defective Asset - DEFASSET | Cause | RS
TRNWHTS | Train Wheel Truing System | Train Wheel Truing System - TRNWHTS | EXLOAD | Excessive Load | Excessive Load - EXLOAD | Cause | RS
TRNWHTS | Train Wheel Truing System | Train Wheel Truing System - TRNWHTS | IMPRMNT | Improper Maintenance | Improper Maintenance - IMPRMNT | Cause | RS
TRNWHTS | Train Wheel Truing System | Train Wheel Truing System - TRNWHTS | INSLUBR | Insufficient Lubrication | Insufficient Lubrication - INSLUBR | Cause | RS
TRNWHTS | Train Wheel Truing System | Train Wheel Truing System - TRNWHTS | LACKTRN | Lack of/ Inadequate Training | Lack of/ Inadequate Training - LACKTRN | Cause | RS
TRNWHTS | Train Wheel Truing System | Train Wheel Truing System - TRNWHTS | MISSCMP | Loose/ Missing Component | Loose/ Missing Component - MISSCMP | Cause | RS
TRNWHTS | Train Wheel Truing System | Train Wheel Truing System - TRNWHTS | NRMWEAR | Normal Wear | Normal Wear - NRMWEAR | Cause | RS
TRNWHTS | Train Wheel Truing System | Train Wheel Truing System - TRNWHTS | OTHER | Other (specify) | Other (specify) - OTHER | Cause | RS
TRNWHTS | Train Wheel Truing System | Train Wheel Truing System - TRNWHTS | PRINSTAL | Poor Installation | Poor Installation - PRINSTAL | Cause | RS
TRNWHTS | Train Wheel Truing System | Train Wheel Truing System - TRNWHTS | PROCISSU | Procedure Issue | Procedure Issue - PROCISSU | Cause | RS
TRNWHTS | Train Wheel Truing System | Train Wheel Truing System - TRNWHTS | UTLFAIL | Utility Failure | Utility Failure - UTLFAIL | Cause | RS
TRNWHTS | Train Wheel Truing System | Train Wheel Truing System - TRNWHTS | VNDLSM | Vandalism | Vandalism - VNDLSM | Cause | RS
TRNWHTS | Train Wheel Truing System | Train Wheel Truing System - TRNWHTS | WORNCMPT | Defective/ Worn Component | Defective/ Worn Component - WORNCMPT | Cause | RS
TRNWHTS | Train Wheel Truing System | Train Wheel Truing System - TRNWHTS | ADJUSTD | Adjusted | Adjusted - ADJUSTD | Action | RS
TRNWHTS | Train Wheel Truing System | Train Wheel Truing System - TRNWHTS | DECOMM | Decommission | Decommission - DECOMM | Action | RS
TRNWHTS | Train Wheel Truing System | Train Wheel Truing System - TRNWHTS | DECONTME | Decontaminate | Decontaminate - DECONTME | Action | RS
TRNWHTS | Train Wheel Truing System | Train Wheel Truing System - TRNWHTS | DONOTHIN | Do Nothing | Do Nothing - DONOTHIN | Action | RS
TRNWHTS | Train Wheel Truing System | Train Wheel Truing System - TRNWHTS | LUBRCTE | Lubricate | Lubricate - LUBRCTE | Action | RS
TRNWHTS | Train Wheel Truing System | Train Wheel Truing System - TRNWHTS | OTHER | Other (specify) | Other (specify) - OTHER | Action | RS
TRNWHTS | Train Wheel Truing System | Train Wheel Truing System - TRNWHTS | RECALBRT | Recalibrate | Recalibrate - RECALBRT | Action | RS
TRNWHTS | Train Wheel Truing System | Train Wheel Truing System - TRNWHTS | REMVOBT | Remove Obstruction | Remove Obstruction - REMVOBT | Action | RS
TRNWHTS | Train Wheel Truing System | Train Wheel Truing System - TRNWHTS | REPCMPT | Repair Component | Repair Component - REPCMPT | Action | RS
TRNWHTS | Train Wheel Truing System | Train Wheel Truing System - TRNWHTS | REPLASS | Replace Asset | Replace Asset - REPLASS | Action | RS
TRNWHTS | Train Wheel Truing System | Train Wheel Truing System - TRNWHTS | REPLCMPT | Replace Component | Replace Component - REPLCMPT | Action | RS
TRNWHTS | Train Wheel Truing System | Train Wheel Truing System - TRNWHTS | REPRASS | Repair Asset | Repair Asset - REPRASS | Action | RS
TRNWHTS | Train Wheel Truing System | Train Wheel Truing System - TRNWHTS | UPGRADES | Upgrade | Upgrade - UPGRADES | Action | RS
TRNWORS | Train Waste Oil Recovery System | Train Waste Oil Recovery System - TRNWORS | ABNTEMP | Abnormal Temprature | Abnormal Temprature - ABNTEMP | Problem | RS
TRNWORS | Train Waste Oil Recovery System | Train Waste Oil Recovery System - TRNWORS | CORROS | Corrosion | Corrosion - CORROS | Problem | RS
TRNWORS | Train Waste Oil Recovery System | Train Waste Oil Recovery System - TRNWORS | ELECTRIP | Electrical Trip Out | Electrical Trip Out - ELECTRIP | Problem | RS
TRNWORS | Train Waste Oil Recovery System | Train Waste Oil Recovery System - TRNWORS | EXNOISE | Excessive Noise | Excessive Noise - EXNOISE | Problem | RS
TRNWORS | Train Waste Oil Recovery System | Train Waste Oil Recovery System - TRNWORS | EXVIBRTN | Excessive Vibration | Excessive Vibration - EXVIBRTN | Problem | RS
TRNWORS | Train Waste Oil Recovery System | Train Waste Oil Recovery System - TRNWORS | JAMMEDEQ | Jammed Equipment | Jammed Equipment - JAMMEDEQ | Problem | RS
TRNWORS | Train Waste Oil Recovery System | Train Waste Oil Recovery System - TRNWORS | LEAKING | Leaking | Leaking - LEAKING | Problem | RS
TRNWORS | Train Waste Oil Recovery System | Train Waste Oil Recovery System - TRNWORS | LOWPERF | Low Performance | Low Performance - LOWPERF | Problem | RS
TRNWORS | Train Waste Oil Recovery System | Train Waste Oil Recovery System - TRNWORS | NONOPER | Non-Operational | Non-Operational - NONOPER | Problem | RS
TRNWORS | Train Waste Oil Recovery System | Train Waste Oil Recovery System - TRNWORS | PHYDMGE | Physical Damage | Physical Damage - PHYDMGE | Problem | RS
TRNWORS | Train Waste Oil Recovery System | Train Waste Oil Recovery System - TRNWORS | UNSMELL | Unusual Smell | Unusual Smell - UNSMELL | Problem | RS
TRNWORS | Train Waste Oil Recovery System | Train Waste Oil Recovery System - TRNWORS | UNSMOKE | Unusual Smoke | Unusual Smoke - UNSMOKE | Problem | RS
TRNWORS | Train Waste Oil Recovery System | Train Waste Oil Recovery System - TRNWORS | WORSPDET | Waste oil recovery system piping system deteriorated | Waste oil recovery system piping system deteriorated - WORSPDET | Failure | RS
TRNWORS | Train Waste Oil Recovery System | Train Waste Oil Recovery System - TRNWORS | ACCIDENT | Accident | Accident - ACCIDENT | Cause | RS
TRNWORS | Train Waste Oil Recovery System | Train Waste Oil Recovery System - TRNWORS | ACCWEAR | Accelerated Wear | Accelerated Wear - ACCWEAR | Cause | RS
TRNWORS | Train Waste Oil Recovery System | Train Waste Oil Recovery System - TRNWORS | ACTGOD | Weather condition/Forces of nature or Act of God | Weather condition/Forces of nature or Act of God - ACTGOD | Cause | RS
TRNWORS | Train Waste Oil Recovery System | Train Waste Oil Recovery System - TRNWORS | CONTAM | Contamination | Contamination - CONTAM | Cause | RS
TRNWORS | Train Waste Oil Recovery System | Train Waste Oil Recovery System - TRNWORS | DEFASSET | Defective Asset | Defective Asset - DEFASSET | Cause | RS
TRNWORS | Train Waste Oil Recovery System | Train Waste Oil Recovery System - TRNWORS | EXLOAD | Excessive Load | Excessive Load - EXLOAD | Cause | RS
TRNWORS | Train Waste Oil Recovery System | Train Waste Oil Recovery System - TRNWORS | IMPRMNT | Improper Maintenance | Improper Maintenance - IMPRMNT | Cause | RS
TRNWORS | Train Waste Oil Recovery System | Train Waste Oil Recovery System - TRNWORS | INSLUBR | Insufficient Lubrication | Insufficient Lubrication - INSLUBR | Cause | RS
TRNWORS | Train Waste Oil Recovery System | Train Waste Oil Recovery System - TRNWORS | LACKTRN | Lack of/ Inadequate Training | Lack of/ Inadequate Training - LACKTRN | Cause | RS
TRNWORS | Train Waste Oil Recovery System | Train Waste Oil Recovery System - TRNWORS | MISSCMP | Loose/ Missing Component | Loose/ Missing Component - MISSCMP | Cause | RS
TRNWORS | Train Waste Oil Recovery System | Train Waste Oil Recovery System - TRNWORS | NRMWEAR | Normal Wear | Normal Wear - NRMWEAR | Cause | RS
TRNWORS | Train Waste Oil Recovery System | Train Waste Oil Recovery System - TRNWORS | OTHER | Other (specify) | Other (specify) - OTHER | Cause | RS
TRNWORS | Train Waste Oil Recovery System | Train Waste Oil Recovery System - TRNWORS | PRINSTAL | Poor Installation | Poor Installation - PRINSTAL | Cause | RS
TRNWORS | Train Waste Oil Recovery System | Train Waste Oil Recovery System - TRNWORS | PROCISSU | Procedure Issue | Procedure Issue - PROCISSU | Cause | RS
TRNWORS | Train Waste Oil Recovery System | Train Waste Oil Recovery System - TRNWORS | UTLFAIL | Utility Failure | Utility Failure - UTLFAIL | Cause | RS
TRNWORS | Train Waste Oil Recovery System | Train Waste Oil Recovery System - TRNWORS | VNDLSM | Vandalism | Vandalism - VNDLSM | Cause | RS
TRNWORS | Train Waste Oil Recovery System | Train Waste Oil Recovery System - TRNWORS | WORNCMPT | Defective/ Worn Component | Defective/ Worn Component - WORNCMPT | Cause | RS
TRNWORS | Train Waste Oil Recovery System | Train Waste Oil Recovery System - TRNWORS | ADJUSTD | Adjusted | Adjusted - ADJUSTD | Action | RS
TRNWORS | Train Waste Oil Recovery System | Train Waste Oil Recovery System - TRNWORS | DECOMM | Decommission | Decommission - DECOMM | Action | RS
TRNWORS | Train Waste Oil Recovery System | Train Waste Oil Recovery System - TRNWORS | DECONTME | Decontaminate | Decontaminate - DECONTME | Action | RS
TRNWORS | Train Waste Oil Recovery System | Train Waste Oil Recovery System - TRNWORS | DONOTHIN | Do Nothing | Do Nothing - DONOTHIN | Action | RS
TRNWORS | Train Waste Oil Recovery System | Train Waste Oil Recovery System - TRNWORS | LUBRCTE | Lubricate | Lubricate - LUBRCTE | Action | RS
TRNWORS | Train Waste Oil Recovery System | Train Waste Oil Recovery System - TRNWORS | OTHER | Other (specify) | Other (specify) - OTHER | Action | RS
TRNWORS | Train Waste Oil Recovery System | Train Waste Oil Recovery System - TRNWORS | RECALBRT | Recalibrate | Recalibrate - RECALBRT | Action | RS
TRNWORS | Train Waste Oil Recovery System | Train Waste Oil Recovery System - TRNWORS | REMVOBT | Remove Obstruction | Remove Obstruction - REMVOBT | Action | RS
TRNWORS | Train Waste Oil Recovery System | Train Waste Oil Recovery System - TRNWORS | REPCMPT | Repair Component | Repair Component - REPCMPT | Action | RS
TRNWORS | Train Waste Oil Recovery System | Train Waste Oil Recovery System - TRNWORS | REPLASS | Replace Asset | Replace Asset - REPLASS | Action | RS
TRNWORS | Train Waste Oil Recovery System | Train Waste Oil Recovery System - TRNWORS | REPLCMPT | Replace Component | Replace Component - REPLCMPT | Action | RS
TRNWORS | Train Waste Oil Recovery System | Train Waste Oil Recovery System - TRNWORS | REPRASS | Repair Asset | Repair Asset - REPRASS | Action | RS
TRNWORS | Train Waste Oil Recovery System | Train Waste Oil Recovery System - TRNWORS | UPGRADES | Upgrade | Upgrade - UPGRADES | Action | RS
TUNSTRUC | Tunnel Structure | Tunnel Structure - TUNSTRUC | ABNTEMP | Abnormal Temprature | Abnormal Temprature - ABNTEMP | Problem | RS
TUNSTRUC | Tunnel Structure | Tunnel Structure - TUNSTRUC | CORROS | Corrosion | Corrosion - CORROS | Problem | RS
TUNSTRUC | Tunnel Structure | Tunnel Structure - TUNSTRUC | ELECTRIP | Electrical Trip Out | Electrical Trip Out - ELECTRIP | Problem | RS
TUNSTRUC | Tunnel Structure | Tunnel Structure - TUNSTRUC | EXNOISE | Excessive Noise | Excessive Noise - EXNOISE | Problem | RS
TUNSTRUC | Tunnel Structure | Tunnel Structure - TUNSTRUC | EXVIBRTN | Excessive Vibration | Excessive Vibration - EXVIBRTN | Problem | RS
TUNSTRUC | Tunnel Structure | Tunnel Structure - TUNSTRUC | JAMMEDEQ | Jammed Equipment | Jammed Equipment - JAMMEDEQ | Problem | RS
TUNSTRUC | Tunnel Structure | Tunnel Structure - TUNSTRUC | LEAKING | Leaking | Leaking - LEAKING | Problem | RS
TUNSTRUC | Tunnel Structure | Tunnel Structure - TUNSTRUC | LOWPERF | Low Performance | Low Performance - LOWPERF | Problem | RS
TUNSTRUC | Tunnel Structure | Tunnel Structure - TUNSTRUC | NONOPER | Non-Operational | Non-Operational - NONOPER | Problem | RS
TUNSTRUC | Tunnel Structure | Tunnel Structure - TUNSTRUC | PHYDMGE | Physical Damage | Physical Damage - PHYDMGE | Problem | RS
TUNSTRUC | Tunnel Structure | Tunnel Structure - TUNSTRUC | UNSMELL | Unusual Smell | Unusual Smell - UNSMELL | Problem | RS
TUNSTRUC | Tunnel Structure | Tunnel Structure - TUNSTRUC | UNSMOKE | Unusual Smoke | Unusual Smoke - UNSMOKE | Problem | RS
TUNSTRUC | Tunnel Structure | Tunnel Structure - TUNSTRUC | TRCBDET | Tunnel reinforced concrete box (RCB) deteriorated | Tunnel reinforced concrete box (RCB) deteriorated - TRCBDET | Failure | RS
TUNSTRUC | Tunnel Structure | Tunnel Structure - TUNSTRUC | TRCBJDET | Tunnel reinforced concrete box (RCB) joints deteriorated | Tunnel reinforced concrete box (RCB) joints deteriorated - TRCBJDET | Failure | RS
TUNSTRUC | Tunnel Structure | Tunnel Structure - TUNSTRUC | ACCIDENT | Accident | Accident - ACCIDENT | Cause | RS
TUNSTRUC | Tunnel Structure | Tunnel Structure - TUNSTRUC | ACCWEAR | Accelerated Wear | Accelerated Wear - ACCWEAR | Cause | RS
TUNSTRUC | Tunnel Structure | Tunnel Structure - TUNSTRUC | ACTGOD | Weather condition/Forces of nature or Act of God | Weather condition/Forces of nature or Act of God - ACTGOD | Cause | RS
TUNSTRUC | Tunnel Structure | Tunnel Structure - TUNSTRUC | CONTAM | Contamination | Contamination - CONTAM | Cause | RS
TUNSTRUC | Tunnel Structure | Tunnel Structure - TUNSTRUC | DEFASSET | Defective Asset | Defective Asset - DEFASSET | Cause | RS
TUNSTRUC | Tunnel Structure | Tunnel Structure - TUNSTRUC | EXLOAD | Excessive Load | Excessive Load - EXLOAD | Cause | RS
TUNSTRUC | Tunnel Structure | Tunnel Structure - TUNSTRUC | IMPRMNT | Improper Maintenance | Improper Maintenance - IMPRMNT | Cause | RS
TUNSTRUC | Tunnel Structure | Tunnel Structure - TUNSTRUC | INSLUBR | Insufficient Lubrication | Insufficient Lubrication - INSLUBR | Cause | RS
TUNSTRUC | Tunnel Structure | Tunnel Structure - TUNSTRUC | LACKTRN | Lack of/ Inadequate Training | Lack of/ Inadequate Training - LACKTRN | Cause | RS
TUNSTRUC | Tunnel Structure | Tunnel Structure - TUNSTRUC | MISSCMP | Loose/ Missing Component | Loose/ Missing Component - MISSCMP | Cause | RS
TUNSTRUC | Tunnel Structure | Tunnel Structure - TUNSTRUC | NRMWEAR | Normal Wear | Normal Wear - NRMWEAR | Cause | RS
TUNSTRUC | Tunnel Structure | Tunnel Structure - TUNSTRUC | OTHER | Other (specify) | Other (specify) - OTHER | Cause | RS
TUNSTRUC | Tunnel Structure | Tunnel Structure - TUNSTRUC | PRINSTAL | Poor Installation | Poor Installation - PRINSTAL | Cause | RS
TUNSTRUC | Tunnel Structure | Tunnel Structure - TUNSTRUC | PROCISSU | Procedure Issue | Procedure Issue - PROCISSU | Cause | RS
TUNSTRUC | Tunnel Structure | Tunnel Structure - TUNSTRUC | UTLFAIL | Utility Failure | Utility Failure - UTLFAIL | Cause | RS
TUNSTRUC | Tunnel Structure | Tunnel Structure - TUNSTRUC | VNDLSM | Vandalism | Vandalism - VNDLSM | Cause | RS
TUNSTRUC | Tunnel Structure | Tunnel Structure - TUNSTRUC | WORNCMPT | Defective/ Worn Component | Defective/ Worn Component - WORNCMPT | Cause | RS
TUNSTRUC | Tunnel Structure | Tunnel Structure - TUNSTRUC | ADJUSTD | Adjusted | Adjusted - ADJUSTD | Action | RS
TUNSTRUC | Tunnel Structure | Tunnel Structure - TUNSTRUC | DECOMM | Decommission | Decommission - DECOMM | Action | RS
TUNSTRUC | Tunnel Structure | Tunnel Structure - TUNSTRUC | DECONTME | Decontaminate | Decontaminate - DECONTME | Action | RS
TUNSTRUC | Tunnel Structure | Tunnel Structure - TUNSTRUC | DONOTHIN | Do Nothing | Do Nothing - DONOTHIN | Action | RS
TUNSTRUC | Tunnel Structure | Tunnel Structure - TUNSTRUC | LUBRCTE | Lubricate | Lubricate - LUBRCTE | Action | RS
TUNSTRUC | Tunnel Structure | Tunnel Structure - TUNSTRUC | OTHER | Other (specify) | Other (specify) - OTHER | Action | RS
TUNSTRUC | Tunnel Structure | Tunnel Structure - TUNSTRUC | RECALBRT | Recalibrate | Recalibrate - RECALBRT | Action | RS
TUNSTRUC | Tunnel Structure | Tunnel Structure - TUNSTRUC | REMVOBT | Remove Obstruction | Remove Obstruction - REMVOBT | Action | RS
TUNSTRUC | Tunnel Structure | Tunnel Structure - TUNSTRUC | REPCMPT | Repair Component | Repair Component - REPCMPT | Action | RS
TUNSTRUC | Tunnel Structure | Tunnel Structure - TUNSTRUC | REPLASS | Replace Asset | Replace Asset - REPLASS | Action | RS
TUNSTRUC | Tunnel Structure | Tunnel Structure - TUNSTRUC | REPLCMPT | Replace Component | Replace Component - REPLCMPT | Action | RS
TUNSTRUC | Tunnel Structure | Tunnel Structure - TUNSTRUC | REPRASS | Repair Asset | Repair Asset - REPRASS | Action | RS
TUNSTRUC | Tunnel Structure | Tunnel Structure - TUNSTRUC | UPGRADES | Upgrade | Upgrade - UPGRADES | Action | RS
UTLMTR | Utility Meters | Utility Meters - UTLMTR | ABNTEMP | Abnormal Temprature | Abnormal Temprature - ABNTEMP | Problem | RS
UTLMTR | Utility Meters | Utility Meters - UTLMTR | CORROS | Corrosion | Corrosion - CORROS | Problem | RS
UTLMTR | Utility Meters | Utility Meters - UTLMTR | ELECTRIP | Electrical Trip Out | Electrical Trip Out - ELECTRIP | Problem | RS
UTLMTR | Utility Meters | Utility Meters - UTLMTR | EXNOISE | Excessive Noise | Excessive Noise - EXNOISE | Problem | RS
UTLMTR | Utility Meters | Utility Meters - UTLMTR | EXVIBRTN | Excessive Vibration | Excessive Vibration - EXVIBRTN | Problem | RS
UTLMTR | Utility Meters | Utility Meters - UTLMTR | JAMMEDEQ | Jammed Equipment | Jammed Equipment - JAMMEDEQ | Problem | RS
UTLMTR | Utility Meters | Utility Meters - UTLMTR | LEAKING | Leaking | Leaking - LEAKING | Problem | RS
UTLMTR | Utility Meters | Utility Meters - UTLMTR | LOWPERF | Low Performance | Low Performance - LOWPERF | Problem | RS
UTLMTR | Utility Meters | Utility Meters - UTLMTR | NONOPER | Non-Operational | Non-Operational - NONOPER | Problem | RS
UTLMTR | Utility Meters | Utility Meters - UTLMTR | PHYDMGE | Physical Damage | Physical Damage - PHYDMGE | Problem | RS
UTLMTR | Utility Meters | Utility Meters - UTLMTR | UNSMELL | Unusual Smell | Unusual Smell - UNSMELL | Problem | RS
UTLMTR | Utility Meters | Utility Meters - UTLMTR | UNSMOKE | Unusual Smoke | Unusual Smoke - UNSMOKE | Problem | RS
UTLMTR | Utility Meters | Utility Meters - UTLMTR | UTLMFAIL | Utility meter failed | Utility meter failed - UTLMFAIL | Failure | RS
UTLMTR | Utility Meters | Utility Meters - UTLMTR | ACCIDENT | Accident | Accident - ACCIDENT | Cause | RS
UTLMTR | Utility Meters | Utility Meters - UTLMTR | ACCWEAR | Accelerated Wear | Accelerated Wear - ACCWEAR | Cause | RS
UTLMTR | Utility Meters | Utility Meters - UTLMTR | ACTGOD | Weather condition/Forces of nature or Act of God | Weather condition/Forces of nature or Act of God - ACTGOD | Cause | RS
UTLMTR | Utility Meters | Utility Meters - UTLMTR | CONTAM | Contamination | Contamination - CONTAM | Cause | RS
UTLMTR | Utility Meters | Utility Meters - UTLMTR | DEFASSET | Defective Asset | Defective Asset - DEFASSET | Cause | RS
UTLMTR | Utility Meters | Utility Meters - UTLMTR | EXLOAD | Excessive Load | Excessive Load - EXLOAD | Cause | RS
UTLMTR | Utility Meters | Utility Meters - UTLMTR | IMPRMNT | Improper Maintenance | Improper Maintenance - IMPRMNT | Cause | RS
UTLMTR | Utility Meters | Utility Meters - UTLMTR | INSLUBR | Insufficient Lubrication | Insufficient Lubrication - INSLUBR | Cause | RS
UTLMTR | Utility Meters | Utility Meters - UTLMTR | LACKTRN | Lack of/ Inadequate Training | Lack of/ Inadequate Training - LACKTRN | Cause | RS
UTLMTR | Utility Meters | Utility Meters - UTLMTR | MISSCMP | Loose/ Missing Component | Loose/ Missing Component - MISSCMP | Cause | RS
UTLMTR | Utility Meters | Utility Meters - UTLMTR | NRMWEAR | Normal Wear | Normal Wear - NRMWEAR | Cause | RS
UTLMTR | Utility Meters | Utility Meters - UTLMTR | OTHER | Other (specify) | Other (specify) - OTHER | Cause | RS
UTLMTR | Utility Meters | Utility Meters - UTLMTR | PRINSTAL | Poor Installation | Poor Installation - PRINSTAL | Cause | RS
UTLMTR | Utility Meters | Utility Meters - UTLMTR | PROCISSU | Procedure Issue | Procedure Issue - PROCISSU | Cause | RS
UTLMTR | Utility Meters | Utility Meters - UTLMTR | UTLFAIL | Utility Failure | Utility Failure - UTLFAIL | Cause | RS
UTLMTR | Utility Meters | Utility Meters - UTLMTR | VNDLSM | Vandalism | Vandalism - VNDLSM | Cause | RS
UTLMTR | Utility Meters | Utility Meters - UTLMTR | WORNCMPT | Defective/ Worn Component | Defective/ Worn Component - WORNCMPT | Cause | RS
UTLMTR | Utility Meters | Utility Meters - UTLMTR | ADJUSTD | Adjusted | Adjusted - ADJUSTD | Action | RS
UTLMTR | Utility Meters | Utility Meters - UTLMTR | DECOMM | Decommission | Decommission - DECOMM | Action | RS
UTLMTR | Utility Meters | Utility Meters - UTLMTR | DECONTME | Decontaminate | Decontaminate - DECONTME | Action | RS
UTLMTR | Utility Meters | Utility Meters - UTLMTR | DONOTHIN | Do Nothing | Do Nothing - DONOTHIN | Action | RS
UTLMTR | Utility Meters | Utility Meters - UTLMTR | LUBRCTE | Lubricate | Lubricate - LUBRCTE | Action | RS
UTLMTR | Utility Meters | Utility Meters - UTLMTR | OTHER | Other (specify) | Other (specify) - OTHER | Action | RS
UTLMTR | Utility Meters | Utility Meters - UTLMTR | RECALBRT | Recalibrate | Recalibrate - RECALBRT | Action | RS
UTLMTR | Utility Meters | Utility Meters - UTLMTR | REMVOBT | Remove Obstruction | Remove Obstruction - REMVOBT | Action | RS
UTLMTR | Utility Meters | Utility Meters - UTLMTR | REPCMPT | Repair Component | Repair Component - REPCMPT | Action | RS
UTLMTR | Utility Meters | Utility Meters - UTLMTR | REPLASS | Replace Asset | Replace Asset - REPLASS | Action | RS
UTLMTR | Utility Meters | Utility Meters - UTLMTR | REPLCMPT | Replace Component | Replace Component - REPLCMPT | Action | RS
UTLMTR | Utility Meters | Utility Meters - UTLMTR | REPRASS | Repair Asset | Repair Asset - REPRASS | Action | RS
UTLMTR | Utility Meters | Utility Meters - UTLMTR | UPGRADES | Upgrade | Upgrade - UPGRADES | Action | RS
UTLPOLE | Utility Pole | Utility Pole - UTLPOLE | ABNTEMP | Abnormal Temprature | Abnormal Temprature - ABNTEMP | Problem | RS
UTLPOLE | Utility Pole | Utility Pole - UTLPOLE | CORROS | Corrosion | Corrosion - CORROS | Problem | RS
UTLPOLE | Utility Pole | Utility Pole - UTLPOLE | ELECTRIP | Electrical Trip Out | Electrical Trip Out - ELECTRIP | Problem | RS
UTLPOLE | Utility Pole | Utility Pole - UTLPOLE | EXNOISE | Excessive Noise | Excessive Noise - EXNOISE | Problem | RS
UTLPOLE | Utility Pole | Utility Pole - UTLPOLE | EXVIBRTN | Excessive Vibration | Excessive Vibration - EXVIBRTN | Problem | RS
UTLPOLE | Utility Pole | Utility Pole - UTLPOLE | JAMMEDEQ | Jammed Equipment | Jammed Equipment - JAMMEDEQ | Problem | RS
UTLPOLE | Utility Pole | Utility Pole - UTLPOLE | LEAKING | Leaking | Leaking - LEAKING | Problem | RS
UTLPOLE | Utility Pole | Utility Pole - UTLPOLE | LOWPERF | Low Performance | Low Performance - LOWPERF | Problem | RS
UTLPOLE | Utility Pole | Utility Pole - UTLPOLE | NONOPER | Non-Operational | Non-Operational - NONOPER | Problem | RS
UTLPOLE | Utility Pole | Utility Pole - UTLPOLE | PHYDMGE | Physical Damage | Physical Damage - PHYDMGE | Problem | RS
UTLPOLE | Utility Pole | Utility Pole - UTLPOLE | UNSMELL | Unusual Smell | Unusual Smell - UNSMELL | Problem | RS
UTLPOLE | Utility Pole | Utility Pole - UTLPOLE | UNSMOKE | Unusual Smoke | Unusual Smoke - UNSMOKE | Problem | RS
UTLPOLE | Utility Pole | Utility Pole - UTLPOLE | UTLPDET | Utility pole deteriorated | Utility pole deteriorated - UTLPDET | Failure | RS
UTLPOLE | Utility Pole | Utility Pole - UTLPOLE | ACCIDENT | Accident | Accident - ACCIDENT | Cause | RS
UTLPOLE | Utility Pole | Utility Pole - UTLPOLE | ACCWEAR | Accelerated Wear | Accelerated Wear - ACCWEAR | Cause | RS
UTLPOLE | Utility Pole | Utility Pole - UTLPOLE | ACTGOD | Weather condition/Forces of nature or Act of God | Weather condition/Forces of nature or Act of God - ACTGOD | Cause | RS
UTLPOLE | Utility Pole | Utility Pole - UTLPOLE | CONTAM | Contamination | Contamination - CONTAM | Cause | RS
UTLPOLE | Utility Pole | Utility Pole - UTLPOLE | DEFASSET | Defective Asset | Defective Asset - DEFASSET | Cause | RS
UTLPOLE | Utility Pole | Utility Pole - UTLPOLE | EXLOAD | Excessive Load | Excessive Load - EXLOAD | Cause | RS
UTLPOLE | Utility Pole | Utility Pole - UTLPOLE | IMPRMNT | Improper Maintenance | Improper Maintenance - IMPRMNT | Cause | RS
UTLPOLE | Utility Pole | Utility Pole - UTLPOLE | INSLUBR | Insufficient Lubrication | Insufficient Lubrication - INSLUBR | Cause | RS
UTLPOLE | Utility Pole | Utility Pole - UTLPOLE | LACKTRN | Lack of/ Inadequate Training | Lack of/ Inadequate Training - LACKTRN | Cause | RS
UTLPOLE | Utility Pole | Utility Pole - UTLPOLE | MISSCMP | Loose/ Missing Component | Loose/ Missing Component - MISSCMP | Cause | RS
UTLPOLE | Utility Pole | Utility Pole - UTLPOLE | NRMWEAR | Normal Wear | Normal Wear - NRMWEAR | Cause | RS
UTLPOLE | Utility Pole | Utility Pole - UTLPOLE | OTHER | Other (specify) | Other (specify) - OTHER | Cause | RS
UTLPOLE | Utility Pole | Utility Pole - UTLPOLE | PRINSTAL | Poor Installation | Poor Installation - PRINSTAL | Cause | RS
UTLPOLE | Utility Pole | Utility Pole - UTLPOLE | PROCISSU | Procedure Issue | Procedure Issue - PROCISSU | Cause | RS
UTLPOLE | Utility Pole | Utility Pole - UTLPOLE | UTLFAIL | Utility Failure | Utility Failure - UTLFAIL | Cause | RS
UTLPOLE | Utility Pole | Utility Pole - UTLPOLE | VNDLSM | Vandalism | Vandalism - VNDLSM | Cause | RS
UTLPOLE | Utility Pole | Utility Pole - UTLPOLE | WORNCMPT | Defective/ Worn Component | Defective/ Worn Component - WORNCMPT | Cause | RS
UTLPOLE | Utility Pole | Utility Pole - UTLPOLE | ADJUSTD | Adjusted | Adjusted - ADJUSTD | Action | RS
UTLPOLE | Utility Pole | Utility Pole - UTLPOLE | DECOMM | Decommission | Decommission - DECOMM | Action | RS
UTLPOLE | Utility Pole | Utility Pole - UTLPOLE | DECONTME | Decontaminate | Decontaminate - DECONTME | Action | RS
UTLPOLE | Utility Pole | Utility Pole - UTLPOLE | DONOTHIN | Do Nothing | Do Nothing - DONOTHIN | Action | RS
UTLPOLE | Utility Pole | Utility Pole - UTLPOLE | LUBRCTE | Lubricate | Lubricate - LUBRCTE | Action | RS
UTLPOLE | Utility Pole | Utility Pole - UTLPOLE | OTHER | Other (specify) | Other (specify) - OTHER | Action | RS
UTLPOLE | Utility Pole | Utility Pole - UTLPOLE | RECALBRT | Recalibrate | Recalibrate - RECALBRT | Action | RS
UTLPOLE | Utility Pole | Utility Pole - UTLPOLE | REMVOBT | Remove Obstruction | Remove Obstruction - REMVOBT | Action | RS
UTLPOLE | Utility Pole | Utility Pole - UTLPOLE | REPCMPT | Repair Component | Repair Component - REPCMPT | Action | RS
UTLPOLE | Utility Pole | Utility Pole - UTLPOLE | REPLASS | Replace Asset | Replace Asset - REPLASS | Action | RS
UTLPOLE | Utility Pole | Utility Pole - UTLPOLE | REPLCMPT | Replace Component | Replace Component - REPLCMPT | Action | RS
UTLPOLE | Utility Pole | Utility Pole - UTLPOLE | REPRASS | Repair Asset | Repair Asset - REPRASS | Action | RS
UTLPOLE | Utility Pole | Utility Pole - UTLPOLE | UPGRADES | Upgrade | Upgrade - UPGRADES | Action | RS
UTPWRSUP | Uninterruptable Power Supply | Uninterruptable Power Supply - UTPWRSUP | ABNTEMP | Abnormal Temprature | Abnormal Temprature - ABNTEMP | Problem | RS
UTPWRSUP | Uninterruptable Power Supply | Uninterruptable Power Supply - UTPWRSUP | CORROS | Corrosion | Corrosion - CORROS | Problem | RS
UTPWRSUP | Uninterruptable Power Supply | Uninterruptable Power Supply - UTPWRSUP | ELECTRIP | Electrical Trip Out | Electrical Trip Out - ELECTRIP | Problem | RS
UTPWRSUP | Uninterruptable Power Supply | Uninterruptable Power Supply - UTPWRSUP | EXNOISE | Excessive Noise | Excessive Noise - EXNOISE | Problem | RS
UTPWRSUP | Uninterruptable Power Supply | Uninterruptable Power Supply - UTPWRSUP | EXVIBRTN | Excessive Vibration | Excessive Vibration - EXVIBRTN | Problem | RS
UTPWRSUP | Uninterruptable Power Supply | Uninterruptable Power Supply - UTPWRSUP | JAMMEDEQ | Jammed Equipment | Jammed Equipment - JAMMEDEQ | Problem | RS
UTPWRSUP | Uninterruptable Power Supply | Uninterruptable Power Supply - UTPWRSUP | LEAKING | Leaking | Leaking - LEAKING | Problem | RS
UTPWRSUP | Uninterruptable Power Supply | Uninterruptable Power Supply - UTPWRSUP | LOWPERF | Low Performance | Low Performance - LOWPERF | Problem | RS
UTPWRSUP | Uninterruptable Power Supply | Uninterruptable Power Supply - UTPWRSUP | NONOPER | Non-Operational | Non-Operational - NONOPER | Problem | RS
UTPWRSUP | Uninterruptable Power Supply | Uninterruptable Power Supply - UTPWRSUP | NOPOWER7 | Power Outage / No Power / No Functional | Power Outage / No Power / No Functional - NOPOWER7 | Problem | RS
UTPWRSUP | Uninterruptable Power Supply | Uninterruptable Power Supply - UTPWRSUP | PHYDMGE | Physical Damage | Physical Damage - PHYDMGE | Problem | RS
UTPWRSUP | Uninterruptable Power Supply | Uninterruptable Power Supply - UTPWRSUP | UNSMELL | Unusual Smell | Unusual Smell - UNSMELL | Problem | RS
UTPWRSUP | Uninterruptable Power Supply | Uninterruptable Power Supply - UTPWRSUP | UNSMOKE | Unusual Smoke | Unusual Smoke - UNSMOKE | Problem | RS
UTPWRSUP | Uninterruptable Power Supply | Uninterruptable Power Supply - UTPWRSUP | DEFEBA2 | Defected Batteries | Defected Batteries - DEFEBA2 | Failure | RS
UTPWRSUP | Uninterruptable Power Supply | Uninterruptable Power Supply - UTPWRSUP | DEFECAP1 | Defected Capacitors | Defected Capacitors - DEFECAP1 | Failure | RS
UTPWRSUP | Uninterruptable Power Supply | Uninterruptable Power Supply - UTPWRSUP | DEFECOC1 | Defected Control Circuit | Defected Control Circuit - DEFECOC1 | Failure | RS
UTPWRSUP | Uninterruptable Power Supply | Uninterruptable Power Supply - UTPWRSUP | DEFECOT6 | Defected Contactors | Defected Contactors - DEFECOT6 | Failure | RS
UTPWRSUP | Uninterruptable Power Supply | Uninterruptable Power Supply - UTPWRSUP | DEFEFA2 | Defected Fans | Defected Fans - DEFEFA2 | Failure | RS
UTPWRSUP | Uninterruptable Power Supply | Uninterruptable Power Supply - UTPWRSUP | DEFEFI1 | Defected Filters | Defected Filters - DEFEFI1 | Failure | RS
UTPWRSUP | Uninterruptable Power Supply | Uninterruptable Power Supply - UTPWRSUP | DEFEPOS3 | Defected Power Supplies | Defected Power Supplies - DEFEPOS3 | Failure | RS
UTPWRSUP | Uninterruptable Power Supply | Uninterruptable Power Supply - UTPWRSUP | LOOSCO2 | Loose Connections | Loose Connections - LOOSCO2 | Failure | RS
UTPWRSUP | Uninterruptable Power Supply | Uninterruptable Power Supply - UTPWRSUP | OTHERS20 | Other (Specify) | Other (Specify) - OTHERS20 | Failure | RS
UTPWRSUP | Uninterruptable Power Supply | Uninterruptable Power Supply - UTPWRSUP | UPSAFAIL | UPS Alarm Switch Failed | UPS Alarm Switch Failed - UPSAFAIL | Failure | RS
UTPWRSUP | Uninterruptable Power Supply | Uninterruptable Power Supply - UTPWRSUP | UPSCONT | UPS Contaminated | UPS Contaminated - UPSCONT | Failure | RS
UTPWRSUP | Uninterruptable Power Supply | Uninterruptable Power Supply - UTPWRSUP | UPSDET | UPS Deteriorated | UPS Deteriorated - UPSDET | Failure | RS
UTPWRSUP | Uninterruptable Power Supply | Uninterruptable Power Supply - UTPWRSUP | UPSNAGE | UPS Battery Aged | UPS Battery Aged - UPSNAGE | Failure | RS
UTPWRSUP | Uninterruptable Power Supply | Uninterruptable Power Supply - UTPWRSUP | ACCIDENT | Accident | Accident - ACCIDENT | Cause | RS
UTPWRSUP | Uninterruptable Power Supply | Uninterruptable Power Supply - UTPWRSUP | ACCWEAR | Accelerated Wear | Accelerated Wear - ACCWEAR | Cause | RS
UTPWRSUP | Uninterruptable Power Supply | Uninterruptable Power Supply - UTPWRSUP | ACTGOD | Weather condition/Forces of nature or Act of God | Weather condition/Forces of nature or Act of God - ACTGOD | Cause | RS
UTPWRSUP | Uninterruptable Power Supply | Uninterruptable Power Supply - UTPWRSUP | AGE1 | Age | Age - AGE1 | Cause | RS
UTPWRSUP | Uninterruptable Power Supply | Uninterruptable Power Supply - UTPWRSUP | AGE3 | Age | Age - AGE3 | Cause | RS
UTPWRSUP | Uninterruptable Power Supply | Uninterruptable Power Supply - UTPWRSUP | AGE4 | Age | Age - AGE4 | Cause | RS
UTPWRSUP | Uninterruptable Power Supply | Uninterruptable Power Supply - UTPWRSUP | AGE5 | Age | Age - AGE5 | Cause | RS
UTPWRSUP | Uninterruptable Power Supply | Uninterruptable Power Supply - UTPWRSUP | AGE6 | Age | Age - AGE6 | Cause | RS
UTPWRSUP | Uninterruptable Power Supply | Uninterruptable Power Supply - UTPWRSUP | AGE7 | Age | Age - AGE7 | Cause | RS
UTPWRSUP | Uninterruptable Power Supply | Uninterruptable Power Supply - UTPWRSUP | AGE8 | Age | Age - AGE8 | Cause | RS
UTPWRSUP | Uninterruptable Power Supply | Uninterruptable Power Supply - UTPWRSUP | AGE9 | Age | Age - AGE9 | Cause | RS
UTPWRSUP | Uninterruptable Power Supply | Uninterruptable Power Supply - UTPWRSUP | CONTAM | Contamination | Contamination - CONTAM | Cause | RS
UTPWRSUP | Uninterruptable Power Supply | Uninterruptable Power Supply - UTPWRSUP | CONTAM2 | Contamination | Contamination - CONTAM2 | Cause | RS
UTPWRSUP | Uninterruptable Power Supply | Uninterruptable Power Supply - UTPWRSUP | DEFASSET | Defective Asset | Defective Asset - DEFASSET | Cause | RS
UTPWRSUP | Uninterruptable Power Supply | Uninterruptable Power Supply - UTPWRSUP | ELECFA49 | Electrical Fault | Electrical Fault - ELECFA49 | Cause | RS
UTPWRSUP | Uninterruptable Power Supply | Uninterruptable Power Supply - UTPWRSUP | ELECFA59 | Electrical Fault | Electrical Fault - ELECFA59 | Cause | RS
UTPWRSUP | Uninterruptable Power Supply | Uninterruptable Power Supply - UTPWRSUP | ELECFA83 | Electrical Fault | Electrical Fault - ELECFA83 | Cause | RS
UTPWRSUP | Uninterruptable Power Supply | Uninterruptable Power Supply - UTPWRSUP | ELECFA9 | Electrical Fault | Electrical Fault - ELECFA9 | Cause | RS
UTPWRSUP | Uninterruptable Power Supply | Uninterruptable Power Supply - UTPWRSUP | ELECFA99 | Electrical Fault | Electrical Fault - ELECFA99 | Cause | RS
UTPWRSUP | Uninterruptable Power Supply | Uninterruptable Power Supply - UTPWRSUP | EXLOAD | Excessive Load | Excessive Load - EXLOAD | Cause | RS
UTPWRSUP | Uninterruptable Power Supply | Uninterruptable Power Supply - UTPWRSUP | IMPRM11 | Improper Maintenance | Improper Maintenance - IMPRM11 | Cause | RS
UTPWRSUP | Uninterruptable Power Supply | Uninterruptable Power Supply - UTPWRSUP | IMPRM15 | Improper Maintenance | Improper Maintenance - IMPRM15 | Cause | RS
UTPWRSUP | Uninterruptable Power Supply | Uninterruptable Power Supply - UTPWRSUP | IMPRM18 | Improper Maintenance | Improper Maintenance - IMPRM18 | Cause | RS
UTPWRSUP | Uninterruptable Power Supply | Uninterruptable Power Supply - UTPWRSUP | IMPRM30 | Improper Maintenance | Improper Maintenance - IMPRM30 | Cause | RS
UTPWRSUP | Uninterruptable Power Supply | Uninterruptable Power Supply - UTPWRSUP | IMPRM45 | Improper Maintenance | Improper Maintenance - IMPRM45 | Cause | RS
UTPWRSUP | Uninterruptable Power Supply | Uninterruptable Power Supply - UTPWRSUP | IMPRM60 | Improper Maintenance | Improper Maintenance - IMPRM60 | Cause | RS
UTPWRSUP | Uninterruptable Power Supply | Uninterruptable Power Supply - UTPWRSUP | IMPRMNT | Improper Maintenance | Improper Maintenance - IMPRMNT | Cause | RS
UTPWRSUP | Uninterruptable Power Supply | Uninterruptable Power Supply - UTPWRSUP | IMPRMNT7 | Improper Maintenance | Improper Maintenance - IMPRMNT7 | Cause | RS
UTPWRSUP | Uninterruptable Power Supply | Uninterruptable Power Supply - UTPWRSUP | INSLUBR | Insufficient Lubrication | Insufficient Lubrication - INSLUBR | Cause | RS
UTPWRSUP | Uninterruptable Power Supply | Uninterruptable Power Supply - UTPWRSUP | LACKTRN | Lack of/ Inadequate Training | Lack of/ Inadequate Training - LACKTRN | Cause | RS
UTPWRSUP | Uninterruptable Power Supply | Uninterruptable Power Supply - UTPWRSUP | MISSCMP | Loose/ Missing Component | Loose/ Missing Component - MISSCMP | Cause | RS
UTPWRSUP | Uninterruptable Power Supply | Uninterruptable Power Supply - UTPWRSUP | NRMWEAR | Normal Wear | Normal Wear - NRMWEAR | Cause | RS
UTPWRSUP | Uninterruptable Power Supply | Uninterruptable Power Supply - UTPWRSUP | OTHER | Other (specify) | Other (specify) - OTHER | Cause | RS
UTPWRSUP | Uninterruptable Power Supply | Uninterruptable Power Supply - UTPWRSUP | OTHER22 | Other (Specify) | Other (Specify) - OTHER22 | Cause | RS
UTPWRSUP | Uninterruptable Power Supply | Uninterruptable Power Supply - UTPWRSUP | PRINSTAL | Poor Installation | Poor Installation - PRINSTAL | Cause | RS
UTPWRSUP | Uninterruptable Power Supply | Uninterruptable Power Supply - UTPWRSUP | PROCISSU | Procedure Issue | Procedure Issue - PROCISSU | Cause | RS
UTPWRSUP | Uninterruptable Power Supply | Uninterruptable Power Supply - UTPWRSUP | UTLFAIL | Utility Failure | Utility Failure - UTLFAIL | Cause | RS
UTPWRSUP | Uninterruptable Power Supply | Uninterruptable Power Supply - UTPWRSUP | VIBRATE4 | Vibrations | Vibrations - VIBRATE4 | Cause | RS
UTPWRSUP | Uninterruptable Power Supply | Uninterruptable Power Supply - UTPWRSUP | VNDLSM | Vandalism | Vandalism - VNDLSM | Cause | RS
UTPWRSUP | Uninterruptable Power Supply | Uninterruptable Power Supply - UTPWRSUP | WORNCMPT | Defective/ Worn Component | Defective/ Worn Component - WORNCMPT | Cause | RS
UTPWRSUP | Uninterruptable Power Supply | Uninterruptable Power Supply - UTPWRSUP | WRONTY1 | Wrong Type | Wrong Type - WRONTY1 | Cause | RS
UTPWRSUP | Uninterruptable Power Supply | Uninterruptable Power Supply - UTPWRSUP | ADJUSTD | Adjusted | Adjusted - ADJUSTD | Action | RS
UTPWRSUP | Uninterruptable Power Supply | Uninterruptable Power Supply - UTPWRSUP | CHKMM | Check Manufacturer Manual | Check Manufacturer Manual - CHKMM | Action | RS
UTPWRSUP | Uninterruptable Power Supply | Uninterruptable Power Supply - UTPWRSUP | DECOMM | Decommission | Decommission - DECOMM | Action | RS
UTPWRSUP | Uninterruptable Power Supply | Uninterruptable Power Supply - UTPWRSUP | DECONTME | Decontaminate | Decontaminate - DECONTME | Action | RS
UTPWRSUP | Uninterruptable Power Supply | Uninterruptable Power Supply - UTPWRSUP | DONOTHIN | Do Nothing | Do Nothing - DONOTHIN | Action | RS
UTPWRSUP | Uninterruptable Power Supply | Uninterruptable Power Supply - UTPWRSUP | LUBRCTE | Lubricate | Lubricate - LUBRCTE | Action | RS
UTPWRSUP | Uninterruptable Power Supply | Uninterruptable Power Supply - UTPWRSUP | OTHER | Other (specify) | Other (specify) - OTHER | Action | RS
UTPWRSUP | Uninterruptable Power Supply | Uninterruptable Power Supply - UTPWRSUP | RECALBRT | Recalibrate | Recalibrate - RECALBRT | Action | RS
UTPWRSUP | Uninterruptable Power Supply | Uninterruptable Power Supply - UTPWRSUP | REMVOBT | Remove Obstruction | Remove Obstruction - REMVOBT | Action | RS
UTPWRSUP | Uninterruptable Power Supply | Uninterruptable Power Supply - UTPWRSUP | REPAIR | Repair | Repair - REPAIR | Action | RS
UTPWRSUP | Uninterruptable Power Supply | Uninterruptable Power Supply - UTPWRSUP | REPCMPT | Repair Component | Repair Component - REPCMPT | Action | RS
UTPWRSUP | Uninterruptable Power Supply | Uninterruptable Power Supply - UTPWRSUP | REPLACE | Replace | Replace - REPLACE | Action | RS
UTPWRSUP | Uninterruptable Power Supply | Uninterruptable Power Supply - UTPWRSUP | REPLASS | Replace Asset | Replace Asset - REPLASS | Action | RS
UTPWRSUP | Uninterruptable Power Supply | Uninterruptable Power Supply - UTPWRSUP | REPLCMPT | Replace Component | Replace Component - REPLCMPT | Action | RS
UTPWRSUP | Uninterruptable Power Supply | Uninterruptable Power Supply - UTPWRSUP | REPRASS | Repair Asset | Repair Asset - REPRASS | Action | RS
UTPWRSUP | Uninterruptable Power Supply | Uninterruptable Power Supply - UTPWRSUP | UPGRADES | Upgrade | Upgrade - UPGRADES | Action | RS
UVWTRSTR | UV Water Sterilization | UV Water Sterilization - UVWTRSTR | ABNTEMP | Abnormal Temprature | Abnormal Temprature - ABNTEMP | Problem | RS
UVWTRSTR | UV Water Sterilization | UV Water Sterilization - UVWTRSTR | CORROS | Corrosion | Corrosion - CORROS | Problem | RS
UVWTRSTR | UV Water Sterilization | UV Water Sterilization - UVWTRSTR | ELECTRIP | Electrical Trip Out | Electrical Trip Out - ELECTRIP | Problem | RS
UVWTRSTR | UV Water Sterilization | UV Water Sterilization - UVWTRSTR | EXNOISE | Excessive Noise | Excessive Noise - EXNOISE | Problem | RS
UVWTRSTR | UV Water Sterilization | UV Water Sterilization - UVWTRSTR | EXVIBRTN | Excessive Vibration | Excessive Vibration - EXVIBRTN | Problem | RS
UVWTRSTR | UV Water Sterilization | UV Water Sterilization - UVWTRSTR | JAMMEDEQ | Jammed Equipment | Jammed Equipment - JAMMEDEQ | Problem | RS
UVWTRSTR | UV Water Sterilization | UV Water Sterilization - UVWTRSTR | LEAKING | Leaking | Leaking - LEAKING | Problem | RS
UVWTRSTR | UV Water Sterilization | UV Water Sterilization - UVWTRSTR | LOWPERF | Low Performance | Low Performance - LOWPERF | Problem | RS
UVWTRSTR | UV Water Sterilization | UV Water Sterilization - UVWTRSTR | NONOPER | Non-Operational | Non-Operational - NONOPER | Problem | RS
UVWTRSTR | UV Water Sterilization | UV Water Sterilization - UVWTRSTR | PHYDMGE | Physical Damage | Physical Damage - PHYDMGE | Problem | RS
UVWTRSTR | UV Water Sterilization | UV Water Sterilization - UVWTRSTR | UNSMELL | Unusual Smell | Unusual Smell - UNSMELL | Problem | RS
UVWTRSTR | UV Water Sterilization | UV Water Sterilization - UVWTRSTR | UNSMOKE | Unusual Smoke | Unusual Smoke - UNSMOKE | Problem | RS
UVWTRSTR | UV Water Sterilization | UV Water Sterilization - UVWTRSTR | UVWSFAIL | UV water sterilization light failed | UV water sterilization light failed - UVWSFAIL | Failure | RS
UVWTRSTR | UV Water Sterilization | UV Water Sterilization - UVWTRSTR | ACCIDENT | Accident | Accident - ACCIDENT | Cause | RS
UVWTRSTR | UV Water Sterilization | UV Water Sterilization - UVWTRSTR | ACCWEAR | Accelerated Wear | Accelerated Wear - ACCWEAR | Cause | RS
UVWTRSTR | UV Water Sterilization | UV Water Sterilization - UVWTRSTR | ACTGOD | Weather condition/Forces of nature or Act of God | Weather condition/Forces of nature or Act of God - ACTGOD | Cause | RS
UVWTRSTR | UV Water Sterilization | UV Water Sterilization - UVWTRSTR | CONTAM | Contamination | Contamination - CONTAM | Cause | RS
UVWTRSTR | UV Water Sterilization | UV Water Sterilization - UVWTRSTR | DEFASSET | Defective Asset | Defective Asset - DEFASSET | Cause | RS
UVWTRSTR | UV Water Sterilization | UV Water Sterilization - UVWTRSTR | EXLOAD | Excessive Load | Excessive Load - EXLOAD | Cause | RS
UVWTRSTR | UV Water Sterilization | UV Water Sterilization - UVWTRSTR | IMPRMNT | Improper Maintenance | Improper Maintenance - IMPRMNT | Cause | RS
UVWTRSTR | UV Water Sterilization | UV Water Sterilization - UVWTRSTR | INSLUBR | Insufficient Lubrication | Insufficient Lubrication - INSLUBR | Cause | RS
UVWTRSTR | UV Water Sterilization | UV Water Sterilization - UVWTRSTR | LACKTRN | Lack of/ Inadequate Training | Lack of/ Inadequate Training - LACKTRN | Cause | RS
UVWTRSTR | UV Water Sterilization | UV Water Sterilization - UVWTRSTR | MISSCMP | Loose/ Missing Component | Loose/ Missing Component - MISSCMP | Cause | RS
UVWTRSTR | UV Water Sterilization | UV Water Sterilization - UVWTRSTR | NRMWEAR | Normal Wear | Normal Wear - NRMWEAR | Cause | RS
UVWTRSTR | UV Water Sterilization | UV Water Sterilization - UVWTRSTR | OTHER | Other (specify) | Other (specify) - OTHER | Cause | RS
UVWTRSTR | UV Water Sterilization | UV Water Sterilization - UVWTRSTR | PRINSTAL | Poor Installation | Poor Installation - PRINSTAL | Cause | RS
UVWTRSTR | UV Water Sterilization | UV Water Sterilization - UVWTRSTR | PROCISSU | Procedure Issue | Procedure Issue - PROCISSU | Cause | RS
UVWTRSTR | UV Water Sterilization | UV Water Sterilization - UVWTRSTR | UTLFAIL | Utility Failure | Utility Failure - UTLFAIL | Cause | RS
UVWTRSTR | UV Water Sterilization | UV Water Sterilization - UVWTRSTR | VNDLSM | Vandalism | Vandalism - VNDLSM | Cause | RS
UVWTRSTR | UV Water Sterilization | UV Water Sterilization - UVWTRSTR | WORNCMPT | Defective/ Worn Component | Defective/ Worn Component - WORNCMPT | Cause | RS
UVWTRSTR | UV Water Sterilization | UV Water Sterilization - UVWTRSTR | ADJUSTD | Adjusted | Adjusted - ADJUSTD | Action | RS
UVWTRSTR | UV Water Sterilization | UV Water Sterilization - UVWTRSTR | DECOMM | Decommission | Decommission - DECOMM | Action | RS
UVWTRSTR | UV Water Sterilization | UV Water Sterilization - UVWTRSTR | DECONTME | Decontaminate | Decontaminate - DECONTME | Action | RS
UVWTRSTR | UV Water Sterilization | UV Water Sterilization - UVWTRSTR | DONOTHIN | Do Nothing | Do Nothing - DONOTHIN | Action | RS
UVWTRSTR | UV Water Sterilization | UV Water Sterilization - UVWTRSTR | LUBRCTE | Lubricate | Lubricate - LUBRCTE | Action | RS
UVWTRSTR | UV Water Sterilization | UV Water Sterilization - UVWTRSTR | OTHER | Other (specify) | Other (specify) - OTHER | Action | RS
UVWTRSTR | UV Water Sterilization | UV Water Sterilization - UVWTRSTR | RECALBRT | Recalibrate | Recalibrate - RECALBRT | Action | RS
UVWTRSTR | UV Water Sterilization | UV Water Sterilization - UVWTRSTR | REMVOBT | Remove Obstruction | Remove Obstruction - REMVOBT | Action | RS
UVWTRSTR | UV Water Sterilization | UV Water Sterilization - UVWTRSTR | REPCMPT | Repair Component | Repair Component - REPCMPT | Action | RS
UVWTRSTR | UV Water Sterilization | UV Water Sterilization - UVWTRSTR | REPLASS | Replace Asset | Replace Asset - REPLASS | Action | RS
UVWTRSTR | UV Water Sterilization | UV Water Sterilization - UVWTRSTR | REPLCMPT | Replace Component | Replace Component - REPLCMPT | Action | RS
UVWTRSTR | UV Water Sterilization | UV Water Sterilization - UVWTRSTR | REPRASS | Repair Asset | Repair Asset - REPRASS | Action | RS
UVWTRSTR | UV Water Sterilization | UV Water Sterilization - UVWTRSTR | UPGRADES | Upgrade | Upgrade - UPGRADES | Action | RS
VARARVU | Variable Air Volume Unit | Variable Air Volume Unit - VARARVU | ABNTEMP | Abnormal Temprature | Abnormal Temprature - ABNTEMP | Problem | RS
VARARVU | Variable Air Volume Unit | Variable Air Volume Unit - VARARVU | CORROS | Corrosion | Corrosion - CORROS | Problem | RS
VARARVU | Variable Air Volume Unit | Variable Air Volume Unit - VARARVU | ELECTRIP | Electrical Trip Out | Electrical Trip Out - ELECTRIP | Problem | RS
VARARVU | Variable Air Volume Unit | Variable Air Volume Unit - VARARVU | EXNOISE | Excessive Noise | Excessive Noise - EXNOISE | Problem | RS
VARARVU | Variable Air Volume Unit | Variable Air Volume Unit - VARARVU | EXVIBRTN | Excessive Vibration | Excessive Vibration - EXVIBRTN | Problem | RS
VARARVU | Variable Air Volume Unit | Variable Air Volume Unit - VARARVU | JAMMEDEQ | Jammed Equipment | Jammed Equipment - JAMMEDEQ | Problem | RS
VARARVU | Variable Air Volume Unit | Variable Air Volume Unit - VARARVU | LEAKING | Leaking | Leaking - LEAKING | Problem | RS
VARARVU | Variable Air Volume Unit | Variable Air Volume Unit - VARARVU | LOWPERF | Low Performance | Low Performance - LOWPERF | Problem | RS
VARARVU | Variable Air Volume Unit | Variable Air Volume Unit - VARARVU | NONOPER | Non-Operational | Non-Operational - NONOPER | Problem | RS
VARARVU | Variable Air Volume Unit | Variable Air Volume Unit - VARARVU | PHYDMGE | Physical Damage | Physical Damage - PHYDMGE | Problem | RS
VARARVU | Variable Air Volume Unit | Variable Air Volume Unit - VARARVU | UNSMELL | Unusual Smell | Unusual Smell - UNSMELL | Problem | RS
VARARVU | Variable Air Volume Unit | Variable Air Volume Unit - VARARVU | UNSMOKE | Unusual Smoke | Unusual Smoke - UNSMOKE | Problem | RS
VARARVU | Variable Air Volume Unit | Variable Air Volume Unit - VARARVU | VAVSFAIL | Variable air volume system failed | Variable air volume system failed - VAVSFAIL | Failure | RS
VARARVU | Variable Air Volume Unit | Variable Air Volume Unit - VARARVU | ACCIDENT | Accident | Accident - ACCIDENT | Cause | RS
VARARVU | Variable Air Volume Unit | Variable Air Volume Unit - VARARVU | ACCWEAR | Accelerated Wear | Accelerated Wear - ACCWEAR | Cause | RS
VARARVU | Variable Air Volume Unit | Variable Air Volume Unit - VARARVU | ACTGOD | Weather condition/Forces of nature or Act of God | Weather condition/Forces of nature or Act of God - ACTGOD | Cause | RS
VARARVU | Variable Air Volume Unit | Variable Air Volume Unit - VARARVU | CONTAM | Contamination | Contamination - CONTAM | Cause | RS
VARARVU | Variable Air Volume Unit | Variable Air Volume Unit - VARARVU | DEFASSET | Defective Asset | Defective Asset - DEFASSET | Cause | RS
VARARVU | Variable Air Volume Unit | Variable Air Volume Unit - VARARVU | EXLOAD | Excessive Load | Excessive Load - EXLOAD | Cause | RS
VARARVU | Variable Air Volume Unit | Variable Air Volume Unit - VARARVU | IMPRMNT | Improper Maintenance | Improper Maintenance - IMPRMNT | Cause | RS
VARARVU | Variable Air Volume Unit | Variable Air Volume Unit - VARARVU | INSLUBR | Insufficient Lubrication | Insufficient Lubrication - INSLUBR | Cause | RS
VARARVU | Variable Air Volume Unit | Variable Air Volume Unit - VARARVU | LACKTRN | Lack of/ Inadequate Training | Lack of/ Inadequate Training - LACKTRN | Cause | RS
VARARVU | Variable Air Volume Unit | Variable Air Volume Unit - VARARVU | MISSCMP | Loose/ Missing Component | Loose/ Missing Component - MISSCMP | Cause | RS
VARARVU | Variable Air Volume Unit | Variable Air Volume Unit - VARARVU | NRMWEAR | Normal Wear | Normal Wear - NRMWEAR | Cause | RS
VARARVU | Variable Air Volume Unit | Variable Air Volume Unit - VARARVU | OTHER | Other (specify) | Other (specify) - OTHER | Cause | RS
VARARVU | Variable Air Volume Unit | Variable Air Volume Unit - VARARVU | PRINSTAL | Poor Installation | Poor Installation - PRINSTAL | Cause | RS
VARARVU | Variable Air Volume Unit | Variable Air Volume Unit - VARARVU | PROCISSU | Procedure Issue | Procedure Issue - PROCISSU | Cause | RS
VARARVU | Variable Air Volume Unit | Variable Air Volume Unit - VARARVU | UTLFAIL | Utility Failure | Utility Failure - UTLFAIL | Cause | RS
VARARVU | Variable Air Volume Unit | Variable Air Volume Unit - VARARVU | VNDLSM | Vandalism | Vandalism - VNDLSM | Cause | RS
VARARVU | Variable Air Volume Unit | Variable Air Volume Unit - VARARVU | WORNCMPT | Defective/ Worn Component | Defective/ Worn Component - WORNCMPT | Cause | RS
VARARVU | Variable Air Volume Unit | Variable Air Volume Unit - VARARVU | ADJUSTD | Adjusted | Adjusted - ADJUSTD | Action | RS
VARARVU | Variable Air Volume Unit | Variable Air Volume Unit - VARARVU | DECOMM | Decommission | Decommission - DECOMM | Action | RS
VARARVU | Variable Air Volume Unit | Variable Air Volume Unit - VARARVU | DECONTME | Decontaminate | Decontaminate - DECONTME | Action | RS
VARARVU | Variable Air Volume Unit | Variable Air Volume Unit - VARARVU | DONOTHIN | Do Nothing | Do Nothing - DONOTHIN | Action | RS
VARARVU | Variable Air Volume Unit | Variable Air Volume Unit - VARARVU | LUBRCTE | Lubricate | Lubricate - LUBRCTE | Action | RS
VARARVU | Variable Air Volume Unit | Variable Air Volume Unit - VARARVU | OTHER | Other (specify) | Other (specify) - OTHER | Action | RS
VARARVU | Variable Air Volume Unit | Variable Air Volume Unit - VARARVU | RECALBRT | Recalibrate | Recalibrate - RECALBRT | Action | RS
VARARVU | Variable Air Volume Unit | Variable Air Volume Unit - VARARVU | REMVOBT | Remove Obstruction | Remove Obstruction - REMVOBT | Action | RS
VARARVU | Variable Air Volume Unit | Variable Air Volume Unit - VARARVU | REPCMPT | Repair Component | Repair Component - REPCMPT | Action | RS
VARARVU | Variable Air Volume Unit | Variable Air Volume Unit - VARARVU | REPLASS | Replace Asset | Replace Asset - REPLASS | Action | RS
VARARVU | Variable Air Volume Unit | Variable Air Volume Unit - VARARVU | REPLCMPT | Replace Component | Replace Component - REPLCMPT | Action | RS
VARARVU | Variable Air Volume Unit | Variable Air Volume Unit - VARARVU | REPRASS | Repair Asset | Repair Asset - REPRASS | Action | RS
VARARVU | Variable Air Volume Unit | Variable Air Volume Unit - VARARVU | UPGRADES | Upgrade | Upgrade - UPGRADES | Action | RS
VHCLECU | Vehicle Charging Unit | Vehicle Charging Unit - VHCLECU | ABNTEMP | Abnormal Temprature | Abnormal Temprature - ABNTEMP | Problem | RS
VHCLECU | Vehicle Charging Unit | Vehicle Charging Unit - VHCLECU | CORROS | Corrosion | Corrosion - CORROS | Problem | RS
VHCLECU | Vehicle Charging Unit | Vehicle Charging Unit - VHCLECU | ELECTRIP | Electrical Trip Out | Electrical Trip Out - ELECTRIP | Problem | RS
VHCLECU | Vehicle Charging Unit | Vehicle Charging Unit - VHCLECU | EXNOISE | Excessive Noise | Excessive Noise - EXNOISE | Problem | RS
VHCLECU | Vehicle Charging Unit | Vehicle Charging Unit - VHCLECU | EXVIBRTN | Excessive Vibration | Excessive Vibration - EXVIBRTN | Problem | RS
VHCLECU | Vehicle Charging Unit | Vehicle Charging Unit - VHCLECU | JAMMEDEQ | Jammed Equipment | Jammed Equipment - JAMMEDEQ | Problem | RS
VHCLECU | Vehicle Charging Unit | Vehicle Charging Unit - VHCLECU | LEAKING | Leaking | Leaking - LEAKING | Problem | RS
VHCLECU | Vehicle Charging Unit | Vehicle Charging Unit - VHCLECU | LOWPERF | Low Performance | Low Performance - LOWPERF | Problem | RS
VHCLECU | Vehicle Charging Unit | Vehicle Charging Unit - VHCLECU | NONOPER | Non-Operational | Non-Operational - NONOPER | Problem | RS
VHCLECU | Vehicle Charging Unit | Vehicle Charging Unit - VHCLECU | PHYDMGE | Physical Damage | Physical Damage - PHYDMGE | Problem | RS
VHCLECU | Vehicle Charging Unit | Vehicle Charging Unit - VHCLECU | UNSMELL | Unusual Smell | Unusual Smell - UNSMELL | Problem | RS
VHCLECU | Vehicle Charging Unit | Vehicle Charging Unit - VHCLECU | UNSMOKE | Unusual Smoke | Unusual Smoke - UNSMOKE | Problem | RS
VHCLECU | Vehicle Charging Unit | Vehicle Charging Unit - VHCLECU | VHCSDET | Vehicle Charging System Deteriorated | Vehicle Charging System Deteriorated - VHCSDET | Failure | RS
VHCLECU | Vehicle Charging Unit | Vehicle Charging Unit - VHCLECU | ACCIDENT | Accident | Accident - ACCIDENT | Cause | RS
VHCLECU | Vehicle Charging Unit | Vehicle Charging Unit - VHCLECU | ACCWEAR | Accelerated Wear | Accelerated Wear - ACCWEAR | Cause | RS
VHCLECU | Vehicle Charging Unit | Vehicle Charging Unit - VHCLECU | ACTGOD | Weather condition/Forces of nature or Act of God | Weather condition/Forces of nature or Act of God - ACTGOD | Cause | RS
VHCLECU | Vehicle Charging Unit | Vehicle Charging Unit - VHCLECU | CONTAM | Contamination | Contamination - CONTAM | Cause | RS
VHCLECU | Vehicle Charging Unit | Vehicle Charging Unit - VHCLECU | DEFASSET | Defective Asset | Defective Asset - DEFASSET | Cause | RS
VHCLECU | Vehicle Charging Unit | Vehicle Charging Unit - VHCLECU | EXLOAD | Excessive Load | Excessive Load - EXLOAD | Cause | RS
VHCLECU | Vehicle Charging Unit | Vehicle Charging Unit - VHCLECU | IMPRMNT | Improper Maintenance | Improper Maintenance - IMPRMNT | Cause | RS
VHCLECU | Vehicle Charging Unit | Vehicle Charging Unit - VHCLECU | INSLUBR | Insufficient Lubrication | Insufficient Lubrication - INSLUBR | Cause | RS
VHCLECU | Vehicle Charging Unit | Vehicle Charging Unit - VHCLECU | LACKTRN | Lack of/ Inadequate Training | Lack of/ Inadequate Training - LACKTRN | Cause | RS
VHCLECU | Vehicle Charging Unit | Vehicle Charging Unit - VHCLECU | MISSCMP | Loose/ Missing Component | Loose/ Missing Component - MISSCMP | Cause | RS
VHCLECU | Vehicle Charging Unit | Vehicle Charging Unit - VHCLECU | NRMWEAR | Normal Wear | Normal Wear - NRMWEAR | Cause | RS
VHCLECU | Vehicle Charging Unit | Vehicle Charging Unit - VHCLECU | OTHER | Other (specify) | Other (specify) - OTHER | Cause | RS
VHCLECU | Vehicle Charging Unit | Vehicle Charging Unit - VHCLECU | PRINSTAL | Poor Installation | Poor Installation - PRINSTAL | Cause | RS
VHCLECU | Vehicle Charging Unit | Vehicle Charging Unit - VHCLECU | PROCISSU | Procedure Issue | Procedure Issue - PROCISSU | Cause | RS
VHCLECU | Vehicle Charging Unit | Vehicle Charging Unit - VHCLECU | UTLFAIL | Utility Failure | Utility Failure - UTLFAIL | Cause | RS
VHCLECU | Vehicle Charging Unit | Vehicle Charging Unit - VHCLECU | VNDLSM | Vandalism | Vandalism - VNDLSM | Cause | RS
VHCLECU | Vehicle Charging Unit | Vehicle Charging Unit - VHCLECU | WORNCMPT | Defective/ Worn Component | Defective/ Worn Component - WORNCMPT | Cause | RS
VHCLECU | Vehicle Charging Unit | Vehicle Charging Unit - VHCLECU | ADJUSTD | Adjusted | Adjusted - ADJUSTD | Action | RS
VHCLECU | Vehicle Charging Unit | Vehicle Charging Unit - VHCLECU | DECOMM | Decommission | Decommission - DECOMM | Action | RS
VHCLECU | Vehicle Charging Unit | Vehicle Charging Unit - VHCLECU | DECONTME | Decontaminate | Decontaminate - DECONTME | Action | RS
VHCLECU | Vehicle Charging Unit | Vehicle Charging Unit - VHCLECU | DONOTHIN | Do Nothing | Do Nothing - DONOTHIN | Action | RS
VHCLECU | Vehicle Charging Unit | Vehicle Charging Unit - VHCLECU | LUBRCTE | Lubricate | Lubricate - LUBRCTE | Action | RS
VHCLECU | Vehicle Charging Unit | Vehicle Charging Unit - VHCLECU | OTHER | Other (specify) | Other (specify) - OTHER | Action | RS
VHCLECU | Vehicle Charging Unit | Vehicle Charging Unit - VHCLECU | RECALBRT | Recalibrate | Recalibrate - RECALBRT | Action | RS
VHCLECU | Vehicle Charging Unit | Vehicle Charging Unit - VHCLECU | REMVOBT | Remove Obstruction | Remove Obstruction - REMVOBT | Action | RS
VHCLECU | Vehicle Charging Unit | Vehicle Charging Unit - VHCLECU | REPCMPT | Repair Component | Repair Component - REPCMPT | Action | RS
VHCLECU | Vehicle Charging Unit | Vehicle Charging Unit - VHCLECU | REPLASS | Replace Asset | Replace Asset - REPLASS | Action | RS
VHCLECU | Vehicle Charging Unit | Vehicle Charging Unit - VHCLECU | REPLCMPT | Replace Component | Replace Component - REPLCMPT | Action | RS
VHCLECU | Vehicle Charging Unit | Vehicle Charging Unit - VHCLECU | REPRASS | Repair Asset | Repair Asset - REPRASS | Action | RS
VHCLECU | Vehicle Charging Unit | Vehicle Charging Unit - VHCLECU | UPGRADES | Upgrade | Upgrade - UPGRADES | Action | RS
WHLLATH | Wheel Lathe | Wheel Lathe - WHLLATH | ABNTEMP | Abnormal Temprature | Abnormal Temprature - ABNTEMP | Problem | RS
WHLLATH | Wheel Lathe | Wheel Lathe - WHLLATH | CORROS | Corrosion | Corrosion - CORROS | Problem | RS
WHLLATH | Wheel Lathe | Wheel Lathe - WHLLATH | DRRLNOP1 | Drive Roller Not Operational | Drive Roller Not Operational - DRRLNOP1 | Problem | RS
WHLLATH | Wheel Lathe | Wheel Lathe - WHLLATH | ELECTRIP | Electrical Trip Out | Electrical Trip Out - ELECTRIP | Problem | RS
WHLLATH | Wheel Lathe | Wheel Lathe - WHLLATH | EXNOISE | Excessive Noise | Excessive Noise - EXNOISE | Problem | RS
WHLLATH | Wheel Lathe | Wheel Lathe - WHLLATH | EXVIBRTN | Excessive Vibration | Excessive Vibration - EXVIBRTN | Problem | RS
WHLLATH | Wheel Lathe | Wheel Lathe - WHLLATH | GRRLOPP1 | Griding Roller Operation | Griding Roller Operation - GRRLOPP1 | Problem | RS
WHLLATH | Wheel Lathe | Wheel Lathe - WHLLATH | HYDSYSF1 | Hydraulic System Failure | Hydraulic System Failure - HYDSYSF1 | Problem | RS
WHLLATH | Wheel Lathe | Wheel Lathe - WHLLATH | INWLPRF1 | Inaccurate Wheel Profile | Inaccurate Wheel Profile - INWLPRF1 | Problem | RS
WHLLATH | Wheel Lathe | Wheel Lathe - WHLLATH | JAMMEDEQ | Jammed Equipment | Jammed Equipment - JAMMEDEQ | Problem | RS
WHLLATH | Wheel Lathe | Wheel Lathe - WHLLATH | JMCHPSH1 | Jammed Chip Shoot | Jammed Chip Shoot - JMCHPSH1 | Problem | RS
WHLLATH | Wheel Lathe | Wheel Lathe - WHLLATH | LEAKING | Leaking | Leaking - LEAKING | Problem | RS
WHLLATH | Wheel Lathe | Wheel Lathe - WHLLATH | LKHYDLN1 | Leaking Hydraulic Line | Leaking Hydraulic Line - LKHYDLN1 | Problem | RS
WHLLATH | Wheel Lathe | Wheel Lathe - WHLLATH | LKHYDPM1 | Leaking Hydraulic Pump | Leaking Hydraulic Pump - LKHYDPM1 | Problem | RS
WHLLATH | Wheel Lathe | Wheel Lathe - WHLLATH | LOSSPWR1 | Loss Of Power | Loss Of Power - LOSSPWR1 | Problem | RS
WHLLATH | Wheel Lathe | Wheel Lathe - WHLLATH | LOWPERF | Low Performance | Low Performance - LOWPERF | Problem | RS
WHLLATH | Wheel Lathe | Wheel Lathe - WHLLATH | LSSCNTF1 | Loss Of Control Function | Loss Of Control Function - LSSCNTF1 | Problem | RS
WHLLATH | Wheel Lathe | Wheel Lathe - WHLLATH | LSSCOMM1 | Loss Communication | Loss Communication - LSSCOMM1 | Problem | RS
WHLLATH | Wheel Lathe | Wheel Lathe - WHLLATH | NONOPER | Non-Operational | Non-Operational - NONOPER | Problem | RS
WHLLATH | Wheel Lathe | Wheel Lathe - WHLLATH | PHYDA3 | Physical Damage | Physical Damage - PHYDA3 | Problem | RS
WHLLATH | Wheel Lathe | Wheel Lathe - WHLLATH | PHYDMGE | Physical Damage | Physical Damage - PHYDMGE | Problem | RS
WHLLATH | Wheel Lathe | Wheel Lathe - WHLLATH | STLDI1 | Stalled Idler/Drive Roller | Stalled Idler/Drive Roller - STLDI1 | Problem | RS
WHLLATH | Wheel Lathe | Wheel Lathe - WHLLATH | STTRFED1 | Stopped Train Feed | Stopped Train Feed - STTRFED1 | Problem | RS
WHLLATH | Wheel Lathe | Wheel Lathe - WHLLATH | UNSMELL | Unusual Smell | Unusual Smell - UNSMELL | Problem | RS
WHLLATH | Wheel Lathe | Wheel Lathe - WHLLATH | UNSMOKE | Unusual Smoke | Unusual Smoke - UNSMOKE | Problem | RS
WHLLATH | Wheel Lathe | Wheel Lathe - WHLLATH | BLOCVAL1 | Blocked Valve | Blocked Valve - BLOCVAL1 | Failure | RS
WHLLATH | Wheel Lathe | Wheel Lathe - WHLLATH | CHAFCAB2 | Chafed Cables | Chafed Cables - CHAFCAB2 | Failure | RS
WHLLATH | Wheel Lathe | Wheel Lathe - WHLLATH | CHAFCAB3 | Chafed Cables | Chafed Cables - CHAFCAB3 | Failure | RS
WHLLATH | Wheel Lathe | Wheel Lathe - WHLLATH | CLOGFI4 | Clogged Filter | Clogged Filter - CLOGFI4 | Failure | RS
WHLLATH | Wheel Lathe | Wheel Lathe - WHLLATH | CONTPAD1 | Control Panel Disconnect | Control Panel Disconnect - CONTPAD1 | Failure | RS
WHLLATH | Wheel Lathe | Wheel Lathe - WHLLATH | COPEFC1 | Control Panel Encloser Filter Clogged | Control Panel Encloser Filter Clogged - COPEFC1 | Failure | RS
WHLLATH | Wheel Lathe | Wheel Lathe - WHLLATH | DAMACAI1 | Damaged Cable Insulation | Damaged Cable Insulation - DAMACAI1 | Failure | RS
WHLLATH | Wheel Lathe | Wheel Lathe - WHLLATH | DAMACAI2 | Damaged Cable Insulation | Damaged Cable Insulation - DAMACAI2 | Failure | RS
WHLLATH | Wheel Lathe | Wheel Lathe - WHLLATH | DAMAHYL1 | Damaged Hydraulic Line | Damaged Hydraulic Line - DAMAHYL1 | Failure | RS
WHLLATH | Wheel Lathe | Wheel Lathe - WHLLATH | DAMAIDR1 | Damaged Idler/Drive Rollers | Damaged Idler/Drive Rollers - DAMAIDR1 | Failure | RS
WHLLATH | Wheel Lathe | Wheel Lathe - WHLLATH | DEFDTRA1 | Defective Drive Transmission /Gearbox | Defective Drive Transmission /Gearbox - DEFDTRA1 | Failure | RS
WHLLATH | Wheel Lathe | Wheel Lathe - WHLLATH | DEFDTRA2 | Defective Drive Transmission /Gearbox | Defective Drive Transmission /Gearbox - DEFDTRA2 | Failure | RS
WHLLATH | Wheel Lathe | Wheel Lathe - WHLLATH | DEFECA1 | Defective Cables | Defective Cables - DEFECA1 | Failure | RS
WHLLATH | Wheel Lathe | Wheel Lathe - WHLLATH | DEFECA2 | Defective Cables | Defective Cables - DEFECA2 | Failure | RS
WHLLATH | Wheel Lathe | Wheel Lathe - WHLLATH | DEFEDRM1 | Defected Drive Motor | Defected Drive Motor - DEFEDRM1 | Failure | RS
WHLLATH | Wheel Lathe | Wheel Lathe - WHLLATH | DEFEMO6 | Defected Motor | Defected Motor - DEFEMO6 | Failure | RS
WHLLATH | Wheel Lathe | Wheel Lathe - WHLLATH | DEFHPM1 | Defected Hydraulic Pump Motor | Defected Hydraulic Pump Motor - DEFHPM1 | Failure | RS
WHLLATH | Wheel Lathe | Wheel Lathe - WHLLATH | DRIMOBL1 | Drive Motor Belt | Drive Motor Belt - DRIMOBL1 | Failure | RS
WHLLATH | Wheel Lathe | Wheel Lathe - WHLLATH | DRIVMOF1 | Drive Motor Failure | Drive Motor Failure - DRIVMOF1 | Failure | RS
WHLLATH | Wheel Lathe | Wheel Lathe - WHLLATH | FAULSO1 | Faulty Solenoid | Faulty Solenoid - FAULSO1 | Failure | RS
WHLLATH | Wheel Lathe | Wheel Lathe - WHLLATH | FUSEDEF3 | Blown Fuse | Blown Fuse - FUSEDEF3 | Failure | RS
WHLLATH | Wheel Lathe | Wheel Lathe - WHLLATH | HPWOSE1 | Hydraulic Pump Worn Seal | Hydraulic Pump Worn Seal - HPWOSE1 | Failure | RS
WHLLATH | Wheel Lathe | Wheel Lathe - WHLLATH | LOHLICO1 | Loose Hydraulic Line Connections | Loose Hydraulic Line Connections - LOHLICO1 | Failure | RS
WHLLATH | Wheel Lathe | Wheel Lathe - WHLLATH | LOHPTP1 | Loss Of Power To Pump | Loss Of Power To Pump - LOHPTP1 | Failure | RS
WHLLATH | Wheel Lathe | Wheel Lathe - WHLLATH | LOOSIDR1 | Loose Idler/Drive Roller | Loose Idler/Drive Roller - LOOSIDR1 | Failure | RS
WHLLATH | Wheel Lathe | Wheel Lathe - WHLLATH | LOSSC1 | Loss Of Communication | Loss Of Communication - LOSSC1 | Failure | RS
WHLLATH | Wheel Lathe | Wheel Lathe - WHLLATH | METACHA1 | Metal Chips Accumulation | Metal Chips Accumulation - METACHA1 | Failure | RS
WHLLATH | Wheel Lathe | Wheel Lathe - WHLLATH | MISACUB1 | Misalignment Cutter Blades | Misalignment Cutter Blades - MISACUB1 | Failure | RS
WHLLATH | Wheel Lathe | Wheel Lathe - WHLLATH | MOTOOV1 | Motor Overheat | Motor Overheat - MOTOOV1 | Failure | RS
WHLLATH | Wheel Lathe | Wheel Lathe - WHLLATH | OPENIN1 | Open Interlock | Open Interlock - OPENIN1 | Failure | RS
WHLLATH | Wheel Lathe | Wheel Lathe - WHLLATH | OVERCOS1 | Overheated Control System | Overheated Control System - OVERCOS1 | Failure | RS
WHLLATH | Wheel Lathe | Wheel Lathe - WHLLATH | SAFGUA1 | Safety Guard | Safety Guard - SAFGUA1 | Failure | RS
WHLLATH | Wheel Lathe | Wheel Lathe - WHLLATH | SHRTC1 | Short Circuit | Short Circuit - SHRTC1 | Failure | RS
WHLLATH | Wheel Lathe | Wheel Lathe - WHLLATH | TRICIBR1 | Tripped Circuit Breaker | Tripped Circuit Breaker - TRICIBR1 | Failure | RS
WHLLATH | Wheel Lathe | Wheel Lathe - WHLLATH | UNDEFU6 | Undersized Fuse | Undersized Fuse - UNDEFU6 | Failure | RS
WHLLATH | Wheel Lathe | Wheel Lathe - WHLLATH | WHCCCONT | Wheel lathe cutter coupling and/or blade and slots contaminated | Wheel lathe cutter coupling and/or blade and slots contaminated - WHCCCONT | Failure | RS
WHLLATH | Wheel Lathe | Wheel Lathe - WHLLATH | WHELFAIL | Wheel lathe electric or electronic components failed | Wheel lathe electric or electronic components failed - WHELFAIL | Failure | RS
WHLLATH | Wheel Lathe | Wheel Lathe - WHLLATH | WHLBDEP | Wheel lathe PLC battery depleted | Wheel lathe PLC battery depleted - WHLBDEP | Failure | RS
WHLLATH | Wheel Lathe | Wheel Lathe - WHLLATH | WHLCDET | Wheel lathe components deteriorated | Wheel lathe components deteriorated - WHLCDET | Failure | RS
WHLLATH | Wheel Lathe | Wheel Lathe - WHLLATH | WHLCLDET | Wheel lathe components lubrication depleted | Wheel lathe components lubrication depleted - WHLCLDET | Failure | RS
WHLLATH | Wheel Lathe | Wheel Lathe - WHLLATH | WHLEFAIL | Wheel lathe E-stop function failed | Wheel lathe E-stop function failed - WHLEFAIL | Failure | RS
WHLLATH | Wheel Lathe | Wheel Lathe - WHLLATH | WHLIFEED | Wheel lathe improper feed rates | Wheel lathe improper feed rates - WHLIFEED | Failure | RS
WHLLATH | Wheel Lathe | Wheel Lathe - WHLLATH | WHLPLOW | Wheel lathe pressure low | Wheel lathe pressure low - WHLPLOW | Failure | RS
WHLLATH | Wheel Lathe | Wheel Lathe - WHLLATH | WHLTFAIL | Wheel lathe emergency tool retract function failed | Wheel lathe emergency tool retract function failed - WHLTFAIL | Failure | RS
WHLLATH | Wheel Lathe | Wheel Lathe - WHLLATH | WORNCL1 | Worn Clutch | Worn Clutch - WORNCL1 | Failure | RS
WHLLATH | Wheel Lathe | Wheel Lathe - WHLLATH | WORNCUB1 | Worn Cutter Blades | Worn Cutter Blades - WORNCUB1 | Failure | RS
WHLLATH | Wheel Lathe | Wheel Lathe - WHLLATH | WORNIDR1 | Worn Idler/Drive Rollers | Worn Idler/Drive Rollers - WORNIDR1 | Failure | RS
WHLLATH | Wheel Lathe | Wheel Lathe - WHLLATH | WORNSE12 | Worn Seal | Worn Seal - WORNSE12 | Failure | RS
WHLLATH | Wheel Lathe | Wheel Lathe - WHLLATH | WORNVA4 | Worn Valve | Worn Valve - WORNVA4 | Failure | RS
WHLLATH | Wheel Lathe | Wheel Lathe - WHLLATH | WORNVAS1 | Worn Valve Seal | Worn Valve Seal - WORNVAS1 | Failure | RS
WHLLATH | Wheel Lathe | Wheel Lathe - WHLLATH | WORPB1 | Worn Pump Blade /Impeller | Worn Pump Blade /Impeller - WORPB1 | Failure | RS
WHLLATH | Wheel Lathe | Wheel Lathe - WHLLATH | WRONPAS1 | Wrong Parameter Settings | Wrong Parameter Settings - WRONPAS1 | Failure | RS
WHLLATH | Wheel Lathe | Wheel Lathe - WHLLATH | ACCDENT4 | Accident | Accident - ACCDENT4 | Cause | RS
WHLLATH | Wheel Lathe | Wheel Lathe - WHLLATH | ACCDENT5 | Accident | Accident - ACCDENT5 | Cause | RS
WHLLATH | Wheel Lathe | Wheel Lathe - WHLLATH | ACCIDENT | Accident | Accident - ACCIDENT | Cause | RS
WHLLATH | Wheel Lathe | Wheel Lathe - WHLLATH | ACCWEAR | Accelerated Wear | Accelerated Wear - ACCWEAR | Cause | RS
WHLLATH | Wheel Lathe | Wheel Lathe - WHLLATH | ACCWEAR1 | Accelerated Wear | Accelerated Wear - ACCWEAR1 | Cause | RS
WHLLATH | Wheel Lathe | Wheel Lathe - WHLLATH | ACCWEAR2 | Accelerated Wear | Accelerated Wear - ACCWEAR2 | Cause | RS
WHLLATH | Wheel Lathe | Wheel Lathe - WHLLATH | ACCWEAR3 | Accelerated Wear | Accelerated Wear - ACCWEAR3 | Cause | RS
WHLLATH | Wheel Lathe | Wheel Lathe - WHLLATH | ACTGOD | Weather condition/Forces of nature or Act of God | Weather condition/Forces of nature or Act of God - ACTGOD | Cause | RS
WHLLATH | Wheel Lathe | Wheel Lathe - WHLLATH | AGING105 | Aging | Aging - AGING105 | Cause | RS
WHLLATH | Wheel Lathe | Wheel Lathe - WHLLATH | AGING125 | Aging | Aging - AGING125 | Cause | RS
WHLLATH | Wheel Lathe | Wheel Lathe - WHLLATH | AGING169 | Aging | Aging - AGING169 | Cause | RS
WHLLATH | Wheel Lathe | Wheel Lathe - WHLLATH | AGING45 | Aging | Aging - AGING45 | Cause | RS
WHLLATH | Wheel Lathe | Wheel Lathe - WHLLATH | AGING6 | Aging | Aging - AGING6 | Cause | RS
WHLLATH | Wheel Lathe | Wheel Lathe - WHLLATH | CONTAM | Contamination | Contamination - CONTAM | Cause | RS
WHLLATH | Wheel Lathe | Wheel Lathe - WHLLATH | CONTAM10 | Contamination | Contamination - CONTAM10 | Cause | RS
WHLLATH | Wheel Lathe | Wheel Lathe - WHLLATH | CONTAM18 | Contamination | Contamination - CONTAM18 | Cause | RS
WHLLATH | Wheel Lathe | Wheel Lathe - WHLLATH | CONTAM31 | Contamination | Contamination - CONTAM31 | Cause | RS
WHLLATH | Wheel Lathe | Wheel Lathe - WHLLATH | CONTAM32 | Contamination | Contamination - CONTAM32 | Cause | RS
WHLLATH | Wheel Lathe | Wheel Lathe - WHLLATH | DAMAGE8 | Physical Damage | Physical Damage - DAMAGE8 | Cause | RS
WHLLATH | Wheel Lathe | Wheel Lathe - WHLLATH | DEFASSET | Defective Asset | Defective Asset - DEFASSET | Cause | RS
WHLLATH | Wheel Lathe | Wheel Lathe - WHLLATH | ELECFA11 | Electrical Fault | Electrical Fault - ELECFA11 | Cause | RS
WHLLATH | Wheel Lathe | Wheel Lathe - WHLLATH | ELECFA12 | Electrical Fault | Electrical Fault - ELECFA12 | Cause | RS
WHLLATH | Wheel Lathe | Wheel Lathe - WHLLATH | ELECFA15 | Electrical Fault | Electrical Fault - ELECFA15 | Cause | RS
WHLLATH | Wheel Lathe | Wheel Lathe - WHLLATH | ELECFA35 | Electrical Fault | Electrical Fault - ELECFA35 | Cause | RS
WHLLATH | Wheel Lathe | Wheel Lathe - WHLLATH | ELECFA46 | Electrical Fault | Electrical Fault - ELECFA46 | Cause | RS
WHLLATH | Wheel Lathe | Wheel Lathe - WHLLATH | ELECFA60 | Electrical Fault | Electrical Fault - ELECFA60 | Cause | RS
WHLLATH | Wheel Lathe | Wheel Lathe - WHLLATH | ELECFA63 | Electrical Fault | Electrical Fault - ELECFA63 | Cause | RS
WHLLATH | Wheel Lathe | Wheel Lathe - WHLLATH | ELECFA67 | Electrical Fault | Electrical Fault - ELECFA67 | Cause | RS
WHLLATH | Wheel Lathe | Wheel Lathe - WHLLATH | ELECFA74 | Electrical Fault | Electrical Fault - ELECFA74 | Cause | RS
WHLLATH | Wheel Lathe | Wheel Lathe - WHLLATH | ELECFA96 | Electrical Fault | Electrical Fault - ELECFA96 | Cause | RS
WHLLATH | Wheel Lathe | Wheel Lathe - WHLLATH | EXLOAD | Excessive Load | Excessive Load - EXLOAD | Cause | RS
WHLLATH | Wheel Lathe | Wheel Lathe - WHLLATH | IMPRIN10 | Improper Installation | Improper Installation - IMPRIN10 | Cause | RS
WHLLATH | Wheel Lathe | Wheel Lathe - WHLLATH | IMPRIN4 | Improper Installation | Improper Installation - IMPRIN4 | Cause | RS
WHLLATH | Wheel Lathe | Wheel Lathe - WHLLATH | IMPRIN6 | Improper Installation | Improper Installation - IMPRIN6 | Cause | RS
WHLLATH | Wheel Lathe | Wheel Lathe - WHLLATH | IMPRIN8 | Improper Installation | Improper Installation - IMPRIN8 | Cause | RS
WHLLATH | Wheel Lathe | Wheel Lathe - WHLLATH | IMPRIN9 | Improper Installation | Improper Installation - IMPRIN9 | Cause | RS
WHLLATH | Wheel Lathe | Wheel Lathe - WHLLATH | IMPRM29 | Improper Maintenance | Improper Maintenance - IMPRM29 | Cause | RS
WHLLATH | Wheel Lathe | Wheel Lathe - WHLLATH | IMPRM33 | Improper Maintenance | Improper Maintenance - IMPRM33 | Cause | RS
WHLLATH | Wheel Lathe | Wheel Lathe - WHLLATH | IMPRM35 | Improper Maintenance | Improper Maintenance - IMPRM35 | Cause | RS
WHLLATH | Wheel Lathe | Wheel Lathe - WHLLATH | IMPRM38 | Improper Maintenance | Improper Maintenance - IMPRM38 | Cause | RS
WHLLATH | Wheel Lathe | Wheel Lathe - WHLLATH | IMPRM52 | Improper Maintenance | Improper Maintenance - IMPRM52 | Cause | RS
WHLLATH | Wheel Lathe | Wheel Lathe - WHLLATH | IMPRM53 | Improper Maintenance | Improper Maintenance - IMPRM53 | Cause | RS
WHLLATH | Wheel Lathe | Wheel Lathe - WHLLATH | IMPRM63 | Improper Maintenance | Improper Maintenance - IMPRM63 | Cause | RS
WHLLATH | Wheel Lathe | Wheel Lathe - WHLLATH | IMPRMNT | Improper Maintenance | Improper Maintenance - IMPRMNT | Cause | RS
WHLLATH | Wheel Lathe | Wheel Lathe - WHLLATH | IMPRMNT3 | Improper Maintenance | Improper Maintenance - IMPRMNT3 | Cause | RS
WHLLATH | Wheel Lathe | Wheel Lathe - WHLLATH | IMPRMNT6 | Improper Maintenance | Improper Maintenance - IMPRMNT6 | Cause | RS
WHLLATH | Wheel Lathe | Wheel Lathe - WHLLATH | INSFL1 | Insufficient Lubrication | Insufficient Lubrication - INSFL1 | Cause | RS
WHLLATH | Wheel Lathe | Wheel Lathe - WHLLATH | INSLUBR | Insufficient Lubrication | Insufficient Lubrication - INSLUBR | Cause | RS
WHLLATH | Wheel Lathe | Wheel Lathe - WHLLATH | LACKTRN | Lack of/ Inadequate Training | Lack of/ Inadequate Training - LACKTRN | Cause | RS
WHLLATH | Wheel Lathe | Wheel Lathe - WHLLATH | LOOSC15 | Loose Connection | Loose Connection - LOOSC15 | Cause | RS
WHLLATH | Wheel Lathe | Wheel Lathe - WHLLATH | LOOSC21 | Loose Connection | Loose Connection - LOOSC21 | Cause | RS
WHLLATH | Wheel Lathe | Wheel Lathe - WHLLATH | LOOSC5 | Loose Connection | Loose Connection - LOOSC5 | Cause | RS
WHLLATH | Wheel Lathe | Wheel Lathe - WHLLATH | MISAL12 | Misalignment | Misalignment - MISAL12 | Cause | RS
WHLLATH | Wheel Lathe | Wheel Lathe - WHLLATH | MISALIN2 | Misalignment | Misalignment - MISALIN2 | Cause | RS
WHLLATH | Wheel Lathe | Wheel Lathe - WHLLATH | MISALIN8 | Misalignment | Misalignment - MISALIN8 | Cause | RS
WHLLATH | Wheel Lathe | Wheel Lathe - WHLLATH | MISSCMP | Loose/ Missing Component | Loose/ Missing Component - MISSCMP | Cause | RS
WHLLATH | Wheel Lathe | Wheel Lathe - WHLLATH | NORMW1 | Normal Wear | Normal Wear - NORMW1 | Cause | RS
WHLLATH | Wheel Lathe | Wheel Lathe - WHLLATH | NORMW10 | Normal Wear | Normal Wear - NORMW10 | Cause | RS
WHLLATH | Wheel Lathe | Wheel Lathe - WHLLATH | NORMW13 | Normal Wear | Normal Wear - NORMW13 | Cause | RS
WHLLATH | Wheel Lathe | Wheel Lathe - WHLLATH | NORMW18 | Normal Wear | Normal Wear - NORMW18 | Cause | RS
WHLLATH | Wheel Lathe | Wheel Lathe - WHLLATH | NORMW19 | Normal Wear | Normal Wear - NORMW19 | Cause | RS
WHLLATH | Wheel Lathe | Wheel Lathe - WHLLATH | NORMW21 | Normal Wear | Normal Wear - NORMW21 | Cause | RS
WHLLATH | Wheel Lathe | Wheel Lathe - WHLLATH | NORMW23 | Normal Wear | Normal Wear - NORMW23 | Cause | RS
WHLLATH | Wheel Lathe | Wheel Lathe - WHLLATH | NORMW24 | Normal Wear | Normal Wear - NORMW24 | Cause | RS
WHLLATH | Wheel Lathe | Wheel Lathe - WHLLATH | NORMW31 | Normal Wear | Normal Wear - NORMW31 | Cause | RS
WHLLATH | Wheel Lathe | Wheel Lathe - WHLLATH | NORMW35 | Normal Wear | Normal Wear - NORMW35 | Cause | RS
WHLLATH | Wheel Lathe | Wheel Lathe - WHLLATH | NORMW37 | Normal Wear | Normal Wear - NORMW37 | Cause | RS
WHLLATH | Wheel Lathe | Wheel Lathe - WHLLATH | NORMW39 | Normal Wear | Normal Wear - NORMW39 | Cause | RS
WHLLATH | Wheel Lathe | Wheel Lathe - WHLLATH | NORMW40 | Normal Wear | Normal Wear - NORMW40 | Cause | RS
WHLLATH | Wheel Lathe | Wheel Lathe - WHLLATH | NORMW55 | Normal Wear | Normal Wear - NORMW55 | Cause | RS
WHLLATH | Wheel Lathe | Wheel Lathe - WHLLATH | NORMW59 | Normal Wear | Normal Wear - NORMW59 | Cause | RS
WHLLATH | Wheel Lathe | Wheel Lathe - WHLLATH | NORMW60 | Normal Wear | Normal Wear - NORMW60 | Cause | RS
WHLLATH | Wheel Lathe | Wheel Lathe - WHLLATH | NORMW8 | Normal Wear | Normal Wear - NORMW8 | Cause | RS
WHLLATH | Wheel Lathe | Wheel Lathe - WHLLATH | NORMW9 | Normal Wear | Normal Wear - NORMW9 | Cause | RS
WHLLATH | Wheel Lathe | Wheel Lathe - WHLLATH | NRMWEAR | Normal Wear | Normal Wear - NRMWEAR | Cause | RS
WHLLATH | Wheel Lathe | Wheel Lathe - WHLLATH | OPERROR1 | Operator Error | Operator Error - OPERROR1 | Cause | RS
WHLLATH | Wheel Lathe | Wheel Lathe - WHLLATH | OPERROR4 | Operator Error | Operator Error - OPERROR4 | Cause | RS
WHLLATH | Wheel Lathe | Wheel Lathe - WHLLATH | OPERROR6 | Operator Error | Operator Error - OPERROR6 | Cause | RS
WHLLATH | Wheel Lathe | Wheel Lathe - WHLLATH | OPERROR7 | Operator Errors | Operator Errors - OPERROR7 | Cause | RS
WHLLATH | Wheel Lathe | Wheel Lathe - WHLLATH | OTHER | Other (specify) | Other (specify) - OTHER | Cause | RS
WHLLATH | Wheel Lathe | Wheel Lathe - WHLLATH | OVERLOA1 | Overload | Overload - OVERLOA1 | Cause | RS
WHLLATH | Wheel Lathe | Wheel Lathe - WHLLATH | OVERLOA3 | Overload | Overload - OVERLOA3 | Cause | RS
WHLLATH | Wheel Lathe | Wheel Lathe - WHLLATH | PRINSTAL | Poor Installation | Poor Installation - PRINSTAL | Cause | RS
WHLLATH | Wheel Lathe | Wheel Lathe - WHLLATH | PROCISSU | Procedure Issue | Procedure Issue - PROCISSU | Cause | RS
WHLLATH | Wheel Lathe | Wheel Lathe - WHLLATH | UTLFAIL | Utility Failure | Utility Failure - UTLFAIL | Cause | RS
WHLLATH | Wheel Lathe | Wheel Lathe - WHLLATH | VIBRATE3 | Vibrations | Vibrations - VIBRATE3 | Cause | RS
WHLLATH | Wheel Lathe | Wheel Lathe - WHLLATH | VIBRATE5 | Vibrations | Vibrations - VIBRATE5 | Cause | RS
WHLLATH | Wheel Lathe | Wheel Lathe - WHLLATH | VIBRATE7 | Vibrations | Vibrations - VIBRATE7 | Cause | RS
WHLLATH | Wheel Lathe | Wheel Lathe - WHLLATH | VIBRATE9 | Vibrations | Vibrations - VIBRATE9 | Cause | RS
WHLLATH | Wheel Lathe | Wheel Lathe - WHLLATH | VNDLSM | Vandalism | Vandalism - VNDLSM | Cause | RS
WHLLATH | Wheel Lathe | Wheel Lathe - WHLLATH | WORNCMPT | Defective/ Worn Component | Defective/ Worn Component - WORNCMPT | Cause | RS
WHLLATH | Wheel Lathe | Wheel Lathe - WHLLATH | ADJUSTD | Adjusted | Adjusted - ADJUSTD | Action | RS
WHLLATH | Wheel Lathe | Wheel Lathe - WHLLATH | DECOMM | Decommission | Decommission - DECOMM | Action | RS
WHLLATH | Wheel Lathe | Wheel Lathe - WHLLATH | DECONTME | Decontaminate | Decontaminate - DECONTME | Action | RS
WHLLATH | Wheel Lathe | Wheel Lathe - WHLLATH | DONOTHIN | Do Nothing | Do Nothing - DONOTHIN | Action | RS
WHLLATH | Wheel Lathe | Wheel Lathe - WHLLATH | LUBRCTE | Lubricate | Lubricate - LUBRCTE | Action | RS
WHLLATH | Wheel Lathe | Wheel Lathe - WHLLATH | OTHER | Other (specify) | Other (specify) - OTHER | Action | RS
WHLLATH | Wheel Lathe | Wheel Lathe - WHLLATH | RECALBRT | Recalibrate | Recalibrate - RECALBRT | Action | RS
WHLLATH | Wheel Lathe | Wheel Lathe - WHLLATH | REMVOBT | Remove Obstruction | Remove Obstruction - REMVOBT | Action | RS
WHLLATH | Wheel Lathe | Wheel Lathe - WHLLATH | REPAIR | Repair | Repair - REPAIR | Action | RS
WHLLATH | Wheel Lathe | Wheel Lathe - WHLLATH | REPCMPT | Repair Component | Repair Component - REPCMPT | Action | RS
WHLLATH | Wheel Lathe | Wheel Lathe - WHLLATH | REPLACE | Replace | Replace - REPLACE | Action | RS
WHLLATH | Wheel Lathe | Wheel Lathe - WHLLATH | REPLASS | Replace Asset | Replace Asset - REPLASS | Action | RS
WHLLATH | Wheel Lathe | Wheel Lathe - WHLLATH | REPLCEM | Replacement | Replacement - REPLCEM | Action | RS
WHLLATH | Wheel Lathe | Wheel Lathe - WHLLATH | REPLCMPT | Replace Component | Replace Component - REPLCMPT | Action | RS
WHLLATH | Wheel Lathe | Wheel Lathe - WHLLATH | REPRASS | Repair Asset | Repair Asset - REPRASS | Action | RS
WHLLATH | Wheel Lathe | Wheel Lathe - WHLLATH | RESET | Reset | Reset - RESET | Action | RS
WHLLATH | Wheel Lathe | Wheel Lathe - WHLLATH | UPGRADES | Upgrade | Upgrade - UPGRADES | Action | RS
WINDSYS | Window System | Window System - WINDSYS | ABNTEMP | Abnormal Temprature | Abnormal Temprature - ABNTEMP | Problem | RS
WINDSYS | Window System | Window System - WINDSYS | CORROS | Corrosion | Corrosion - CORROS | Problem | RS
WINDSYS | Window System | Window System - WINDSYS | ELECTRIP | Electrical Trip Out | Electrical Trip Out - ELECTRIP | Problem | RS
WINDSYS | Window System | Window System - WINDSYS | EXNOISE | Excessive Noise | Excessive Noise - EXNOISE | Problem | RS
WINDSYS | Window System | Window System - WINDSYS | EXVIBRTN | Excessive Vibration | Excessive Vibration - EXVIBRTN | Problem | RS
WINDSYS | Window System | Window System - WINDSYS | JAMMEDEQ | Jammed Equipment | Jammed Equipment - JAMMEDEQ | Problem | RS
WINDSYS | Window System | Window System - WINDSYS | LEAKING | Leaking | Leaking - LEAKING | Problem | RS
WINDSYS | Window System | Window System - WINDSYS | LOWPERF | Low Performance | Low Performance - LOWPERF | Problem | RS
WINDSYS | Window System | Window System - WINDSYS | NONOPER | Non-Operational | Non-Operational - NONOPER | Problem | RS
WINDSYS | Window System | Window System - WINDSYS | PHYDMGE | Physical Damage | Physical Damage - PHYDMGE | Problem | RS
WINDSYS | Window System | Window System - WINDSYS | UNSMELL | Unusual Smell | Unusual Smell - UNSMELL | Problem | RS
WINDSYS | Window System | Window System - WINDSYS | UNSMOKE | Unusual Smoke | Unusual Smoke - UNSMOKE | Problem | RS
WINDSYS | Window System | Window System - WINDSYS | WINDSDET | Window system deteriorated | Window system deteriorated - WINDSDET | Failure | RS
WINDSYS | Window System | Window System - WINDSYS | ACCIDENT | Accident | Accident - ACCIDENT | Cause | RS
WINDSYS | Window System | Window System - WINDSYS | ACCWEAR | Accelerated Wear | Accelerated Wear - ACCWEAR | Cause | RS
WINDSYS | Window System | Window System - WINDSYS | ACTGOD | Weather condition/Forces of nature or Act of God | Weather condition/Forces of nature or Act of God - ACTGOD | Cause | RS
WINDSYS | Window System | Window System - WINDSYS | CONTAM | Contamination | Contamination - CONTAM | Cause | RS
WINDSYS | Window System | Window System - WINDSYS | DEFASSET | Defective Asset | Defective Asset - DEFASSET | Cause | RS
WINDSYS | Window System | Window System - WINDSYS | EXLOAD | Excessive Load | Excessive Load - EXLOAD | Cause | RS
WINDSYS | Window System | Window System - WINDSYS | IMPRMNT | Improper Maintenance | Improper Maintenance - IMPRMNT | Cause | RS
WINDSYS | Window System | Window System - WINDSYS | INSLUBR | Insufficient Lubrication | Insufficient Lubrication - INSLUBR | Cause | RS
WINDSYS | Window System | Window System - WINDSYS | LACKTRN | Lack of/ Inadequate Training | Lack of/ Inadequate Training - LACKTRN | Cause | RS
WINDSYS | Window System | Window System - WINDSYS | MISSCMP | Loose/ Missing Component | Loose/ Missing Component - MISSCMP | Cause | RS
WINDSYS | Window System | Window System - WINDSYS | NRMWEAR | Normal Wear | Normal Wear - NRMWEAR | Cause | RS
WINDSYS | Window System | Window System - WINDSYS | OTHER | Other (specify) | Other (specify) - OTHER | Cause | RS
WINDSYS | Window System | Window System - WINDSYS | PRINSTAL | Poor Installation | Poor Installation - PRINSTAL | Cause | RS
WINDSYS | Window System | Window System - WINDSYS | PROCISSU | Procedure Issue | Procedure Issue - PROCISSU | Cause | RS
WINDSYS | Window System | Window System - WINDSYS | UTLFAIL | Utility Failure | Utility Failure - UTLFAIL | Cause | RS
WINDSYS | Window System | Window System - WINDSYS | VNDLSM | Vandalism | Vandalism - VNDLSM | Cause | RS
WINDSYS | Window System | Window System - WINDSYS | WORNCMPT | Defective/ Worn Component | Defective/ Worn Component - WORNCMPT | Cause | RS
WINDSYS | Window System | Window System - WINDSYS | ADJUSTD | Adjusted | Adjusted - ADJUSTD | Action | RS
WINDSYS | Window System | Window System - WINDSYS | DECOMM | Decommission | Decommission - DECOMM | Action | RS
WINDSYS | Window System | Window System - WINDSYS | DECONTME | Decontaminate | Decontaminate - DECONTME | Action | RS
WINDSYS | Window System | Window System - WINDSYS | DONOTHIN | Do Nothing | Do Nothing - DONOTHIN | Action | RS
WINDSYS | Window System | Window System - WINDSYS | LUBRCTE | Lubricate | Lubricate - LUBRCTE | Action | RS
WINDSYS | Window System | Window System - WINDSYS | OTHER | Other (specify) | Other (specify) - OTHER | Action | RS
WINDSYS | Window System | Window System - WINDSYS | RECALBRT | Recalibrate | Recalibrate - RECALBRT | Action | RS
WINDSYS | Window System | Window System - WINDSYS | REMVOBT | Remove Obstruction | Remove Obstruction - REMVOBT | Action | RS
WINDSYS | Window System | Window System - WINDSYS | REPCMPT | Repair Component | Repair Component - REPCMPT | Action | RS
WINDSYS | Window System | Window System - WINDSYS | REPLASS | Replace Asset | Replace Asset - REPLASS | Action | RS
WINDSYS | Window System | Window System - WINDSYS | REPLCMPT | Replace Component | Replace Component - REPLCMPT | Action | RS
WINDSYS | Window System | Window System - WINDSYS | REPRASS | Repair Asset | Repair Asset - REPRASS | Action | RS
WINDSYS | Window System | Window System - WINDSYS | UPGRADES | Upgrade | Upgrade - UPGRADES | Action | RS
WSTARPMP | Waste Antifreeze Recovery Pump Station | Waste Antifreeze Recovery Pump Station - WSTARPMP | ABNTEMP | Abnormal Temprature | Abnormal Temprature - ABNTEMP | Problem | RS
WSTARPMP | Waste Antifreeze Recovery Pump Station | Waste Antifreeze Recovery Pump Station - WSTARPMP | CORROS | Corrosion | Corrosion - CORROS | Problem | RS
WSTARPMP | Waste Antifreeze Recovery Pump Station | Waste Antifreeze Recovery Pump Station - WSTARPMP | ELECTRIP | Electrical Trip Out | Electrical Trip Out - ELECTRIP | Problem | RS
WSTARPMP | Waste Antifreeze Recovery Pump Station | Waste Antifreeze Recovery Pump Station - WSTARPMP | EXNOISE | Excessive Noise | Excessive Noise - EXNOISE | Problem | RS
WSTARPMP | Waste Antifreeze Recovery Pump Station | Waste Antifreeze Recovery Pump Station - WSTARPMP | EXVIBRTN | Excessive Vibration | Excessive Vibration - EXVIBRTN | Problem | RS
WSTARPMP | Waste Antifreeze Recovery Pump Station | Waste Antifreeze Recovery Pump Station - WSTARPMP | JAMMEDEQ | Jammed Equipment | Jammed Equipment - JAMMEDEQ | Problem | RS
WSTARPMP | Waste Antifreeze Recovery Pump Station | Waste Antifreeze Recovery Pump Station - WSTARPMP | LEAKING | Leaking | Leaking - LEAKING | Problem | RS
WSTARPMP | Waste Antifreeze Recovery Pump Station | Waste Antifreeze Recovery Pump Station - WSTARPMP | LOWPERF | Low Performance | Low Performance - LOWPERF | Problem | RS
WSTARPMP | Waste Antifreeze Recovery Pump Station | Waste Antifreeze Recovery Pump Station - WSTARPMP | NONOPER | Non-Operational | Non-Operational - NONOPER | Problem | RS
WSTARPMP | Waste Antifreeze Recovery Pump Station | Waste Antifreeze Recovery Pump Station - WSTARPMP | PHYDMGE | Physical Damage | Physical Damage - PHYDMGE | Problem | RS
WSTARPMP | Waste Antifreeze Recovery Pump Station | Waste Antifreeze Recovery Pump Station - WSTARPMP | UNSMELL | Unusual Smell | Unusual Smell - UNSMELL | Problem | RS
WSTARPMP | Waste Antifreeze Recovery Pump Station | Waste Antifreeze Recovery Pump Station - WSTARPMP | UNSMOKE | Unusual Smoke | Unusual Smoke - UNSMOKE | Problem | RS
WSTARPMP | Waste Antifreeze Recovery Pump Station | Waste Antifreeze Recovery Pump Station - WSTARPMP | PMPCDET | Pump components deteriorated or contaminated | Pump components deteriorated or contaminated - PMPCDET | Failure | RS
WSTARPMP | Waste Antifreeze Recovery Pump Station | Waste Antifreeze Recovery Pump Station - WSTARPMP | ACCIDENT | Accident | Accident - ACCIDENT | Cause | RS
WSTARPMP | Waste Antifreeze Recovery Pump Station | Waste Antifreeze Recovery Pump Station - WSTARPMP | ACCWEAR | Accelerated Wear | Accelerated Wear - ACCWEAR | Cause | RS
WSTARPMP | Waste Antifreeze Recovery Pump Station | Waste Antifreeze Recovery Pump Station - WSTARPMP | ACTGOD | Weather condition/Forces of nature or Act of God | Weather condition/Forces of nature or Act of God - ACTGOD | Cause | RS
WSTARPMP | Waste Antifreeze Recovery Pump Station | Waste Antifreeze Recovery Pump Station - WSTARPMP | CONTAM | Contamination | Contamination - CONTAM | Cause | RS
WSTARPMP | Waste Antifreeze Recovery Pump Station | Waste Antifreeze Recovery Pump Station - WSTARPMP | DEFASSET | Defective Asset | Defective Asset - DEFASSET | Cause | RS
WSTARPMP | Waste Antifreeze Recovery Pump Station | Waste Antifreeze Recovery Pump Station - WSTARPMP | EXLOAD | Excessive Load | Excessive Load - EXLOAD | Cause | RS
WSTARPMP | Waste Antifreeze Recovery Pump Station | Waste Antifreeze Recovery Pump Station - WSTARPMP | IMPRMNT | Improper Maintenance | Improper Maintenance - IMPRMNT | Cause | RS
WSTARPMP | Waste Antifreeze Recovery Pump Station | Waste Antifreeze Recovery Pump Station - WSTARPMP | INSLUBR | Insufficient Lubrication | Insufficient Lubrication - INSLUBR | Cause | RS
WSTARPMP | Waste Antifreeze Recovery Pump Station | Waste Antifreeze Recovery Pump Station - WSTARPMP | LACKTRN | Lack of/ Inadequate Training | Lack of/ Inadequate Training - LACKTRN | Cause | RS
WSTARPMP | Waste Antifreeze Recovery Pump Station | Waste Antifreeze Recovery Pump Station - WSTARPMP | MISSCMP | Loose/ Missing Component | Loose/ Missing Component - MISSCMP | Cause | RS
WSTARPMP | Waste Antifreeze Recovery Pump Station | Waste Antifreeze Recovery Pump Station - WSTARPMP | NRMWEAR | Normal Wear | Normal Wear - NRMWEAR | Cause | RS
WSTARPMP | Waste Antifreeze Recovery Pump Station | Waste Antifreeze Recovery Pump Station - WSTARPMP | OTHER | Other (specify) | Other (specify) - OTHER | Cause | RS
WSTARPMP | Waste Antifreeze Recovery Pump Station | Waste Antifreeze Recovery Pump Station - WSTARPMP | PRINSTAL | Poor Installation | Poor Installation - PRINSTAL | Cause | RS
WSTARPMP | Waste Antifreeze Recovery Pump Station | Waste Antifreeze Recovery Pump Station - WSTARPMP | PROCISSU | Procedure Issue | Procedure Issue - PROCISSU | Cause | RS
WSTARPMP | Waste Antifreeze Recovery Pump Station | Waste Antifreeze Recovery Pump Station - WSTARPMP | UTLFAIL | Utility Failure | Utility Failure - UTLFAIL | Cause | RS
WSTARPMP | Waste Antifreeze Recovery Pump Station | Waste Antifreeze Recovery Pump Station - WSTARPMP | VNDLSM | Vandalism | Vandalism - VNDLSM | Cause | RS
WSTARPMP | Waste Antifreeze Recovery Pump Station | Waste Antifreeze Recovery Pump Station - WSTARPMP | WORNCMPT | Defective/ Worn Component | Defective/ Worn Component - WORNCMPT | Cause | RS
WSTARPMP | Waste Antifreeze Recovery Pump Station | Waste Antifreeze Recovery Pump Station - WSTARPMP | ADJUSTD | Adjusted | Adjusted - ADJUSTD | Action | RS
WSTARPMP | Waste Antifreeze Recovery Pump Station | Waste Antifreeze Recovery Pump Station - WSTARPMP | DECOMM | Decommission | Decommission - DECOMM | Action | RS
WSTARPMP | Waste Antifreeze Recovery Pump Station | Waste Antifreeze Recovery Pump Station - WSTARPMP | DECONTME | Decontaminate | Decontaminate - DECONTME | Action | RS
WSTARPMP | Waste Antifreeze Recovery Pump Station | Waste Antifreeze Recovery Pump Station - WSTARPMP | DONOTHIN | Do Nothing | Do Nothing - DONOTHIN | Action | RS
WSTARPMP | Waste Antifreeze Recovery Pump Station | Waste Antifreeze Recovery Pump Station - WSTARPMP | LUBRCTE | Lubricate | Lubricate - LUBRCTE | Action | RS
WSTARPMP | Waste Antifreeze Recovery Pump Station | Waste Antifreeze Recovery Pump Station - WSTARPMP | OTHER | Other (specify) | Other (specify) - OTHER | Action | RS
WSTARPMP | Waste Antifreeze Recovery Pump Station | Waste Antifreeze Recovery Pump Station - WSTARPMP | RECALBRT | Recalibrate | Recalibrate - RECALBRT | Action | RS
WSTARPMP | Waste Antifreeze Recovery Pump Station | Waste Antifreeze Recovery Pump Station - WSTARPMP | REMVOBT | Remove Obstruction | Remove Obstruction - REMVOBT | Action | RS
WSTARPMP | Waste Antifreeze Recovery Pump Station | Waste Antifreeze Recovery Pump Station - WSTARPMP | REPCMPT | Repair Component | Repair Component - REPCMPT | Action | RS
WSTARPMP | Waste Antifreeze Recovery Pump Station | Waste Antifreeze Recovery Pump Station - WSTARPMP | REPLASS | Replace Asset | Replace Asset - REPLASS | Action | RS
WSTARPMP | Waste Antifreeze Recovery Pump Station | Waste Antifreeze Recovery Pump Station - WSTARPMP | REPLCMPT | Replace Component | Replace Component - REPLCMPT | Action | RS
WSTARPMP | Waste Antifreeze Recovery Pump Station | Waste Antifreeze Recovery Pump Station - WSTARPMP | REPRASS | Repair Asset | Repair Asset - REPRASS | Action | RS
WSTARPMP | Waste Antifreeze Recovery Pump Station | Waste Antifreeze Recovery Pump Station - WSTARPMP | UPGRADES | Upgrade | Upgrade - UPGRADES | Action | RS
WSTARSYS | Waste Antifreeze Recovery System | Waste Antifreeze Recovery System - WSTARSYS | ABNTEMP | Abnormal Temprature | Abnormal Temprature - ABNTEMP | Problem | RS
WSTARSYS | Waste Antifreeze Recovery System | Waste Antifreeze Recovery System - WSTARSYS | CORROS | Corrosion | Corrosion - CORROS | Problem | RS
WSTARSYS | Waste Antifreeze Recovery System | Waste Antifreeze Recovery System - WSTARSYS | ELECTRIP | Electrical Trip Out | Electrical Trip Out - ELECTRIP | Problem | RS
WSTARSYS | Waste Antifreeze Recovery System | Waste Antifreeze Recovery System - WSTARSYS | EXNOISE | Excessive Noise | Excessive Noise - EXNOISE | Problem | RS
WSTARSYS | Waste Antifreeze Recovery System | Waste Antifreeze Recovery System - WSTARSYS | EXVIBRTN | Excessive Vibration | Excessive Vibration - EXVIBRTN | Problem | RS
WSTARSYS | Waste Antifreeze Recovery System | Waste Antifreeze Recovery System - WSTARSYS | JAMMEDEQ | Jammed Equipment | Jammed Equipment - JAMMEDEQ | Problem | RS
WSTARSYS | Waste Antifreeze Recovery System | Waste Antifreeze Recovery System - WSTARSYS | LEAKING | Leaking | Leaking - LEAKING | Problem | RS
WSTARSYS | Waste Antifreeze Recovery System | Waste Antifreeze Recovery System - WSTARSYS | LOWPERF | Low Performance | Low Performance - LOWPERF | Problem | RS
WSTARSYS | Waste Antifreeze Recovery System | Waste Antifreeze Recovery System - WSTARSYS | NONOPER | Non-Operational | Non-Operational - NONOPER | Problem | RS
WSTARSYS | Waste Antifreeze Recovery System | Waste Antifreeze Recovery System - WSTARSYS | PHYDMGE | Physical Damage | Physical Damage - PHYDMGE | Problem | RS
WSTARSYS | Waste Antifreeze Recovery System | Waste Antifreeze Recovery System - WSTARSYS | UNSMELL | Unusual Smell | Unusual Smell - UNSMELL | Problem | RS
WSTARSYS | Waste Antifreeze Recovery System | Waste Antifreeze Recovery System - WSTARSYS | UNSMOKE | Unusual Smoke | Unusual Smoke - UNSMOKE | Problem | RS
WSTARSYS | Waste Antifreeze Recovery System | Waste Antifreeze Recovery System - WSTARSYS | WACPSDET | Waste antifreeze recovery piping/system deteriorated | Waste antifreeze recovery piping/system deteriorated - WACPSDET | Failure | RS
WSTARSYS | Waste Antifreeze Recovery System | Waste Antifreeze Recovery System - WSTARSYS | ACCIDENT | Accident | Accident - ACCIDENT | Cause | RS
WSTARSYS | Waste Antifreeze Recovery System | Waste Antifreeze Recovery System - WSTARSYS | ACCWEAR | Accelerated Wear | Accelerated Wear - ACCWEAR | Cause | RS
WSTARSYS | Waste Antifreeze Recovery System | Waste Antifreeze Recovery System - WSTARSYS | ACTGOD | Weather condition/Forces of nature or Act of God | Weather condition/Forces of nature or Act of God - ACTGOD | Cause | RS
WSTARSYS | Waste Antifreeze Recovery System | Waste Antifreeze Recovery System - WSTARSYS | CONTAM | Contamination | Contamination - CONTAM | Cause | RS
WSTARSYS | Waste Antifreeze Recovery System | Waste Antifreeze Recovery System - WSTARSYS | DEFASSET | Defective Asset | Defective Asset - DEFASSET | Cause | RS
WSTARSYS | Waste Antifreeze Recovery System | Waste Antifreeze Recovery System - WSTARSYS | EXLOAD | Excessive Load | Excessive Load - EXLOAD | Cause | RS
WSTARSYS | Waste Antifreeze Recovery System | Waste Antifreeze Recovery System - WSTARSYS | IMPRMNT | Improper Maintenance | Improper Maintenance - IMPRMNT | Cause | RS
WSTARSYS | Waste Antifreeze Recovery System | Waste Antifreeze Recovery System - WSTARSYS | INSLUBR | Insufficient Lubrication | Insufficient Lubrication - INSLUBR | Cause | RS
WSTARSYS | Waste Antifreeze Recovery System | Waste Antifreeze Recovery System - WSTARSYS | LACKTRN | Lack of/ Inadequate Training | Lack of/ Inadequate Training - LACKTRN | Cause | RS
WSTARSYS | Waste Antifreeze Recovery System | Waste Antifreeze Recovery System - WSTARSYS | MISSCMP | Loose/ Missing Component | Loose/ Missing Component - MISSCMP | Cause | RS
WSTARSYS | Waste Antifreeze Recovery System | Waste Antifreeze Recovery System - WSTARSYS | NRMWEAR | Normal Wear | Normal Wear - NRMWEAR | Cause | RS
WSTARSYS | Waste Antifreeze Recovery System | Waste Antifreeze Recovery System - WSTARSYS | OTHER | Other (specify) | Other (specify) - OTHER | Cause | RS
WSTARSYS | Waste Antifreeze Recovery System | Waste Antifreeze Recovery System - WSTARSYS | PRINSTAL | Poor Installation | Poor Installation - PRINSTAL | Cause | RS
WSTARSYS | Waste Antifreeze Recovery System | Waste Antifreeze Recovery System - WSTARSYS | PROCISSU | Procedure Issue | Procedure Issue - PROCISSU | Cause | RS
WSTARSYS | Waste Antifreeze Recovery System | Waste Antifreeze Recovery System - WSTARSYS | UTLFAIL | Utility Failure | Utility Failure - UTLFAIL | Cause | RS
WSTARSYS | Waste Antifreeze Recovery System | Waste Antifreeze Recovery System - WSTARSYS | VNDLSM | Vandalism | Vandalism - VNDLSM | Cause | RS
WSTARSYS | Waste Antifreeze Recovery System | Waste Antifreeze Recovery System - WSTARSYS | WORNCMPT | Defective/ Worn Component | Defective/ Worn Component - WORNCMPT | Cause | RS
WSTARSYS | Waste Antifreeze Recovery System | Waste Antifreeze Recovery System - WSTARSYS | ADJUSTD | Adjusted | Adjusted - ADJUSTD | Action | RS
WSTARSYS | Waste Antifreeze Recovery System | Waste Antifreeze Recovery System - WSTARSYS | DECOMM | Decommission | Decommission - DECOMM | Action | RS
WSTARSYS | Waste Antifreeze Recovery System | Waste Antifreeze Recovery System - WSTARSYS | DECONTME | Decontaminate | Decontaminate - DECONTME | Action | RS
WSTARSYS | Waste Antifreeze Recovery System | Waste Antifreeze Recovery System - WSTARSYS | DONOTHIN | Do Nothing | Do Nothing - DONOTHIN | Action | RS
WSTARSYS | Waste Antifreeze Recovery System | Waste Antifreeze Recovery System - WSTARSYS | LUBRCTE | Lubricate | Lubricate - LUBRCTE | Action | RS
WSTARSYS | Waste Antifreeze Recovery System | Waste Antifreeze Recovery System - WSTARSYS | OTHER | Other (specify) | Other (specify) - OTHER | Action | RS
WSTARSYS | Waste Antifreeze Recovery System | Waste Antifreeze Recovery System - WSTARSYS | RECALBRT | Recalibrate | Recalibrate - RECALBRT | Action | RS
WSTARSYS | Waste Antifreeze Recovery System | Waste Antifreeze Recovery System - WSTARSYS | REMVOBT | Remove Obstruction | Remove Obstruction - REMVOBT | Action | RS
WSTARSYS | Waste Antifreeze Recovery System | Waste Antifreeze Recovery System - WSTARSYS | REPCMPT | Repair Component | Repair Component - REPCMPT | Action | RS
WSTARSYS | Waste Antifreeze Recovery System | Waste Antifreeze Recovery System - WSTARSYS | REPLASS | Replace Asset | Replace Asset - REPLASS | Action | RS
WSTARSYS | Waste Antifreeze Recovery System | Waste Antifreeze Recovery System - WSTARSYS | REPLCMPT | Replace Component | Replace Component - REPLCMPT | Action | RS
WSTARSYS | Waste Antifreeze Recovery System | Waste Antifreeze Recovery System - WSTARSYS | REPRASS | Repair Asset | Repair Asset - REPRASS | Action | RS
WSTARSYS | Waste Antifreeze Recovery System | Waste Antifreeze Recovery System - WSTARSYS | UPGRADES | Upgrade | Upgrade - UPGRADES | Action | RS
WSTWCOLS | Waste Water Collection System | Waste Water Collection System - WSTWCOLS | ABNTEMP | Abnormal Temprature | Abnormal Temprature - ABNTEMP | Problem | RS
WSTWCOLS | Waste Water Collection System | Waste Water Collection System - WSTWCOLS | CORROS | Corrosion | Corrosion - CORROS | Problem | RS
WSTWCOLS | Waste Water Collection System | Waste Water Collection System - WSTWCOLS | ELECTRIP | Electrical Trip Out | Electrical Trip Out - ELECTRIP | Problem | RS
WSTWCOLS | Waste Water Collection System | Waste Water Collection System - WSTWCOLS | EXNOISE | Excessive Noise | Excessive Noise - EXNOISE | Problem | RS
WSTWCOLS | Waste Water Collection System | Waste Water Collection System - WSTWCOLS | EXVIBRTN | Excessive Vibration | Excessive Vibration - EXVIBRTN | Problem | RS
WSTWCOLS | Waste Water Collection System | Waste Water Collection System - WSTWCOLS | JAMMEDEQ | Jammed Equipment | Jammed Equipment - JAMMEDEQ | Problem | RS
WSTWCOLS | Waste Water Collection System | Waste Water Collection System - WSTWCOLS | LEAKING | Leaking | Leaking - LEAKING | Problem | RS
WSTWCOLS | Waste Water Collection System | Waste Water Collection System - WSTWCOLS | LOWPERF | Low Performance | Low Performance - LOWPERF | Problem | RS
WSTWCOLS | Waste Water Collection System | Waste Water Collection System - WSTWCOLS | NONOPER | Non-Operational | Non-Operational - NONOPER | Problem | RS
WSTWCOLS | Waste Water Collection System | Waste Water Collection System - WSTWCOLS | PHYDMGE | Physical Damage | Physical Damage - PHYDMGE | Problem | RS
WSTWCOLS | Waste Water Collection System | Waste Water Collection System - WSTWCOLS | UNSMELL | Unusual Smell | Unusual Smell - UNSMELL | Problem | RS
WSTWCOLS | Waste Water Collection System | Waste Water Collection System - WSTWCOLS | UNSMOKE | Unusual Smoke | Unusual Smoke - UNSMOKE | Problem | RS
WSTWCOLS | Waste Water Collection System | Waste Water Collection System - WSTWCOLS | CTKILEV | Chemical Tanks Insufficient Levels | Chemical Tanks Insufficient Levels - CTKILEV | Failure | RS
WSTWCOLS | Waste Water Collection System | Waste Water Collection System - WSTWCOLS | FWHLFAIL | Float Switch high level switch failed | Float Switch high level switch failed - FWHLFAIL | Failure | RS
WSTWCOLS | Waste Water Collection System | Waste Water Collection System - WSTWCOLS | SUPTCONT | Sump Pit Contaminated | Sump Pit Contaminated - SUPTCONT | Failure | RS
WSTWCOLS | Waste Water Collection System | Waste Water Collection System - WSTWCOLS | TMIBDET | Tank mixer impeller blades deteriorated | Tank mixer impeller blades deteriorated - TMIBDET | Failure | RS
WSTWCOLS | Waste Water Collection System | Waste Water Collection System - WSTWCOLS | WCSAFAIL | Waste vacuum system alarms failed | Waste vacuum system alarms failed - WCSAFAIL | Failure | RS
WSTWCOLS | Waste Water Collection System | Waste Water Collection System - WSTWCOLS | WTTKCONT | Water treatment tank Contaminated | Water treatment tank Contaminated - WTTKCONT | Failure | RS
WSTWCOLS | Waste Water Collection System | Waste Water Collection System - WSTWCOLS | WVCSDET | Waste Vacuum Control Room System Components deteriorated | Waste Vacuum Control Room System Components deteriorated - WVCSDET | Failure | RS
WSTWCOLS | Waste Water Collection System | Waste Water Collection System - WSTWCOLS | WVSCDET | Waste Vacuum Station Components deteriorated | Waste Vacuum Station Components deteriorated - WVSCDET | Failure | RS
WSTWCOLS | Waste Water Collection System | Waste Water Collection System - WSTWCOLS | WVSDET | Waste Vacuum System deteriorated | Waste Vacuum System deteriorated - WVSDET | Failure | RS
WSTWCOLS | Waste Water Collection System | Waste Water Collection System - WSTWCOLS | WVSSFAIL | Waste vacuum system alarm sensors fail | Waste vacuum system alarm sensors fail - WVSSFAIL | Failure | RS
WSTWCOLS | Waste Water Collection System | Waste Water Collection System - WSTWCOLS | WWCSCONT | Waste water collection system contaminated | Waste water collection system contaminated - WWCSCONT | Failure | RS
WSTWCOLS | Waste Water Collection System | Waste Water Collection System - WSTWCOLS | WWCSMDET | Waste water collection system Mechanical Components Deteriorated | Waste water collection system Mechanical Components Deteriorated - WWCSMDET | Failure | RS
WSTWCOLS | Waste Water Collection System | Waste Water Collection System - WSTWCOLS | WWCSPDET | Waste water collection system control panel deteriorated | Waste water collection system control panel deteriorated - WWCSPDET | Failure | RS
WSTWCOLS | Waste Water Collection System | Waste Water Collection System - WSTWCOLS | WWCSSDRF | Waste water collection system sensors calibration drifted | Waste water collection system sensors calibration drifted - WWCSSDRF | Failure | RS
WSTWCOLS | Waste Water Collection System | Waste Water Collection System - WSTWCOLS | ACCIDENT | Accident | Accident - ACCIDENT | Cause | RS
WSTWCOLS | Waste Water Collection System | Waste Water Collection System - WSTWCOLS | ACCWEAR | Accelerated Wear | Accelerated Wear - ACCWEAR | Cause | RS
WSTWCOLS | Waste Water Collection System | Waste Water Collection System - WSTWCOLS | ACTGOD | Weather condition/Forces of nature or Act of God | Weather condition/Forces of nature or Act of God - ACTGOD | Cause | RS
WSTWCOLS | Waste Water Collection System | Waste Water Collection System - WSTWCOLS | CONTAM | Contamination | Contamination - CONTAM | Cause | RS
WSTWCOLS | Waste Water Collection System | Waste Water Collection System - WSTWCOLS | DEFASSET | Defective Asset | Defective Asset - DEFASSET | Cause | RS
WSTWCOLS | Waste Water Collection System | Waste Water Collection System - WSTWCOLS | EXLOAD | Excessive Load | Excessive Load - EXLOAD | Cause | RS
WSTWCOLS | Waste Water Collection System | Waste Water Collection System - WSTWCOLS | IMPRMNT | Improper Maintenance | Improper Maintenance - IMPRMNT | Cause | RS
WSTWCOLS | Waste Water Collection System | Waste Water Collection System - WSTWCOLS | INSLUBR | Insufficient Lubrication | Insufficient Lubrication - INSLUBR | Cause | RS
WSTWCOLS | Waste Water Collection System | Waste Water Collection System - WSTWCOLS | LACKTRN | Lack of/ Inadequate Training | Lack of/ Inadequate Training - LACKTRN | Cause | RS
WSTWCOLS | Waste Water Collection System | Waste Water Collection System - WSTWCOLS | MISSCMP | Loose/ Missing Component | Loose/ Missing Component - MISSCMP | Cause | RS
WSTWCOLS | Waste Water Collection System | Waste Water Collection System - WSTWCOLS | NRMWEAR | Normal Wear | Normal Wear - NRMWEAR | Cause | RS
WSTWCOLS | Waste Water Collection System | Waste Water Collection System - WSTWCOLS | OTHER | Other (specify) | Other (specify) - OTHER | Cause | RS
WSTWCOLS | Waste Water Collection System | Waste Water Collection System - WSTWCOLS | PRINSTAL | Poor Installation | Poor Installation - PRINSTAL | Cause | RS
WSTWCOLS | Waste Water Collection System | Waste Water Collection System - WSTWCOLS | PROCISSU | Procedure Issue | Procedure Issue - PROCISSU | Cause | RS
WSTWCOLS | Waste Water Collection System | Waste Water Collection System - WSTWCOLS | UTLFAIL | Utility Failure | Utility Failure - UTLFAIL | Cause | RS
WSTWCOLS | Waste Water Collection System | Waste Water Collection System - WSTWCOLS | VNDLSM | Vandalism | Vandalism - VNDLSM | Cause | RS
WSTWCOLS | Waste Water Collection System | Waste Water Collection System - WSTWCOLS | WORNCMPT | Defective/ Worn Component | Defective/ Worn Component - WORNCMPT | Cause | RS
WSTWCOLS | Waste Water Collection System | Waste Water Collection System - WSTWCOLS | ADJUSTD | Adjusted | Adjusted - ADJUSTD | Action | RS
WSTWCOLS | Waste Water Collection System | Waste Water Collection System - WSTWCOLS | DECOMM | Decommission | Decommission - DECOMM | Action | RS
WSTWCOLS | Waste Water Collection System | Waste Water Collection System - WSTWCOLS | DECONTME | Decontaminate | Decontaminate - DECONTME | Action | RS
WSTWCOLS | Waste Water Collection System | Waste Water Collection System - WSTWCOLS | DONOTHIN | Do Nothing | Do Nothing - DONOTHIN | Action | RS
WSTWCOLS | Waste Water Collection System | Waste Water Collection System - WSTWCOLS | LUBRCTE | Lubricate | Lubricate - LUBRCTE | Action | RS
WSTWCOLS | Waste Water Collection System | Waste Water Collection System - WSTWCOLS | OTHER | Other (specify) | Other (specify) - OTHER | Action | RS
WSTWCOLS | Waste Water Collection System | Waste Water Collection System - WSTWCOLS | RECALBRT | Recalibrate | Recalibrate - RECALBRT | Action | RS
WSTWCOLS | Waste Water Collection System | Waste Water Collection System - WSTWCOLS | REMVOBT | Remove Obstruction | Remove Obstruction - REMVOBT | Action | RS
WSTWCOLS | Waste Water Collection System | Waste Water Collection System - WSTWCOLS | REPCMPT | Repair Component | Repair Component - REPCMPT | Action | RS
WSTWCOLS | Waste Water Collection System | Waste Water Collection System - WSTWCOLS | REPLASS | Replace Asset | Replace Asset - REPLASS | Action | RS
WSTWCOLS | Waste Water Collection System | Waste Water Collection System - WSTWCOLS | REPLCMPT | Replace Component | Replace Component - REPLCMPT | Action | RS
WSTWCOLS | Waste Water Collection System | Waste Water Collection System - WSTWCOLS | REPRASS | Repair Asset | Repair Asset - REPRASS | Action | RS
WSTWCOLS | Waste Water Collection System | Waste Water Collection System - WSTWCOLS | UPGRADES | Upgrade | Upgrade - UPGRADES | Action | RS
WSTWLS | Waste Water Lift Station | Waste Water Lift Station - WSTWLS | ABNTEMP | Abnormal Temprature | Abnormal Temprature - ABNTEMP | Problem | RS
WSTWLS | Waste Water Lift Station | Waste Water Lift Station - WSTWLS | CORROS | Corrosion | Corrosion - CORROS | Problem | RS
WSTWLS | Waste Water Lift Station | Waste Water Lift Station - WSTWLS | ELECTRIP | Electrical Trip Out | Electrical Trip Out - ELECTRIP | Problem | RS
WSTWLS | Waste Water Lift Station | Waste Water Lift Station - WSTWLS | EXNOISE | Excessive Noise | Excessive Noise - EXNOISE | Problem | RS
WSTWLS | Waste Water Lift Station | Waste Water Lift Station - WSTWLS | EXVIBRTN | Excessive Vibration | Excessive Vibration - EXVIBRTN | Problem | RS
WSTWLS | Waste Water Lift Station | Waste Water Lift Station - WSTWLS | JAMMEDEQ | Jammed Equipment | Jammed Equipment - JAMMEDEQ | Problem | RS
WSTWLS | Waste Water Lift Station | Waste Water Lift Station - WSTWLS | LEAKING | Leaking | Leaking - LEAKING | Problem | RS
WSTWLS | Waste Water Lift Station | Waste Water Lift Station - WSTWLS | LOWPERF | Low Performance | Low Performance - LOWPERF | Problem | RS
WSTWLS | Waste Water Lift Station | Waste Water Lift Station - WSTWLS | NONOPER | Non-Operational | Non-Operational - NONOPER | Problem | RS
WSTWLS | Waste Water Lift Station | Waste Water Lift Station - WSTWLS | PHYDMGE | Physical Damage | Physical Damage - PHYDMGE | Problem | RS
WSTWLS | Waste Water Lift Station | Waste Water Lift Station - WSTWLS | UNSMELL | Unusual Smell | Unusual Smell - UNSMELL | Problem | RS
WSTWLS | Waste Water Lift Station | Waste Water Lift Station - WSTWLS | UNSMOKE | Unusual Smoke | Unusual Smoke - UNSMOKE | Problem | RS
WSTWLS | Waste Water Lift Station | Waste Water Lift Station - WSTWLS | LSSPFAIL | Lift station standby pump failed | Lift station standby pump failed - LSSPFAIL | Failure | RS
WSTWLS | Waste Water Lift Station | Waste Water Lift Station - WSTWLS | PMPBILUB | Pump bearings insufficiently lubricated | Pump bearings insufficiently lubricated - PMPBILUB | Failure | RS
WSTWLS | Waste Water Lift Station | Waste Water Lift Station - WSTWLS | PSLSFAIL | Primary waste water lift station pump failed | Primary waste water lift station pump failed - PSLSFAIL | Failure | RS
WSTWLS | Waste Water Lift Station | Waste Water Lift Station - WSTWLS | WWLSLUB | Float lubrication insufficient | Float lubrication insufficient - WWLSLUB | Failure | RS
WSTWLS | Waste Water Lift Station | Waste Water Lift Station - WSTWLS | WWPCONT | Sanitation submersible pump contaminated | Sanitation submersible pump contaminated - WWPCONT | Failure | RS
WSTWLS | Waste Water Lift Station | Waste Water Lift Station - WSTWLS | WWPIDDET | Float deteriorated | Float deteriorated - WWPIDDET | Failure | RS
WSTWLS | Waste Water Lift Station | Waste Water Lift Station - WSTWLS | ACCIDENT | Accident | Accident - ACCIDENT | Cause | RS
WSTWLS | Waste Water Lift Station | Waste Water Lift Station - WSTWLS | ACCWEAR | Accelerated Wear | Accelerated Wear - ACCWEAR | Cause | RS
WSTWLS | Waste Water Lift Station | Waste Water Lift Station - WSTWLS | ACTGOD | Weather condition/Forces of nature or Act of God | Weather condition/Forces of nature or Act of God - ACTGOD | Cause | RS
WSTWLS | Waste Water Lift Station | Waste Water Lift Station - WSTWLS | CONTAM | Contamination | Contamination - CONTAM | Cause | RS
WSTWLS | Waste Water Lift Station | Waste Water Lift Station - WSTWLS | DEFASSET | Defective Asset | Defective Asset - DEFASSET | Cause | RS
WSTWLS | Waste Water Lift Station | Waste Water Lift Station - WSTWLS | EXLOAD | Excessive Load | Excessive Load - EXLOAD | Cause | RS
WSTWLS | Waste Water Lift Station | Waste Water Lift Station - WSTWLS | IMPRMNT | Improper Maintenance | Improper Maintenance - IMPRMNT | Cause | RS
WSTWLS | Waste Water Lift Station | Waste Water Lift Station - WSTWLS | INSLUBR | Insufficient Lubrication | Insufficient Lubrication - INSLUBR | Cause | RS
WSTWLS | Waste Water Lift Station | Waste Water Lift Station - WSTWLS | LACKTRN | Lack of/ Inadequate Training | Lack of/ Inadequate Training - LACKTRN | Cause | RS
WSTWLS | Waste Water Lift Station | Waste Water Lift Station - WSTWLS | MISSCMP | Loose/ Missing Component | Loose/ Missing Component - MISSCMP | Cause | RS
WSTWLS | Waste Water Lift Station | Waste Water Lift Station - WSTWLS | NRMWEAR | Normal Wear | Normal Wear - NRMWEAR | Cause | RS
WSTWLS | Waste Water Lift Station | Waste Water Lift Station - WSTWLS | OTHER | Other (specify) | Other (specify) - OTHER | Cause | RS
WSTWLS | Waste Water Lift Station | Waste Water Lift Station - WSTWLS | PRINSTAL | Poor Installation | Poor Installation - PRINSTAL | Cause | RS
WSTWLS | Waste Water Lift Station | Waste Water Lift Station - WSTWLS | PROCISSU | Procedure Issue | Procedure Issue - PROCISSU | Cause | RS
WSTWLS | Waste Water Lift Station | Waste Water Lift Station - WSTWLS | UTLFAIL | Utility Failure | Utility Failure - UTLFAIL | Cause | RS
WSTWLS | Waste Water Lift Station | Waste Water Lift Station - WSTWLS | VNDLSM | Vandalism | Vandalism - VNDLSM | Cause | RS
WSTWLS | Waste Water Lift Station | Waste Water Lift Station - WSTWLS | WORNCMPT | Defective/ Worn Component | Defective/ Worn Component - WORNCMPT | Cause | RS
WSTWLS | Waste Water Lift Station | Waste Water Lift Station - WSTWLS | ADJUSTD | Adjusted | Adjusted - ADJUSTD | Action | RS
WSTWLS | Waste Water Lift Station | Waste Water Lift Station - WSTWLS | DECOMM | Decommission | Decommission - DECOMM | Action | RS
WSTWLS | Waste Water Lift Station | Waste Water Lift Station - WSTWLS | DECONTME | Decontaminate | Decontaminate - DECONTME | Action | RS
WSTWLS | Waste Water Lift Station | Waste Water Lift Station - WSTWLS | DONOTHIN | Do Nothing | Do Nothing - DONOTHIN | Action | RS
WSTWLS | Waste Water Lift Station | Waste Water Lift Station - WSTWLS | LUBRCTE | Lubricate | Lubricate - LUBRCTE | Action | RS
WSTWLS | Waste Water Lift Station | Waste Water Lift Station - WSTWLS | OTHER | Other (specify) | Other (specify) - OTHER | Action | RS
WSTWLS | Waste Water Lift Station | Waste Water Lift Station - WSTWLS | RECALBRT | Recalibrate | Recalibrate - RECALBRT | Action | RS
WSTWLS | Waste Water Lift Station | Waste Water Lift Station - WSTWLS | REMVOBT | Remove Obstruction | Remove Obstruction - REMVOBT | Action | RS
WSTWLS | Waste Water Lift Station | Waste Water Lift Station - WSTWLS | REPCMPT | Repair Component | Repair Component - REPCMPT | Action | RS
WSTWLS | Waste Water Lift Station | Waste Water Lift Station - WSTWLS | REPLASS | Replace Asset | Replace Asset - REPLASS | Action | RS
WSTWLS | Waste Water Lift Station | Waste Water Lift Station - WSTWLS | REPLCMPT | Replace Component | Replace Component - REPLCMPT | Action | RS
WSTWLS | Waste Water Lift Station | Waste Water Lift Station - WSTWLS | REPRASS | Repair Asset | Repair Asset - REPRASS | Action | RS
WSTWLS | Waste Water Lift Station | Waste Water Lift Station - WSTWLS | UPGRADES | Upgrade | Upgrade - UPGRADES | Action | RS
WTRSFNR | Water Softener | Water Softener - WTRSFNR | ABNTEMP | Abnormal Temprature | Abnormal Temprature - ABNTEMP | Problem | RS
WTRSFNR | Water Softener | Water Softener - WTRSFNR | CORROS | Corrosion | Corrosion - CORROS | Problem | RS
WTRSFNR | Water Softener | Water Softener - WTRSFNR | ELECTRIP | Electrical Trip Out | Electrical Trip Out - ELECTRIP | Problem | RS
WTRSFNR | Water Softener | Water Softener - WTRSFNR | EXNOISE | Excessive Noise | Excessive Noise - EXNOISE | Problem | RS
WTRSFNR | Water Softener | Water Softener - WTRSFNR | EXVIBRTN | Excessive Vibration | Excessive Vibration - EXVIBRTN | Problem | RS
WTRSFNR | Water Softener | Water Softener - WTRSFNR | JAMMEDEQ | Jammed Equipment | Jammed Equipment - JAMMEDEQ | Problem | RS
WTRSFNR | Water Softener | Water Softener - WTRSFNR | LEAKING | Leaking | Leaking - LEAKING | Problem | RS
WTRSFNR | Water Softener | Water Softener - WTRSFNR | LOWPERF | Low Performance | Low Performance - LOWPERF | Problem | RS
WTRSFNR | Water Softener | Water Softener - WTRSFNR | NONOPER | Non-Operational | Non-Operational - NONOPER | Problem | RS
WTRSFNR | Water Softener | Water Softener - WTRSFNR | PHYDMGE | Physical Damage | Physical Damage - PHYDMGE | Problem | RS
WTRSFNR | Water Softener | Water Softener - WTRSFNR | UNSMELL | Unusual Smell | Unusual Smell - UNSMELL | Problem | RS
WTRSFNR | Water Softener | Water Softener - WTRSFNR | UNSMOKE | Unusual Smoke | Unusual Smoke - UNSMOKE | Problem | RS
WTRSFNR | Water Softener | Water Softener - WTRSFNR | CTRVFAIL | Control valve failed | Control valve failed - CTRVFAIL | Failure | RS
WTRSFNR | Water Softener | Water Softener - WTRSFNR | RPCFAIL | Regeneration process control failed | Regeneration process control failed - RPCFAIL | Failure | RS
WTRSFNR | Water Softener | Water Softener - WTRSFNR | TNKLDET | Tank Liner Deteriorated | Tank Liner Deteriorated - TNKLDET | Failure | RS
WTRSFNR | Water Softener | Water Softener - WTRSFNR | WTRSDET | Water softener resin deteriorated | Water softener resin deteriorated - WTRSDET | Failure | RS
WTRSFNR | Water Softener | Water Softener - WTRSFNR | ACCIDENT | Accident | Accident - ACCIDENT | Cause | RS
WTRSFNR | Water Softener | Water Softener - WTRSFNR | ACCWEAR | Accelerated Wear | Accelerated Wear - ACCWEAR | Cause | RS
WTRSFNR | Water Softener | Water Softener - WTRSFNR | ACTGOD | Weather condition/Forces of nature or Act of God | Weather condition/Forces of nature or Act of God - ACTGOD | Cause | RS
WTRSFNR | Water Softener | Water Softener - WTRSFNR | CONTAM | Contamination | Contamination - CONTAM | Cause | RS
WTRSFNR | Water Softener | Water Softener - WTRSFNR | DEFASSET | Defective Asset | Defective Asset - DEFASSET | Cause | RS
WTRSFNR | Water Softener | Water Softener - WTRSFNR | EXLOAD | Excessive Load | Excessive Load - EXLOAD | Cause | RS
WTRSFNR | Water Softener | Water Softener - WTRSFNR | IMPRMNT | Improper Maintenance | Improper Maintenance - IMPRMNT | Cause | RS
WTRSFNR | Water Softener | Water Softener - WTRSFNR | INSLUBR | Insufficient Lubrication | Insufficient Lubrication - INSLUBR | Cause | RS
WTRSFNR | Water Softener | Water Softener - WTRSFNR | LACKTRN | Lack of/ Inadequate Training | Lack of/ Inadequate Training - LACKTRN | Cause | RS
WTRSFNR | Water Softener | Water Softener - WTRSFNR | MISSCMP | Loose/ Missing Component | Loose/ Missing Component - MISSCMP | Cause | RS
WTRSFNR | Water Softener | Water Softener - WTRSFNR | NRMWEAR | Normal Wear | Normal Wear - NRMWEAR | Cause | RS
WTRSFNR | Water Softener | Water Softener - WTRSFNR | OTHER | Other (specify) | Other (specify) - OTHER | Cause | RS
WTRSFNR | Water Softener | Water Softener - WTRSFNR | PRINSTAL | Poor Installation | Poor Installation - PRINSTAL | Cause | RS
WTRSFNR | Water Softener | Water Softener - WTRSFNR | PROCISSU | Procedure Issue | Procedure Issue - PROCISSU | Cause | RS
WTRSFNR | Water Softener | Water Softener - WTRSFNR | UTLFAIL | Utility Failure | Utility Failure - UTLFAIL | Cause | RS
WTRSFNR | Water Softener | Water Softener - WTRSFNR | VNDLSM | Vandalism | Vandalism - VNDLSM | Cause | RS
WTRSFNR | Water Softener | Water Softener - WTRSFNR | WORNCMPT | Defective/ Worn Component | Defective/ Worn Component - WORNCMPT | Cause | RS
WTRSFNR | Water Softener | Water Softener - WTRSFNR | ADJUSTD | Adjusted | Adjusted - ADJUSTD | Action | RS
WTRSFNR | Water Softener | Water Softener - WTRSFNR | DECOMM | Decommission | Decommission - DECOMM | Action | RS
WTRSFNR | Water Softener | Water Softener - WTRSFNR | DECONTME | Decontaminate | Decontaminate - DECONTME | Action | RS
WTRSFNR | Water Softener | Water Softener - WTRSFNR | DONOTHIN | Do Nothing | Do Nothing - DONOTHIN | Action | RS
WTRSFNR | Water Softener | Water Softener - WTRSFNR | LUBRCTE | Lubricate | Lubricate - LUBRCTE | Action | RS
WTRSFNR | Water Softener | Water Softener - WTRSFNR | OTHER | Other (specify) | Other (specify) - OTHER | Action | RS
WTRSFNR | Water Softener | Water Softener - WTRSFNR | RECALBRT | Recalibrate | Recalibrate - RECALBRT | Action | RS
WTRSFNR | Water Softener | Water Softener - WTRSFNR | REMVOBT | Remove Obstruction | Remove Obstruction - REMVOBT | Action | RS
WTRSFNR | Water Softener | Water Softener - WTRSFNR | REPCMPT | Repair Component | Repair Component - REPCMPT | Action | RS
WTRSFNR | Water Softener | Water Softener - WTRSFNR | REPLASS | Replace Asset | Replace Asset - REPLASS | Action | RS
WTRSFNR | Water Softener | Water Softener - WTRSFNR | REPLCMPT | Replace Component | Replace Component - REPLCMPT | Action | RS
WTRSFNR | Water Softener | Water Softener - WTRSFNR | REPRASS | Repair Asset | Repair Asset - REPRASS | Action | RS
WTRSFNR | Water Softener | Water Softener - WTRSFNR | UPGRADES | Upgrade | Upgrade - UPGRADES | Action | RS
WWELL | Water Well | Water Well - WWELL | ABNTEMP | Abnormal Temprature | Abnormal Temprature - ABNTEMP | Problem | RS
WWELL | Water Well | Water Well - WWELL | CORROS | Corrosion | Corrosion - CORROS | Problem | RS
WWELL | Water Well | Water Well - WWELL | ELECTRIP | Electrical Trip Out | Electrical Trip Out - ELECTRIP | Problem | RS
WWELL | Water Well | Water Well - WWELL | EXNOISE | Excessive Noise | Excessive Noise - EXNOISE | Problem | RS
WWELL | Water Well | Water Well - WWELL | EXVIBRTN | Excessive Vibration | Excessive Vibration - EXVIBRTN | Problem | RS
WWELL | Water Well | Water Well - WWELL | JAMMEDEQ | Jammed Equipment | Jammed Equipment - JAMMEDEQ | Problem | RS
WWELL | Water Well | Water Well - WWELL | LEAKING | Leaking | Leaking - LEAKING | Problem | RS
WWELL | Water Well | Water Well - WWELL | LOWPERF | Low Performance | Low Performance - LOWPERF | Problem | RS
WWELL | Water Well | Water Well - WWELL | NONOPER | Non-Operational | Non-Operational - NONOPER | Problem | RS
WWELL | Water Well | Water Well - WWELL | PHYDMGE | Physical Damage | Physical Damage - PHYDMGE | Problem | RS
WWELL | Water Well | Water Well - WWELL | UNSMELL | Unusual Smell | Unusual Smell - UNSMELL | Problem | RS
WWELL | Water Well | Water Well - WWELL | UNSMOKE | Unusual Smoke | Unusual Smoke - UNSMOKE | Problem | RS
WWELL | Water Well | Water Well - WWELL | WWCDET | Water well components deteriorated | Water well components deteriorated - WWCDET | Failure | RS
WWELL | Water Well | Water Well - WWELL | WWCONT | Well water contaminated | Well water contaminated - WWCONT | Failure | RS
WWELL | Water Well | Water Well - WWELL | ACCIDENT | Accident | Accident - ACCIDENT | Cause | RS
WWELL | Water Well | Water Well - WWELL | ACCWEAR | Accelerated Wear | Accelerated Wear - ACCWEAR | Cause | RS
WWELL | Water Well | Water Well - WWELL | ACTGOD | Weather condition/Forces of nature or Act of God | Weather condition/Forces of nature or Act of God - ACTGOD | Cause | RS
WWELL | Water Well | Water Well - WWELL | CONTAM | Contamination | Contamination - CONTAM | Cause | RS
WWELL | Water Well | Water Well - WWELL | DEFASSET | Defective Asset | Defective Asset - DEFASSET | Cause | RS
WWELL | Water Well | Water Well - WWELL | EXLOAD | Excessive Load | Excessive Load - EXLOAD | Cause | RS
WWELL | Water Well | Water Well - WWELL | IMPRMNT | Improper Maintenance | Improper Maintenance - IMPRMNT | Cause | RS
WWELL | Water Well | Water Well - WWELL | INSLUBR | Insufficient Lubrication | Insufficient Lubrication - INSLUBR | Cause | RS
WWELL | Water Well | Water Well - WWELL | LACKTRN | Lack of/ Inadequate Training | Lack of/ Inadequate Training - LACKTRN | Cause | RS
WWELL | Water Well | Water Well - WWELL | MISSCMP | Loose/ Missing Component | Loose/ Missing Component - MISSCMP | Cause | RS
WWELL | Water Well | Water Well - WWELL | NRMWEAR | Normal Wear | Normal Wear - NRMWEAR | Cause | RS
WWELL | Water Well | Water Well - WWELL | OTHER | Other (specify) | Other (specify) - OTHER | Cause | RS
WWELL | Water Well | Water Well - WWELL | PRINSTAL | Poor Installation | Poor Installation - PRINSTAL | Cause | RS
WWELL | Water Well | Water Well - WWELL | PROCISSU | Procedure Issue | Procedure Issue - PROCISSU | Cause | RS
WWELL | Water Well | Water Well - WWELL | UTLFAIL | Utility Failure | Utility Failure - UTLFAIL | Cause | RS
WWELL | Water Well | Water Well - WWELL | VNDLSM | Vandalism | Vandalism - VNDLSM | Cause | RS
WWELL | Water Well | Water Well - WWELL | WORNCMPT | Defective/ Worn Component | Defective/ Worn Component - WORNCMPT | Cause | RS
WWELL | Water Well | Water Well - WWELL | ADJUSTD | Adjusted | Adjusted - ADJUSTD | Action | RS
WWELL | Water Well | Water Well - WWELL | DECOMM | Decommission | Decommission - DECOMM | Action | RS
WWELL | Water Well | Water Well - WWELL | DECONTME | Decontaminate | Decontaminate - DECONTME | Action | RS
WWELL | Water Well | Water Well - WWELL | DONOTHIN | Do Nothing | Do Nothing - DONOTHIN | Action | RS
WWELL | Water Well | Water Well - WWELL | LUBRCTE | Lubricate | Lubricate - LUBRCTE | Action | RS
WWELL | Water Well | Water Well - WWELL | OTHER | Other (specify) | Other (specify) - OTHER | Action | RS
WWELL | Water Well | Water Well - WWELL | RECALBRT | Recalibrate | Recalibrate - RECALBRT | Action | RS
WWELL | Water Well | Water Well - WWELL | REMVOBT | Remove Obstruction | Remove Obstruction - REMVOBT | Action | RS
WWELL | Water Well | Water Well - WWELL | REPCMPT | Repair Component | Repair Component - REPCMPT | Action | RS
WWELL | Water Well | Water Well - WWELL | REPLASS | Replace Asset | Replace Asset - REPLASS | Action | RS
WWELL | Water Well | Water Well - WWELL | REPLCMPT | Replace Component | Replace Component - REPLCMPT | Action | RS
WWELL | Water Well | Water Well - WWELL | REPRASS | Repair Asset | Repair Asset - REPRASS | Action | RS
WWELL | Water Well | Water Well - WWELL | UPGRADES | Upgrade | Upgrade - UPGRADES | Action | RS
WYCMPARO | Wayside Compressed Air Outlet | Wayside Compressed Air Outlet - WYCMPARO | ABNTEMP | Abnormal Temprature | Abnormal Temprature - ABNTEMP | Problem | RS
WYCMPARO | Wayside Compressed Air Outlet | Wayside Compressed Air Outlet - WYCMPARO | CORROS | Corrosion | Corrosion - CORROS | Problem | RS
WYCMPARO | Wayside Compressed Air Outlet | Wayside Compressed Air Outlet - WYCMPARO | ELECTRIP | Electrical Trip Out | Electrical Trip Out - ELECTRIP | Problem | RS
WYCMPARO | Wayside Compressed Air Outlet | Wayside Compressed Air Outlet - WYCMPARO | EXNOISE | Excessive Noise | Excessive Noise - EXNOISE | Problem | RS
WYCMPARO | Wayside Compressed Air Outlet | Wayside Compressed Air Outlet - WYCMPARO | EXVIBRTN | Excessive Vibration | Excessive Vibration - EXVIBRTN | Problem | RS
WYCMPARO | Wayside Compressed Air Outlet | Wayside Compressed Air Outlet - WYCMPARO | JAMMEDEQ | Jammed Equipment | Jammed Equipment - JAMMEDEQ | Problem | RS
WYCMPARO | Wayside Compressed Air Outlet | Wayside Compressed Air Outlet - WYCMPARO | LEAKING | Leaking | Leaking - LEAKING | Problem | RS
WYCMPARO | Wayside Compressed Air Outlet | Wayside Compressed Air Outlet - WYCMPARO | LOWPERF | Low Performance | Low Performance - LOWPERF | Problem | RS
WYCMPARO | Wayside Compressed Air Outlet | Wayside Compressed Air Outlet - WYCMPARO | NONOPER | Non-Operational | Non-Operational - NONOPER | Problem | RS
WYCMPARO | Wayside Compressed Air Outlet | Wayside Compressed Air Outlet - WYCMPARO | PHYDMGE | Physical Damage | Physical Damage - PHYDMGE | Problem | RS
WYCMPARO | Wayside Compressed Air Outlet | Wayside Compressed Air Outlet - WYCMPARO | UNSMELL | Unusual Smell | Unusual Smell - UNSMELL | Problem | RS
WYCMPARO | Wayside Compressed Air Outlet | Wayside Compressed Air Outlet - WYCMPARO | UNSMOKE | Unusual Smoke | Unusual Smoke - UNSMOKE | Problem | RS
WYCMPARO | Wayside Compressed Air Outlet | Wayside Compressed Air Outlet - WYCMPARO | WCAODET | Wayside Compressed Air Outlet Deteriorated | Wayside Compressed Air Outlet Deteriorated - WCAODET | Failure | RS
WYCMPARO | Wayside Compressed Air Outlet | Wayside Compressed Air Outlet - WYCMPARO | ACCIDENT | Accident | Accident - ACCIDENT | Cause | RS
WYCMPARO | Wayside Compressed Air Outlet | Wayside Compressed Air Outlet - WYCMPARO | ACCWEAR | Accelerated Wear | Accelerated Wear - ACCWEAR | Cause | RS
WYCMPARO | Wayside Compressed Air Outlet | Wayside Compressed Air Outlet - WYCMPARO | ACTGOD | Weather condition/Forces of nature or Act of God | Weather condition/Forces of nature or Act of God - ACTGOD | Cause | RS
WYCMPARO | Wayside Compressed Air Outlet | Wayside Compressed Air Outlet - WYCMPARO | CONTAM | Contamination | Contamination - CONTAM | Cause | RS
WYCMPARO | Wayside Compressed Air Outlet | Wayside Compressed Air Outlet - WYCMPARO | DEFASSET | Defective Asset | Defective Asset - DEFASSET | Cause | RS
WYCMPARO | Wayside Compressed Air Outlet | Wayside Compressed Air Outlet - WYCMPARO | EXLOAD | Excessive Load | Excessive Load - EXLOAD | Cause | RS
WYCMPARO | Wayside Compressed Air Outlet | Wayside Compressed Air Outlet - WYCMPARO | IMPRMNT | Improper Maintenance | Improper Maintenance - IMPRMNT | Cause | RS
WYCMPARO | Wayside Compressed Air Outlet | Wayside Compressed Air Outlet - WYCMPARO | INSLUBR | Insufficient Lubrication | Insufficient Lubrication - INSLUBR | Cause | RS
WYCMPARO | Wayside Compressed Air Outlet | Wayside Compressed Air Outlet - WYCMPARO | LACKTRN | Lack of/ Inadequate Training | Lack of/ Inadequate Training - LACKTRN | Cause | RS
WYCMPARO | Wayside Compressed Air Outlet | Wayside Compressed Air Outlet - WYCMPARO | MISSCMP | Loose/ Missing Component | Loose/ Missing Component - MISSCMP | Cause | RS
WYCMPARO | Wayside Compressed Air Outlet | Wayside Compressed Air Outlet - WYCMPARO | NRMWEAR | Normal Wear | Normal Wear - NRMWEAR | Cause | RS
WYCMPARO | Wayside Compressed Air Outlet | Wayside Compressed Air Outlet - WYCMPARO | OTHER | Other (specify) | Other (specify) - OTHER | Cause | RS
WYCMPARO | Wayside Compressed Air Outlet | Wayside Compressed Air Outlet - WYCMPARO | PRINSTAL | Poor Installation | Poor Installation - PRINSTAL | Cause | RS
WYCMPARO | Wayside Compressed Air Outlet | Wayside Compressed Air Outlet - WYCMPARO | PROCISSU | Procedure Issue | Procedure Issue - PROCISSU | Cause | RS
WYCMPARO | Wayside Compressed Air Outlet | Wayside Compressed Air Outlet - WYCMPARO | UTLFAIL | Utility Failure | Utility Failure - UTLFAIL | Cause | RS
WYCMPARO | Wayside Compressed Air Outlet | Wayside Compressed Air Outlet - WYCMPARO | VNDLSM | Vandalism | Vandalism - VNDLSM | Cause | RS
WYCMPARO | Wayside Compressed Air Outlet | Wayside Compressed Air Outlet - WYCMPARO | WORNCMPT | Defective/ Worn Component | Defective/ Worn Component - WORNCMPT | Cause | RS
WYCMPARO | Wayside Compressed Air Outlet | Wayside Compressed Air Outlet - WYCMPARO | ADJUSTD | Adjusted | Adjusted - ADJUSTD | Action | RS
WYCMPARO | Wayside Compressed Air Outlet | Wayside Compressed Air Outlet - WYCMPARO | DECOMM | Decommission | Decommission - DECOMM | Action | RS
WYCMPARO | Wayside Compressed Air Outlet | Wayside Compressed Air Outlet - WYCMPARO | DECONTME | Decontaminate | Decontaminate - DECONTME | Action | RS
WYCMPARO | Wayside Compressed Air Outlet | Wayside Compressed Air Outlet - WYCMPARO | DONOTHIN | Do Nothing | Do Nothing - DONOTHIN | Action | RS
WYCMPARO | Wayside Compressed Air Outlet | Wayside Compressed Air Outlet - WYCMPARO | LUBRCTE | Lubricate | Lubricate - LUBRCTE | Action | RS
WYCMPARO | Wayside Compressed Air Outlet | Wayside Compressed Air Outlet - WYCMPARO | OTHER | Other (specify) | Other (specify) - OTHER | Action | RS
WYCMPARO | Wayside Compressed Air Outlet | Wayside Compressed Air Outlet - WYCMPARO | RECALBRT | Recalibrate | Recalibrate - RECALBRT | Action | RS
WYCMPARO | Wayside Compressed Air Outlet | Wayside Compressed Air Outlet - WYCMPARO | REMVOBT | Remove Obstruction | Remove Obstruction - REMVOBT | Action | RS
WYCMPARO | Wayside Compressed Air Outlet | Wayside Compressed Air Outlet - WYCMPARO | REPCMPT | Repair Component | Repair Component - REPCMPT | Action | RS
WYCMPARO | Wayside Compressed Air Outlet | Wayside Compressed Air Outlet - WYCMPARO | REPLASS | Replace Asset | Replace Asset - REPLASS | Action | RS
WYCMPARO | Wayside Compressed Air Outlet | Wayside Compressed Air Outlet - WYCMPARO | REPLCMPT | Replace Component | Replace Component - REPLCMPT | Action | RS
WYCMPARO | Wayside Compressed Air Outlet | Wayside Compressed Air Outlet - WYCMPARO | REPRASS | Repair Asset | Repair Asset - REPRASS | Action | RS
WYCMPARO | Wayside Compressed Air Outlet | Wayside Compressed Air Outlet - WYCMPARO | UPGRADES | Upgrade | Upgrade - UPGRADES | Action | RS
WYPOUTCB | Wayside Power Outlets & Cables | Wayside Power Outlets & Cables - WYPOUTCB | ABNTEMP | Abnormal Temprature | Abnormal Temprature - ABNTEMP | Problem | RS
WYPOUTCB | Wayside Power Outlets & Cables | Wayside Power Outlets & Cables - WYPOUTCB | CORROS | Corrosion | Corrosion - CORROS | Problem | RS
WYPOUTCB | Wayside Power Outlets & Cables | Wayside Power Outlets & Cables - WYPOUTCB | ELECTRIP | Electrical Trip Out | Electrical Trip Out - ELECTRIP | Problem | RS
WYPOUTCB | Wayside Power Outlets & Cables | Wayside Power Outlets & Cables - WYPOUTCB | EXNOISE | Excessive Noise | Excessive Noise - EXNOISE | Problem | RS
WYPOUTCB | Wayside Power Outlets & Cables | Wayside Power Outlets & Cables - WYPOUTCB | EXVIBRTN | Excessive Vibration | Excessive Vibration - EXVIBRTN | Problem | RS
WYPOUTCB | Wayside Power Outlets & Cables | Wayside Power Outlets & Cables - WYPOUTCB | JAMMEDEQ | Jammed Equipment | Jammed Equipment - JAMMEDEQ | Problem | RS
WYPOUTCB | Wayside Power Outlets & Cables | Wayside Power Outlets & Cables - WYPOUTCB | LEAKING | Leaking | Leaking - LEAKING | Problem | RS
WYPOUTCB | Wayside Power Outlets & Cables | Wayside Power Outlets & Cables - WYPOUTCB | LOWPERF | Low Performance | Low Performance - LOWPERF | Problem | RS
WYPOUTCB | Wayside Power Outlets & Cables | Wayside Power Outlets & Cables - WYPOUTCB | NONOPER | Non-Operational | Non-Operational - NONOPER | Problem | RS
WYPOUTCB | Wayside Power Outlets & Cables | Wayside Power Outlets & Cables - WYPOUTCB | NOPOWER8 | Power Outage/No Power | Power Outage/No Power - NOPOWER8 | Problem | RS
WYPOUTCB | Wayside Power Outlets & Cables | Wayside Power Outlets & Cables - WYPOUTCB | PHYDMGE | Physical Damage | Physical Damage - PHYDMGE | Problem | RS
WYPOUTCB | Wayside Power Outlets & Cables | Wayside Power Outlets & Cables - WYPOUTCB | UNSMELL | Unusual Smell | Unusual Smell - UNSMELL | Problem | RS
WYPOUTCB | Wayside Power Outlets & Cables | Wayside Power Outlets & Cables - WYPOUTCB | UNSMOKE | Unusual Smoke | Unusual Smoke - UNSMOKE | Problem | RS
WYPOUTCB | Wayside Power Outlets & Cables | Wayside Power Outlets & Cables - WYPOUTCB | CABLES1 | Cables | Cables - CABLES1 | Failure | RS
WYPOUTCB | Wayside Power Outlets & Cables | Wayside Power Outlets & Cables - WYPOUTCB | ELECBING | Electrical boxes water ingress | Electrical boxes water ingress - ELECBING | Failure | RS
WYPOUTCB | Wayside Power Outlets & Cables | Wayside Power Outlets & Cables - WYPOUTCB | ELECPFAT | Electrical plug connections fatigued | Electrical plug connections fatigued - ELECPFAT | Failure | RS
WYPOUTCB | Wayside Power Outlets & Cables | Wayside Power Outlets & Cables - WYPOUTCB | OTHERS21 | Other (Specify) | Other (Specify) - OTHERS21 | Failure | RS
WYPOUTCB | Wayside Power Outlets & Cables | Wayside Power Outlets & Cables - WYPOUTCB | OUTLET1 | Outlets | Outlets - OUTLET1 | Failure | RS
WYPOUTCB | Wayside Power Outlets & Cables | Wayside Power Outlets & Cables - WYPOUTCB | PELCDET | Portable electrical cable deteriorated | Portable electrical cable deteriorated - PELCDET | Failure | RS
WYPOUTCB | Wayside Power Outlets & Cables | Wayside Power Outlets & Cables - WYPOUTCB | WYSELOSE | Electrical connections in power cables and control panel loosened | Electrical connections in power cables and control panel loosened - WYSELOSE | Failure | RS
WYPOUTCB | Wayside Power Outlets & Cables | Wayside Power Outlets & Cables - WYPOUTCB | ACCIDENT | Accident | Accident - ACCIDENT | Cause | RS
WYPOUTCB | Wayside Power Outlets & Cables | Wayside Power Outlets & Cables - WYPOUTCB | ACCWEAR | Accelerated Wear | Accelerated Wear - ACCWEAR | Cause | RS
WYPOUTCB | Wayside Power Outlets & Cables | Wayside Power Outlets & Cables - WYPOUTCB | ACTGOD | Weather condition/Forces of nature or Act of God | Weather condition/Forces of nature or Act of God - ACTGOD | Cause | RS
WYPOUTCB | Wayside Power Outlets & Cables | Wayside Power Outlets & Cables - WYPOUTCB | AGING108 | Aging | Aging - AGING108 | Cause | RS
WYPOUTCB | Wayside Power Outlets & Cables | Wayside Power Outlets & Cables - WYPOUTCB | AGING136 | Aging | Aging - AGING136 | Cause | RS
WYPOUTCB | Wayside Power Outlets & Cables | Wayside Power Outlets & Cables - WYPOUTCB | CONTAM | Contamination | Contamination - CONTAM | Cause | RS
WYPOUTCB | Wayside Power Outlets & Cables | Wayside Power Outlets & Cables - WYPOUTCB | DAMAGE3 | Physical Damage | Physical Damage - DAMAGE3 | Cause | RS
WYPOUTCB | Wayside Power Outlets & Cables | Wayside Power Outlets & Cables - WYPOUTCB | DAMAGE6 | Physical Damage | Physical Damage - DAMAGE6 | Cause | RS
WYPOUTCB | Wayside Power Outlets & Cables | Wayside Power Outlets & Cables - WYPOUTCB | DEFASSET | Defective Asset | Defective Asset - DEFASSET | Cause | RS
WYPOUTCB | Wayside Power Outlets & Cables | Wayside Power Outlets & Cables - WYPOUTCB | ELECFA27 | Electrical Fault | Electrical Fault - ELECFA27 | Cause | RS
WYPOUTCB | Wayside Power Outlets & Cables | Wayside Power Outlets & Cables - WYPOUTCB | ELECFA78 | Electrical Fault | Electrical Fault - ELECFA78 | Cause | RS
WYPOUTCB | Wayside Power Outlets & Cables | Wayside Power Outlets & Cables - WYPOUTCB | EXLOAD | Excessive Load | Excessive Load - EXLOAD | Cause | RS
WYPOUTCB | Wayside Power Outlets & Cables | Wayside Power Outlets & Cables - WYPOUTCB | IMPRMNT | Improper Maintenance | Improper Maintenance - IMPRMNT | Cause | RS
WYPOUTCB | Wayside Power Outlets & Cables | Wayside Power Outlets & Cables - WYPOUTCB | INSLUBR | Insufficient Lubrication | Insufficient Lubrication - INSLUBR | Cause | RS
WYPOUTCB | Wayside Power Outlets & Cables | Wayside Power Outlets & Cables - WYPOUTCB | LACKTRN | Lack of/ Inadequate Training | Lack of/ Inadequate Training - LACKTRN | Cause | RS
WYPOUTCB | Wayside Power Outlets & Cables | Wayside Power Outlets & Cables - WYPOUTCB | MISSCMP | Loose/ Missing Component | Loose/ Missing Component - MISSCMP | Cause | RS
WYPOUTCB | Wayside Power Outlets & Cables | Wayside Power Outlets & Cables - WYPOUTCB | NRMWEAR | Normal Wear | Normal Wear - NRMWEAR | Cause | RS
WYPOUTCB | Wayside Power Outlets & Cables | Wayside Power Outlets & Cables - WYPOUTCB | OTHER | Other (specify) | Other (specify) - OTHER | Cause | RS
WYPOUTCB | Wayside Power Outlets & Cables | Wayside Power Outlets & Cables - WYPOUTCB | OTHER21 | Other (Specify) | Other (Specify) - OTHER21 | Cause | RS
WYPOUTCB | Wayside Power Outlets & Cables | Wayside Power Outlets & Cables - WYPOUTCB | PRINSTAL | Poor Installation | Poor Installation - PRINSTAL | Cause | RS
WYPOUTCB | Wayside Power Outlets & Cables | Wayside Power Outlets & Cables - WYPOUTCB | PROCISSU | Procedure Issue | Procedure Issue - PROCISSU | Cause | RS
WYPOUTCB | Wayside Power Outlets & Cables | Wayside Power Outlets & Cables - WYPOUTCB | UTLFAIL | Utility Failure | Utility Failure - UTLFAIL | Cause | RS
WYPOUTCB | Wayside Power Outlets & Cables | Wayside Power Outlets & Cables - WYPOUTCB | VNDLSM | Vandalism | Vandalism - VNDLSM | Cause | RS
WYPOUTCB | Wayside Power Outlets & Cables | Wayside Power Outlets & Cables - WYPOUTCB | WORNCMPT | Defective/ Worn Component | Defective/ Worn Component - WORNCMPT | Cause | RS
WYPOUTCB | Wayside Power Outlets & Cables | Wayside Power Outlets & Cables - WYPOUTCB | ADJUSTD | Adjusted | Adjusted - ADJUSTD | Action | RS
WYPOUTCB | Wayside Power Outlets & Cables | Wayside Power Outlets & Cables - WYPOUTCB | CHKMM | Check Manufacturer Manual | Check Manufacturer Manual - CHKMM | Action | RS
WYPOUTCB | Wayside Power Outlets & Cables | Wayside Power Outlets & Cables - WYPOUTCB | DECOMM | Decommission | Decommission - DECOMM | Action | RS
WYPOUTCB | Wayside Power Outlets & Cables | Wayside Power Outlets & Cables - WYPOUTCB | DECONTME | Decontaminate | Decontaminate - DECONTME | Action | RS
WYPOUTCB | Wayside Power Outlets & Cables | Wayside Power Outlets & Cables - WYPOUTCB | DONOTHIN | Do Nothing | Do Nothing - DONOTHIN | Action | RS
WYPOUTCB | Wayside Power Outlets & Cables | Wayside Power Outlets & Cables - WYPOUTCB | LUBRCTE | Lubricate | Lubricate - LUBRCTE | Action | RS
WYPOUTCB | Wayside Power Outlets & Cables | Wayside Power Outlets & Cables - WYPOUTCB | OTHER | Other (specify) | Other (specify) - OTHER | Action | RS
WYPOUTCB | Wayside Power Outlets & Cables | Wayside Power Outlets & Cables - WYPOUTCB | RECALBRT | Recalibrate | Recalibrate - RECALBRT | Action | RS
WYPOUTCB | Wayside Power Outlets & Cables | Wayside Power Outlets & Cables - WYPOUTCB | REMVOBT | Remove Obstruction | Remove Obstruction - REMVOBT | Action | RS
WYPOUTCB | Wayside Power Outlets & Cables | Wayside Power Outlets & Cables - WYPOUTCB | REPAIR | Repair | Repair - REPAIR | Action | RS
WYPOUTCB | Wayside Power Outlets & Cables | Wayside Power Outlets & Cables - WYPOUTCB | REPCMPT | Repair Component | Repair Component - REPCMPT | Action | RS
WYPOUTCB | Wayside Power Outlets & Cables | Wayside Power Outlets & Cables - WYPOUTCB | REPLACE | Replace | Replace - REPLACE | Action | RS
WYPOUTCB | Wayside Power Outlets & Cables | Wayside Power Outlets & Cables - WYPOUTCB | REPLASS | Replace Asset | Replace Asset - REPLASS | Action | RS
WYPOUTCB | Wayside Power Outlets & Cables | Wayside Power Outlets & Cables - WYPOUTCB | REPLCMPT | Replace Component | Replace Component - REPLCMPT | Action | RS
WYPOUTCB | Wayside Power Outlets & Cables | Wayside Power Outlets & Cables - WYPOUTCB | REPRASS | Repair Asset | Repair Asset - REPRASS | Action | RS
WYPOUTCB | Wayside Power Outlets & Cables | Wayside Power Outlets & Cables - WYPOUTCB | UPGRADES | Upgrade | Upgrade - UPGRADES | Action | RS
WYPWDSTP | Wayside Power Distribution Panel | Wayside Power Distribution Panel - WYPWDSTP | ABNTEMP | Abnormal Temprature | Abnormal Temprature - ABNTEMP | Problem | RS
WYPWDSTP | Wayside Power Distribution Panel | Wayside Power Distribution Panel - WYPWDSTP | CORROS | Corrosion | Corrosion - CORROS | Problem | RS
WYPWDSTP | Wayside Power Distribution Panel | Wayside Power Distribution Panel - WYPWDSTP | CTRLN1 | Control Loop Not Closing Which Will Results Not Power At The Distribution Panel | Control Loop Not Closing Which Will Results Not Power At The Distribution Panel - CTRLN1 | Problem | RS
WYPWDSTP | Wayside Power Distribution Panel | Wayside Power Distribution Panel - WYPWDSTP | ELECTRIP | Electrical Trip Out | Electrical Trip Out - ELECTRIP | Problem | RS
WYPWDSTP | Wayside Power Distribution Panel | Wayside Power Distribution Panel - WYPWDSTP | EXNOISE | Excessive Noise | Excessive Noise - EXNOISE | Problem | RS
WYPWDSTP | Wayside Power Distribution Panel | Wayside Power Distribution Panel - WYPWDSTP | EXVIBRTN | Excessive Vibration | Excessive Vibration - EXVIBRTN | Problem | RS
WYPWDSTP | Wayside Power Distribution Panel | Wayside Power Distribution Panel - WYPWDSTP | JAMMEDEQ | Jammed Equipment | Jammed Equipment - JAMMEDEQ | Problem | RS
WYPWDSTP | Wayside Power Distribution Panel | Wayside Power Distribution Panel - WYPWDSTP | LEAKING | Leaking | Leaking - LEAKING | Problem | RS
WYPWDSTP | Wayside Power Distribution Panel | Wayside Power Distribution Panel - WYPWDSTP | LOWPERF | Low Performance | Low Performance - LOWPERF | Problem | RS
WYPWDSTP | Wayside Power Distribution Panel | Wayside Power Distribution Panel - WYPWDSTP | NONOPER | Non-Operational | Non-Operational - NONOPER | Problem | RS
WYPWDSTP | Wayside Power Distribution Panel | Wayside Power Distribution Panel - WYPWDSTP | PHYDMGE | Physical Damage | Physical Damage - PHYDMGE | Problem | RS
WYPWDSTP | Wayside Power Distribution Panel | Wayside Power Distribution Panel - WYPWDSTP | PWOUTNP2 | Power Outage /No Power | Power Outage /No Power - PWOUTNP2 | Problem | RS
WYPWDSTP | Wayside Power Distribution Panel | Wayside Power Distribution Panel - WYPWDSTP | UNSMELL | Unusual Smell | Unusual Smell - UNSMELL | Problem | RS
WYPWDSTP | Wayside Power Distribution Panel | Wayside Power Distribution Panel - WYPWDSTP | UNSMOKE | Unusual Smoke | Unusual Smoke - UNSMOKE | Problem | RS
WYPWDSTP | Wayside Power Distribution Panel | Wayside Power Distribution Panel - WYPWDSTP | CIRCBRK1 | Circuit Breaker | Circuit Breaker - CIRCBRK1 | Failure | RS
WYPWDSTP | Wayside Power Distribution Panel | Wayside Power Distribution Panel - WYPWDSTP | COCRCA1 | Control Circuit Contactors | Control Circuit Contactors - COCRCA1 | Failure | RS
WYPWDSTP | Wayside Power Distribution Panel | Wayside Power Distribution Panel - WYPWDSTP | COCRCN1 | Control Circuit Connector | Control Circuit Connector - COCRCN1 | Failure | RS
WYPWDSTP | Wayside Power Distribution Panel | Wayside Power Distribution Panel - WYPWDSTP | CONTCIW1 | Control Circuit Wiring | Control Circuit Wiring - CONTCIW1 | Failure | RS
WYPWDSTP | Wayside Power Distribution Panel | Wayside Power Distribution Panel - WYPWDSTP | COTRCIR1 | Control Circuit Relay | Control Circuit Relay - COTRCIR1 | Failure | RS
WYPWDSTP | Wayside Power Distribution Panel | Wayside Power Distribution Panel - WYPWDSTP | OTHERS22 | Other (Specify) | Other (Specify) - OTHERS22 | Failure | RS
WYPWDSTP | Wayside Power Distribution Panel | Wayside Power Distribution Panel - WYPWDSTP | WIRING1 | Wiring | Wiring - WIRING1 | Failure | RS
WYPWDSTP | Wayside Power Distribution Panel | Wayside Power Distribution Panel - WYPWDSTP | WPDPDET | Wayside Power Distribution Panel Deteriorated | Wayside Power Distribution Panel Deteriorated - WPDPDET | Failure | RS
WYPWDSTP | Wayside Power Distribution Panel | Wayside Power Distribution Panel - WYPWDSTP | WPDPFAIL | Wayside Power Distribution Panel Failed | Wayside Power Distribution Panel Failed - WPDPFAIL | Failure | RS
WYPWDSTP | Wayside Power Distribution Panel | Wayside Power Distribution Panel - WYPWDSTP | WPPCDET | Wayside Panel Power Cables/Plugs Deteriorated | Wayside Panel Power Cables/Plugs Deteriorated - WPPCDET | Failure | RS
WYPWDSTP | Wayside Power Distribution Panel | Wayside Power Distribution Panel - WYPWDSTP | ACCIDENT | Accident | Accident - ACCIDENT | Cause | RS
WYPWDSTP | Wayside Power Distribution Panel | Wayside Power Distribution Panel - WYPWDSTP | ACCWEAR | Accelerated Wear | Accelerated Wear - ACCWEAR | Cause | RS
WYPWDSTP | Wayside Power Distribution Panel | Wayside Power Distribution Panel - WYPWDSTP | ACTGOD | Weather condition/Forces of nature or Act of God | Weather condition/Forces of nature or Act of God - ACTGOD | Cause | RS
WYPWDSTP | Wayside Power Distribution Panel | Wayside Power Distribution Panel - WYPWDSTP | AGING101 | Aging | Aging - AGING101 | Cause | RS
WYPWDSTP | Wayside Power Distribution Panel | Wayside Power Distribution Panel - WYPWDSTP | AGING103 | Aging | Aging - AGING103 | Cause | RS
WYPWDSTP | Wayside Power Distribution Panel | Wayside Power Distribution Panel - WYPWDSTP | AGING18 | Aging | Aging - AGING18 | Cause | RS
WYPWDSTP | Wayside Power Distribution Panel | Wayside Power Distribution Panel - WYPWDSTP | AGING20 | Aging | Aging - AGING20 | Cause | RS
WYPWDSTP | Wayside Power Distribution Panel | Wayside Power Distribution Panel - WYPWDSTP | AGING26 | Aging | Aging - AGING26 | Cause | RS
WYPWDSTP | Wayside Power Distribution Panel | Wayside Power Distribution Panel - WYPWDSTP | AGING60 | Aging | Aging - AGING60 | Cause | RS
WYPWDSTP | Wayside Power Distribution Panel | Wayside Power Distribution Panel - WYPWDSTP | CONTAM | Contamination | Contamination - CONTAM | Cause | RS
WYPWDSTP | Wayside Power Distribution Panel | Wayside Power Distribution Panel - WYPWDSTP | DEFASSET | Defective Asset | Defective Asset - DEFASSET | Cause | RS
WYPWDSTP | Wayside Power Distribution Panel | Wayside Power Distribution Panel - WYPWDSTP | ELECF101 | Electrical Fault | Electrical Fault - ELECF101 | Cause | RS
WYPWDSTP | Wayside Power Distribution Panel | Wayside Power Distribution Panel - WYPWDSTP | ELECF103 | Electrical Fault | Electrical Fault - ELECF103 | Cause | RS
WYPWDSTP | Wayside Power Distribution Panel | Wayside Power Distribution Panel - WYPWDSTP | ELECFA28 | Electrical Fault | Electrical Fault - ELECFA28 | Cause | RS
WYPWDSTP | Wayside Power Distribution Panel | Wayside Power Distribution Panel - WYPWDSTP | ELECFA52 | Electrical Fault | Electrical Fault - ELECFA52 | Cause | RS
WYPWDSTP | Wayside Power Distribution Panel | Wayside Power Distribution Panel - WYPWDSTP | ELECFA8 | Electrical Fault | Electrical Fault - ELECFA8 | Cause | RS
WYPWDSTP | Wayside Power Distribution Panel | Wayside Power Distribution Panel - WYPWDSTP | ELECFA80 | Electrical Fault | Electrical Fault - ELECFA80 | Cause | RS
WYPWDSTP | Wayside Power Distribution Panel | Wayside Power Distribution Panel - WYPWDSTP | EXLOAD | Excessive Load | Excessive Load - EXLOAD | Cause | RS
WYPWDSTP | Wayside Power Distribution Panel | Wayside Power Distribution Panel - WYPWDSTP | IMPRMNT | Improper Maintenance | Improper Maintenance - IMPRMNT | Cause | RS
WYPWDSTP | Wayside Power Distribution Panel | Wayside Power Distribution Panel - WYPWDSTP | INSLUBR | Insufficient Lubrication | Insufficient Lubrication - INSLUBR | Cause | RS
WYPWDSTP | Wayside Power Distribution Panel | Wayside Power Distribution Panel - WYPWDSTP | LACKTRN | Lack of/ Inadequate Training | Lack of/ Inadequate Training - LACKTRN | Cause | RS
WYPWDSTP | Wayside Power Distribution Panel | Wayside Power Distribution Panel - WYPWDSTP | LOOSC17 | Loose Connection | Loose Connection - LOOSC17 | Cause | RS
WYPWDSTP | Wayside Power Distribution Panel | Wayside Power Distribution Panel - WYPWDSTP | LOOSC4 | Loose Connection | Loose Connection - LOOSC4 | Cause | RS
WYPWDSTP | Wayside Power Distribution Panel | Wayside Power Distribution Panel - WYPWDSTP | MISSCMP | Loose/ Missing Component | Loose/ Missing Component - MISSCMP | Cause | RS
WYPWDSTP | Wayside Power Distribution Panel | Wayside Power Distribution Panel - WYPWDSTP | NRMWEAR | Normal Wear | Normal Wear - NRMWEAR | Cause | RS
WYPWDSTP | Wayside Power Distribution Panel | Wayside Power Distribution Panel - WYPWDSTP | OTHER | Other (specify) | Other (specify) - OTHER | Cause | RS
WYPWDSTP | Wayside Power Distribution Panel | Wayside Power Distribution Panel - WYPWDSTP | OTHER2 | Other (Specify) | Other (Specify) - OTHER2 | Cause | RS
WYPWDSTP | Wayside Power Distribution Panel | Wayside Power Distribution Panel - WYPWDSTP | PRINSTAL | Poor Installation | Poor Installation - PRINSTAL | Cause | RS
WYPWDSTP | Wayside Power Distribution Panel | Wayside Power Distribution Panel - WYPWDSTP | PROCISSU | Procedure Issue | Procedure Issue - PROCISSU | Cause | RS
WYPWDSTP | Wayside Power Distribution Panel | Wayside Power Distribution Panel - WYPWDSTP | UTLFAIL | Utility Failure | Utility Failure - UTLFAIL | Cause | RS
WYPWDSTP | Wayside Power Distribution Panel | Wayside Power Distribution Panel - WYPWDSTP | VNDLSM | Vandalism | Vandalism - VNDLSM | Cause | RS
WYPWDSTP | Wayside Power Distribution Panel | Wayside Power Distribution Panel - WYPWDSTP | WORNCMPT | Defective/ Worn Component | Defective/ Worn Component - WORNCMPT | Cause | RS
WYPWDSTP | Wayside Power Distribution Panel | Wayside Power Distribution Panel - WYPWDSTP | WRONSI2 | Wrong Size | Wrong Size - WRONSI2 | Cause | RS
WYPWDSTP | Wayside Power Distribution Panel | Wayside Power Distribution Panel - WYPWDSTP | WRONSI4 | Wrong Size | Wrong Size - WRONSI4 | Cause | RS
WYPWDSTP | Wayside Power Distribution Panel | Wayside Power Distribution Panel - WYPWDSTP | ADJUSTD | Adjusted | Adjusted - ADJUSTD | Action | RS
WYPWDSTP | Wayside Power Distribution Panel | Wayside Power Distribution Panel - WYPWDSTP | CHKMM | Check Manufacturer Manual | Check Manufacturer Manual - CHKMM | Action | RS
WYPWDSTP | Wayside Power Distribution Panel | Wayside Power Distribution Panel - WYPWDSTP | DECOMM | Decommission | Decommission - DECOMM | Action | RS
WYPWDSTP | Wayside Power Distribution Panel | Wayside Power Distribution Panel - WYPWDSTP | DECONTME | Decontaminate | Decontaminate - DECONTME | Action | RS
WYPWDSTP | Wayside Power Distribution Panel | Wayside Power Distribution Panel - WYPWDSTP | DONOTHIN | Do Nothing | Do Nothing - DONOTHIN | Action | RS
WYPWDSTP | Wayside Power Distribution Panel | Wayside Power Distribution Panel - WYPWDSTP | LUBRCTE | Lubricate | Lubricate - LUBRCTE | Action | RS
WYPWDSTP | Wayside Power Distribution Panel | Wayside Power Distribution Panel - WYPWDSTP | OTHER | Other (specify) | Other (specify) - OTHER | Action | RS
WYPWDSTP | Wayside Power Distribution Panel | Wayside Power Distribution Panel - WYPWDSTP | RECALBRT | Recalibrate | Recalibrate - RECALBRT | Action | RS
WYPWDSTP | Wayside Power Distribution Panel | Wayside Power Distribution Panel - WYPWDSTP | REMVOBT | Remove Obstruction | Remove Obstruction - REMVOBT | Action | RS
WYPWDSTP | Wayside Power Distribution Panel | Wayside Power Distribution Panel - WYPWDSTP | REPAIR | Repair | Repair - REPAIR | Action | RS
WYPWDSTP | Wayside Power Distribution Panel | Wayside Power Distribution Panel - WYPWDSTP | REPCMPT | Repair Component | Repair Component - REPCMPT | Action | RS
WYPWDSTP | Wayside Power Distribution Panel | Wayside Power Distribution Panel - WYPWDSTP | REPLACE | Replace | Replace - REPLACE | Action | RS
WYPWDSTP | Wayside Power Distribution Panel | Wayside Power Distribution Panel - WYPWDSTP | REPLASS | Replace Asset | Replace Asset - REPLASS | Action | RS
WYPWDSTP | Wayside Power Distribution Panel | Wayside Power Distribution Panel - WYPWDSTP | REPLCMPT | Replace Component | Replace Component - REPLCMPT | Action | RS
WYPWDSTP | Wayside Power Distribution Panel | Wayside Power Distribution Panel - WYPWDSTP | REPRASS | Repair Asset | Repair Asset - REPRASS | Action | RS
WYPWDSTP | Wayside Power Distribution Panel | Wayside Power Distribution Panel - WYPWDSTP | UPGRADES | Upgrade | Upgrade - UPGRADES | Action | RS
WYPWMCC | Wayside Power MCC | Wayside Power MCC - WYPWMCC | ABNTEMP | Abnormal Temprature | Abnormal Temprature - ABNTEMP | Problem | RS
WYPWMCC | Wayside Power MCC | Wayside Power MCC - WYPWMCC | CORROS | Corrosion | Corrosion - CORROS | Problem | RS
WYPWMCC | Wayside Power MCC | Wayside Power MCC - WYPWMCC | ELECTRIP | Electrical Trip Out | Electrical Trip Out - ELECTRIP | Problem | RS
WYPWMCC | Wayside Power MCC | Wayside Power MCC - WYPWMCC | EXNOISE | Excessive Noise | Excessive Noise - EXNOISE | Problem | RS
WYPWMCC | Wayside Power MCC | Wayside Power MCC - WYPWMCC | EXVIBRTN | Excessive Vibration | Excessive Vibration - EXVIBRTN | Problem | RS
WYPWMCC | Wayside Power MCC | Wayside Power MCC - WYPWMCC | JAMMEDEQ | Jammed Equipment | Jammed Equipment - JAMMEDEQ | Problem | RS
WYPWMCC | Wayside Power MCC | Wayside Power MCC - WYPWMCC | LEAKING | Leaking | Leaking - LEAKING | Problem | RS
WYPWMCC | Wayside Power MCC | Wayside Power MCC - WYPWMCC | LOWPERF | Low Performance | Low Performance - LOWPERF | Problem | RS
WYPWMCC | Wayside Power MCC | Wayside Power MCC - WYPWMCC | NONOPER | Non-Operational | Non-Operational - NONOPER | Problem | RS
WYPWMCC | Wayside Power MCC | Wayside Power MCC - WYPWMCC | PHYDMGE | Physical Damage | Physical Damage - PHYDMGE | Problem | RS
WYPWMCC | Wayside Power MCC | Wayside Power MCC - WYPWMCC | PWOUTNP3 | Power Outage /No Power | Power Outage /No Power - PWOUTNP3 | Problem | RS
WYPWMCC | Wayside Power MCC | Wayside Power MCC - WYPWMCC | UNSMELL | Unusual Smell | Unusual Smell - UNSMELL | Problem | RS
WYPWMCC | Wayside Power MCC | Wayside Power MCC - WYPWMCC | UNSMOKE | Unusual Smoke | Unusual Smoke - UNSMOKE | Problem | RS
WYPWMCC | Wayside Power MCC | Wayside Power MCC - WYPWMCC | CNRYFAIL | Control Relay Failed | Control Relay Failed - CNRYFAIL | Failure | RS
WYPWMCC | Wayside Power MCC | Wayside Power MCC - WYPWMCC | DEFECN2 | Defected Connector | Defected Connector - DEFECN2 | Failure | RS
WYPWMCC | Wayside Power MCC | Wayside Power MCC - WYPWMCC | DEFEFU8 | Defected Fuse | Defected Fuse - DEFEFU8 | Failure | RS
WYPWMCC | Wayside Power MCC | Wayside Power MCC - WYPWMCC | DEFESW5 | Defected Switch | Defected Switch - DEFESW5 | Failure | RS
WYPWMCC | Wayside Power MCC | Wayside Power MCC - WYPWMCC | MOCCDET | Motor Control Center Deteriorated | Motor Control Center Deteriorated - MOCCDET | Failure | RS
WYPWMCC | Wayside Power MCC | Wayside Power MCC - WYPWMCC | OTHERS23 | Other (Specify) | Other (Specify) - OTHERS23 | Failure | RS
WYPWMCC | Wayside Power MCC | Wayside Power MCC - WYPWMCC | SSCPFAIL | Solid State Components Failed | Solid State Components Failed - SSCPFAIL | Failure | RS
WYPWMCC | Wayside Power MCC | Wayside Power MCC - WYPWMCC | UNDEFU7 | Undersized Fuse | Undersized Fuse - UNDEFU7 | Failure | RS
WYPWMCC | Wayside Power MCC | Wayside Power MCC - WYPWMCC | WMCCONT | Wayside Motor Control Center Contaminated | Wayside Motor Control Center Contaminated - WMCCONT | Failure | RS
WYPWMCC | Wayside Power MCC | Wayside Power MCC - WYPWMCC | WORNCA2 | Worn Cables | Worn Cables - WORNCA2 | Failure | RS
WYPWMCC | Wayside Power MCC | Wayside Power MCC - WYPWMCC | ACCIDENT | Accident | Accident - ACCIDENT | Cause | RS
WYPWMCC | Wayside Power MCC | Wayside Power MCC - WYPWMCC | ACCWEAR | Accelerated Wear | Accelerated Wear - ACCWEAR | Cause | RS
WYPWMCC | Wayside Power MCC | Wayside Power MCC - WYPWMCC | ACTGOD | Weather condition/Forces of nature or Act of God | Weather condition/Forces of nature or Act of God - ACTGOD | Cause | RS
WYPWMCC | Wayside Power MCC | Wayside Power MCC - WYPWMCC | AGING137 | Aging | Aging - AGING137 | Cause | RS
WYPWMCC | Wayside Power MCC | Wayside Power MCC - WYPWMCC | AGING77 | Aging | Aging - AGING77 | Cause | RS
WYPWMCC | Wayside Power MCC | Wayside Power MCC - WYPWMCC | AGING78 | Aging | Aging - AGING78 | Cause | RS
WYPWMCC | Wayside Power MCC | Wayside Power MCC - WYPWMCC | AGING79 | Aging | Aging - AGING79 | Cause | RS
WYPWMCC | Wayside Power MCC | Wayside Power MCC - WYPWMCC | CONTAM | Contamination | Contamination - CONTAM | Cause | RS
WYPWMCC | Wayside Power MCC | Wayside Power MCC - WYPWMCC | DEFASSET | Defective Asset | Defective Asset - DEFASSET | Cause | RS
WYPWMCC | Wayside Power MCC | Wayside Power MCC - WYPWMCC | ELECFA22 | Electrical Fault | Electrical Fault - ELECFA22 | Cause | RS
WYPWMCC | Wayside Power MCC | Wayside Power MCC - WYPWMCC | ELECFA23 | Electrical Fault | Electrical Fault - ELECFA23 | Cause | RS
WYPWMCC | Wayside Power MCC | Wayside Power MCC - WYPWMCC | ELECFA88 | Electrical Fault | Electrical Fault - ELECFA88 | Cause | RS
WYPWMCC | Wayside Power MCC | Wayside Power MCC - WYPWMCC | EXLOAD | Excessive Load | Excessive Load - EXLOAD | Cause | RS
WYPWMCC | Wayside Power MCC | Wayside Power MCC - WYPWMCC | IMPRMNT | Improper Maintenance | Improper Maintenance - IMPRMNT | Cause | RS
WYPWMCC | Wayside Power MCC | Wayside Power MCC - WYPWMCC | IMPRMNT9 | Improper Maintenance | Improper Maintenance - IMPRMNT9 | Cause | RS
WYPWMCC | Wayside Power MCC | Wayside Power MCC - WYPWMCC | INSLUBR | Insufficient Lubrication | Insufficient Lubrication - INSLUBR | Cause | RS
WYPWMCC | Wayside Power MCC | Wayside Power MCC - WYPWMCC | LACKTRN | Lack of/ Inadequate Training | Lack of/ Inadequate Training - LACKTRN | Cause | RS
WYPWMCC | Wayside Power MCC | Wayside Power MCC - WYPWMCC | MISSCMP | Loose/ Missing Component | Loose/ Missing Component - MISSCMP | Cause | RS
WYPWMCC | Wayside Power MCC | Wayside Power MCC - WYPWMCC | NRMWEAR | Normal Wear | Normal Wear - NRMWEAR | Cause | RS
WYPWMCC | Wayside Power MCC | Wayside Power MCC - WYPWMCC | OTHER | Other (specify) | Other (specify) - OTHER | Cause | RS
WYPWMCC | Wayside Power MCC | Wayside Power MCC - WYPWMCC | OTHER5 | Other (Specify) | Other (Specify) - OTHER5 | Cause | RS
WYPWMCC | Wayside Power MCC | Wayside Power MCC - WYPWMCC | PRINSTAL | Poor Installation | Poor Installation - PRINSTAL | Cause | RS
WYPWMCC | Wayside Power MCC | Wayside Power MCC - WYPWMCC | PROCISSU | Procedure Issue | Procedure Issue - PROCISSU | Cause | RS
WYPWMCC | Wayside Power MCC | Wayside Power MCC - WYPWMCC | UTLFAIL | Utility Failure | Utility Failure - UTLFAIL | Cause | RS
WYPWMCC | Wayside Power MCC | Wayside Power MCC - WYPWMCC | VNDLSM | Vandalism | Vandalism - VNDLSM | Cause | RS
WYPWMCC | Wayside Power MCC | Wayside Power MCC - WYPWMCC | WORNCMPT | Defective/ Worn Component | Defective/ Worn Component - WORNCMPT | Cause | RS
WYPWMCC | Wayside Power MCC | Wayside Power MCC - WYPWMCC | ADJUSTD | Adjusted | Adjusted - ADJUSTD | Action | RS
WYPWMCC | Wayside Power MCC | Wayside Power MCC - WYPWMCC | CHKMM | Check Manufacturer Manual | Check Manufacturer Manual - CHKMM | Action | RS
WYPWMCC | Wayside Power MCC | Wayside Power MCC - WYPWMCC | DECOMM | Decommission | Decommission - DECOMM | Action | RS
WYPWMCC | Wayside Power MCC | Wayside Power MCC - WYPWMCC | DECONTME | Decontaminate | Decontaminate - DECONTME | Action | RS
WYPWMCC | Wayside Power MCC | Wayside Power MCC - WYPWMCC | DONOTHIN | Do Nothing | Do Nothing - DONOTHIN | Action | RS
WYPWMCC | Wayside Power MCC | Wayside Power MCC - WYPWMCC | LUBRCTE | Lubricate | Lubricate - LUBRCTE | Action | RS
WYPWMCC | Wayside Power MCC | Wayside Power MCC - WYPWMCC | OTHER | Other (specify) | Other (specify) - OTHER | Action | RS
WYPWMCC | Wayside Power MCC | Wayside Power MCC - WYPWMCC | RECALBRT | Recalibrate | Recalibrate - RECALBRT | Action | RS
WYPWMCC | Wayside Power MCC | Wayside Power MCC - WYPWMCC | REMVOBT | Remove Obstruction | Remove Obstruction - REMVOBT | Action | RS
WYPWMCC | Wayside Power MCC | Wayside Power MCC - WYPWMCC | REPAIR | Repair | Repair - REPAIR | Action | RS
WYPWMCC | Wayside Power MCC | Wayside Power MCC - WYPWMCC | REPCMPT | Repair Component | Repair Component - REPCMPT | Action | RS
WYPWMCC | Wayside Power MCC | Wayside Power MCC - WYPWMCC | REPLACE | Replace | Replace - REPLACE | Action | RS
WYPWMCC | Wayside Power MCC | Wayside Power MCC - WYPWMCC | REPLASS | Replace Asset | Replace Asset - REPLASS | Action | RS
WYPWMCC | Wayside Power MCC | Wayside Power MCC - WYPWMCC | REPLCMPT | Replace Component | Replace Component - REPLCMPT | Action | RS
WYPWMCC | Wayside Power MCC | Wayside Power MCC - WYPWMCC | REPRASS | Repair Asset | Repair Asset - REPRASS | Action | RS
WYPWMCC | Wayside Power MCC | Wayside Power MCC - WYPWMCC | UPGRADES | Upgrade | Upgrade - UPGRADES | Action | RS
WWELL | Water Well | Water Well - WWELL | EXVIBRTN | Excessive Vibration | Excessive Vibration - EXVIBRTN | Problem | RS
WWELL | Water Well | Water Well - WWELL | JAMMEDEQ | Jammed Equipment | Jammed Equipment - JAMMEDEQ | Problem | RS
WWELL | Water Well | Water Well - WWELL | LEAKING | Leaking | Leaking - LEAKING | Problem | RS
WWELL | Water Well | Water Well - WWELL | LOWPERF | Low Performance | Low Performance - LOWPERF | Problem | RS
WWELL | Water Well | Water Well - WWELL | NONOPER | Non-Operational | Non-Operational - NONOPER | Problem | RS
WWELL | Water Well | Water Well - WWELL | PHYDMGE | Physical Damage | Physical Damage - PHYDMGE | Problem | RS
WWELL | Water Well | Water Well - WWELL | UNSMELL | Unusual Smell | Unusual Smell - UNSMELL | Problem | RS
WWELL | Water Well | Water Well - WWELL | UNSMOKE | Unusual Smoke | Unusual Smoke - UNSMOKE | Problem | RS
WWELL | Water Well | Water Well - WWELL | ACCIDENT | Accident | Accident - ACCIDENT | Failure | RS
WWELL | Water Well | Water Well - WWELL | WWCDET | Water well components deteriorated | Water well components deteriorated - WWCDET | Failure | RS
WWELL | Water Well | Water Well - WWELL | WWCONT | Well water contaminated | Well water contaminated - WWCONT | Failure | RS
WWELL | Water Well | Water Well - WWELL | ACCIDENT | Accident | Accident - ACCIDENT | Cause | RS
WWELL | Water Well | Water Well - WWELL | ACCWEAR | Accelerated Wear | Accelerated Wear - ACCWEAR | Cause | RS
WWELL | Water Well | Water Well - WWELL | ACTGOD | Weather condition/Forces of nature or Act of God | Weather condition/Forces of nature or Act of God - ACTGOD | Cause | RS
WWELL | Water Well | Water Well - WWELL | CONTAM | Contamination | Contamination - CONTAM | Cause | RS
WWELL | Water Well | Water Well - WWELL | DEFASSET | Defective Asset | Defective Asset - DEFASSET | Cause | RS
WWELL | Water Well | Water Well - WWELL | EXLOAD | Excessive Load | Excessive Load - EXLOAD | Cause | RS
WWELL | Water Well | Water Well - WWELL | IMPRMNT | Improper Maintenance | Improper Maintenance - IMPRMNT | Cause | RS
WWELL | Water Well | Water Well - WWELL | INSLUBR | Insufficient Lubrication | Insufficient Lubrication - INSLUBR | Cause | RS
WWELL | Water Well | Water Well - WWELL | LACKTRN | Lack of/ Inadequate Training | Lack of/ Inadequate Training - LACKTRN | Cause | RS
WWELL | Water Well | Water Well - WWELL | MISSCMP | Loose/ Missing Component | Loose/ Missing Component - MISSCMP | Cause | RS
WWELL | Water Well | Water Well - WWELL | NRMWEAR | Normal Wear | Normal Wear - NRMWEAR | Cause | RS
WWELL | Water Well | Water Well - WWELL | OTHER | Other (specify) | Other (specify) - OTHER | Cause | RS
WWELL | Water Well | Water Well - WWELL | PRINSTAL | Poor Installation | Poor Installation - PRINSTAL | Cause | RS
WWELL | Water Well | Water Well - WWELL | PROCISSU | Procedure Issue | Procedure Issue - PROCISSU | Cause | RS
WWELL | Water Well | Water Well - WWELL | UTLFAIL | Utility Failure | Utility Failure - UTLFAIL | Cause | RS
WWELL | Water Well | Water Well - WWELL | VNDLSM | Vandalism | Vandalism - VNDLSM | Cause | RS
WWELL | Water Well | Water Well - WWELL | WORNCMPT | Defective/ Worn Component | Defective/ Worn Component - WORNCMPT | Cause | RS
WWELL | Water Well | Water Well - WWELL | ADJUSTD | Adjusted | Adjusted - ADJUSTD | Action | RS
WWELL | Water Well | Water Well - WWELL | DECOMM | Decommission | Decommission - DECOMM | Action | RS
WWELL | Water Well | Water Well - WWELL | DECONTME | Decontaminate | Decontaminate - DECONTME | Action | RS
WWELL | Water Well | Water Well - WWELL | DONOTHIN | Do Nothing | Do Nothing - DONOTHIN | Action | RS
WWELL | Water Well | Water Well - WWELL | LUBRCTE | Lubricate | Lubricate - LUBRCTE | Action | RS
WWELL | Water Well | Water Well - WWELL | OTHER | Other (specify) | Other (specify) - OTHER | Action | RS
WWELL | Water Well | Water Well - WWELL | RECALBRT | Recalibrate | Recalibrate - RECALBRT | Action | RS
WWELL | Water Well | Water Well - WWELL | REMVOBT | Remove Obstruction | Remove Obstruction - REMVOBT | Action | RS
WWELL | Water Well | Water Well - WWELL | REPCMPT | Repair Component | Repair Component - REPCMPT | Action | RS
WWELL | Water Well | Water Well - WWELL | REPLASS | Replace Asset | Replace Asset - REPLASS | Action | RS
WWELL | Water Well | Water Well - WWELL | REPLCMPT | Replace Component | Replace Component - REPLCMPT | Action | RS
WWELL | Water Well | Water Well - WWELL | REPRASS | Repair Asset | Repair Asset - REPRASS | Action | RS
WWELL | Water Well | Water Well - WWELL | UPGRADES | Upgrade | Upgrade - UPGRADES | Action | RS
WYCMPARO | Wayside Compressed Air Outlet | Wayside Compressed Air Outlet - WYCMPARO | ABNTEMP | Abnormal Temprature | Abnormal Temprature - ABNTEMP | Problem | RS
WYCMPARO | Wayside Compressed Air Outlet | Wayside Compressed Air Outlet - WYCMPARO | CORROS | Corrosion | Corrosion - CORROS | Problem | RS
WYCMPARO | Wayside Compressed Air Outlet | Wayside Compressed Air Outlet - WYCMPARO | ELECTRIP | Electrical Trip Out | Electrical Trip Out - ELECTRIP | Problem | RS
WYCMPARO | Wayside Compressed Air Outlet | Wayside Compressed Air Outlet - WYCMPARO | EXNOISE | Excessive Noise | Excessive Noise - EXNOISE | Problem | RS
WYCMPARO | Wayside Compressed Air Outlet | Wayside Compressed Air Outlet - WYCMPARO | EXVIBRTN | Excessive Vibration | Excessive Vibration - EXVIBRTN | Problem | RS
WYCMPARO | Wayside Compressed Air Outlet | Wayside Compressed Air Outlet - WYCMPARO | JAMMEDEQ | Jammed Equipment | Jammed Equipment - JAMMEDEQ | Problem | RS
WYCMPARO | Wayside Compressed Air Outlet | Wayside Compressed Air Outlet - WYCMPARO | LEAKING | Leaking | Leaking - LEAKING | Problem | RS
WYCMPARO | Wayside Compressed Air Outlet | Wayside Compressed Air Outlet - WYCMPARO | LOWPERF | Low Performance | Low Performance - LOWPERF | Problem | RS
WYCMPARO | Wayside Compressed Air Outlet | Wayside Compressed Air Outlet - WYCMPARO | NONOPER | Non-Operational | Non-Operational - NONOPER | Problem | RS
WYCMPARO | Wayside Compressed Air Outlet | Wayside Compressed Air Outlet - WYCMPARO | PHYDMGE | Physical Damage | Physical Damage - PHYDMGE | Problem | RS
WYCMPARO | Wayside Compressed Air Outlet | Wayside Compressed Air Outlet - WYCMPARO | UNSMELL | Unusual Smell | Unusual Smell - UNSMELL | Problem | RS
WYCMPARO | Wayside Compressed Air Outlet | Wayside Compressed Air Outlet - WYCMPARO | UNSMOKE | Unusual Smoke | Unusual Smoke - UNSMOKE | Problem | RS
WYCMPARO | Wayside Compressed Air Outlet | Wayside Compressed Air Outlet - WYCMPARO | ACCIDENT | Accident | Accident - ACCIDENT | Failure | RS
WYCMPARO | Wayside Compressed Air Outlet | Wayside Compressed Air Outlet - WYCMPARO | WCAODET | Wayside Compressed Air Outlet Deteriorated | Wayside Compressed Air Outlet Deteriorated - WCAODET | Failure | RS
WYCMPARO | Wayside Compressed Air Outlet | Wayside Compressed Air Outlet - WYCMPARO | ACCIDENT | Accident | Accident - ACCIDENT | Cause | RS
WYCMPARO | Wayside Compressed Air Outlet | Wayside Compressed Air Outlet - WYCMPARO | ACCWEAR | Accelerated Wear | Accelerated Wear - ACCWEAR | Cause | RS
WYCMPARO | Wayside Compressed Air Outlet | Wayside Compressed Air Outlet - WYCMPARO | ACTGOD | Weather condition/Forces of nature or Act of God | Weather condition/Forces of nature or Act of God - ACTGOD | Cause | RS
WYCMPARO | Wayside Compressed Air Outlet | Wayside Compressed Air Outlet - WYCMPARO | CONTAM | Contamination | Contamination - CONTAM | Cause | RS
WYCMPARO | Wayside Compressed Air Outlet | Wayside Compressed Air Outlet - WYCMPARO | DEFASSET | Defective Asset | Defective Asset - DEFASSET | Cause | RS
WYCMPARO | Wayside Compressed Air Outlet | Wayside Compressed Air Outlet - WYCMPARO | EXLOAD | Excessive Load | Excessive Load - EXLOAD | Cause | RS
WYCMPARO | Wayside Compressed Air Outlet | Wayside Compressed Air Outlet - WYCMPARO | IMPRMNT | Improper Maintenance | Improper Maintenance - IMPRMNT | Cause | RS
WYCMPARO | Wayside Compressed Air Outlet | Wayside Compressed Air Outlet - WYCMPARO | INSLUBR | Insufficient Lubrication | Insufficient Lubrication - INSLUBR | Cause | RS
WYCMPARO | Wayside Compressed Air Outlet | Wayside Compressed Air Outlet - WYCMPARO | LACKTRN | Lack of/ Inadequate Training | Lack of/ Inadequate Training - LACKTRN | Cause | RS
WYCMPARO | Wayside Compressed Air Outlet | Wayside Compressed Air Outlet - WYCMPARO | MISSCMP | Loose/ Missing Component | Loose/ Missing Component - MISSCMP | Cause | RS
WYCMPARO | Wayside Compressed Air Outlet | Wayside Compressed Air Outlet - WYCMPARO | NRMWEAR | Normal Wear | Normal Wear - NRMWEAR | Cause | RS
WYCMPARO | Wayside Compressed Air Outlet | Wayside Compressed Air Outlet - WYCMPARO | OTHER | Other (specify) | Other (specify) - OTHER | Cause | RS
WYCMPARO | Wayside Compressed Air Outlet | Wayside Compressed Air Outlet - WYCMPARO | PRINSTAL | Poor Installation | Poor Installation - PRINSTAL | Cause | RS
WYCMPARO | Wayside Compressed Air Outlet | Wayside Compressed Air Outlet - WYCMPARO | PROCISSU | Procedure Issue | Procedure Issue - PROCISSU | Cause | RS
WYCMPARO | Wayside Compressed Air Outlet | Wayside Compressed Air Outlet - WYCMPARO | UTLFAIL | Utility Failure | Utility Failure - UTLFAIL | Cause | RS
WYCMPARO | Wayside Compressed Air Outlet | Wayside Compressed Air Outlet - WYCMPARO | VNDLSM | Vandalism | Vandalism - VNDLSM | Cause | RS
WYCMPARO | Wayside Compressed Air Outlet | Wayside Compressed Air Outlet - WYCMPARO | WORNCMPT | Defective/ Worn Component | Defective/ Worn Component - WORNCMPT | Cause | RS
WYCMPARO | Wayside Compressed Air Outlet | Wayside Compressed Air Outlet - WYCMPARO | ADJUSTD | Adjusted | Adjusted - ADJUSTD | Action | RS
WYCMPARO | Wayside Compressed Air Outlet | Wayside Compressed Air Outlet - WYCMPARO | DECOMM | Decommission | Decommission - DECOMM | Action | RS
WYCMPARO | Wayside Compressed Air Outlet | Wayside Compressed Air Outlet - WYCMPARO | DECONTME | Decontaminate | Decontaminate - DECONTME | Action | RS
WYCMPARO | Wayside Compressed Air Outlet | Wayside Compressed Air Outlet - WYCMPARO | DONOTHIN | Do Nothing | Do Nothing - DONOTHIN | Action | RS
WYCMPARO | Wayside Compressed Air Outlet | Wayside Compressed Air Outlet - WYCMPARO | LUBRCTE | Lubricate | Lubricate - LUBRCTE | Action | RS
WYCMPARO | Wayside Compressed Air Outlet | Wayside Compressed Air Outlet - WYCMPARO | OTHER | Other (specify) | Other (specify) - OTHER | Action | RS
WYCMPARO | Wayside Compressed Air Outlet | Wayside Compressed Air Outlet - WYCMPARO | RECALBRT | Recalibrate | Recalibrate - RECALBRT | Action | RS
WYCMPARO | Wayside Compressed Air Outlet | Wayside Compressed Air Outlet - WYCMPARO | REMVOBT | Remove Obstruction | Remove Obstruction - REMVOBT | Action | RS
WYCMPARO | Wayside Compressed Air Outlet | Wayside Compressed Air Outlet - WYCMPARO | REPCMPT | Repair Component | Repair Component - REPCMPT | Action | RS
WYCMPARO | Wayside Compressed Air Outlet | Wayside Compressed Air Outlet - WYCMPARO | REPLASS | Replace Asset | Replace Asset - REPLASS | Action | RS
WYCMPARO | Wayside Compressed Air Outlet | Wayside Compressed Air Outlet - WYCMPARO | REPLCMPT | Replace Component | Replace Component - REPLCMPT | Action | RS
WYCMPARO | Wayside Compressed Air Outlet | Wayside Compressed Air Outlet - WYCMPARO | REPRASS | Repair Asset | Repair Asset - REPRASS | Action | RS
WYCMPARO | Wayside Compressed Air Outlet | Wayside Compressed Air Outlet - WYCMPARO | UPGRADES | Upgrade | Upgrade - UPGRADES | Action | RS
WYPOUTCB | Wayside Power Outlets & Cables | Wayside Power Outlets & Cables - WYPOUTCB | ABNTEMP | Abnormal Temprature | Abnormal Temprature - ABNTEMP | Problem | RS
WYPOUTCB | Wayside Power Outlets & Cables | Wayside Power Outlets & Cables - WYPOUTCB | CORROS | Corrosion | Corrosion - CORROS | Problem | RS
WYPOUTCB | Wayside Power Outlets & Cables | Wayside Power Outlets & Cables - WYPOUTCB | ELECTRIP | Electrical Trip Out | Electrical Trip Out - ELECTRIP | Problem | RS
WYPOUTCB | Wayside Power Outlets & Cables | Wayside Power Outlets & Cables - WYPOUTCB | EXNOISE | Excessive Noise | Excessive Noise - EXNOISE | Problem | RS
WYPOUTCB | Wayside Power Outlets & Cables | Wayside Power Outlets & Cables - WYPOUTCB | EXVIBRTN | Excessive Vibration | Excessive Vibration - EXVIBRTN | Problem | RS
WYPOUTCB | Wayside Power Outlets & Cables | Wayside Power Outlets & Cables - WYPOUTCB | JAMMEDEQ | Jammed Equipment | Jammed Equipment - JAMMEDEQ | Problem | RS
WYPOUTCB | Wayside Power Outlets & Cables | Wayside Power Outlets & Cables - WYPOUTCB | LEAKING | Leaking | Leaking - LEAKING | Problem | RS
WYPOUTCB | Wayside Power Outlets & Cables | Wayside Power Outlets & Cables - WYPOUTCB | LOWPERF | Low Performance | Low Performance - LOWPERF | Problem | RS
WYPOUTCB | Wayside Power Outlets & Cables | Wayside Power Outlets & Cables - WYPOUTCB | NONOPER | Non-Operational | Non-Operational - NONOPER | Problem | RS
WYPOUTCB | Wayside Power Outlets & Cables | Wayside Power Outlets & Cables - WYPOUTCB | NOPOWER8 | Power Outage/No Power | Power Outage/No Power - NOPOWER8 | Problem | RS
WYPOUTCB | Wayside Power Outlets & Cables | Wayside Power Outlets & Cables - WYPOUTCB | PHYDMGE | Physical Damage | Physical Damage - PHYDMGE | Problem | RS
WYPOUTCB | Wayside Power Outlets & Cables | Wayside Power Outlets & Cables - WYPOUTCB | UNSMELL | Unusual Smell | Unusual Smell - UNSMELL | Problem | RS
WYPOUTCB | Wayside Power Outlets & Cables | Wayside Power Outlets & Cables - WYPOUTCB | UNSMOKE | Unusual Smoke | Unusual Smoke - UNSMOKE | Problem | RS
WYPOUTCB | Wayside Power Outlets & Cables | Wayside Power Outlets & Cables - WYPOUTCB | ACCIDENT | Accident | Accident - ACCIDENT | Failure | RS
WYPOUTCB | Wayside Power Outlets & Cables | Wayside Power Outlets & Cables - WYPOUTCB | CABLES1 | Cables | Cables - CABLES1 | Failure | RS
WYPOUTCB | Wayside Power Outlets & Cables | Wayside Power Outlets & Cables - WYPOUTCB | ELECBING | Electrical boxes water ingress | Electrical boxes water ingress - ELECBING | Failure | RS
WYPOUTCB | Wayside Power Outlets & Cables | Wayside Power Outlets & Cables - WYPOUTCB | ELECPFAT | Electrical plug connections fatigued | Electrical plug connections fatigued - ELECPFAT | Failure | RS
WYPOUTCB | Wayside Power Outlets & Cables | Wayside Power Outlets & Cables - WYPOUTCB | OUTLET1 | Outlets | Outlets - OUTLET1 | Failure | RS
WYPOUTCB | Wayside Power Outlets & Cables | Wayside Power Outlets & Cables - WYPOUTCB | PELCDET | Portable electrical cable deteriorated | Portable electrical cable deteriorated - PELCDET | Failure | RS
WYPOUTCB | Wayside Power Outlets & Cables | Wayside Power Outlets & Cables - WYPOUTCB | WYSELOSE | Electrical connections in power cables and control panel loosened | Electrical connections in power cables and control panel loosened - WYSELOSE | Failure | RS
WYPOUTCB | Wayside Power Outlets & Cables | Wayside Power Outlets & Cables - WYPOUTCB | ACCIDENT | Accident | Accident - ACCIDENT | Cause | RS
WYPOUTCB | Wayside Power Outlets & Cables | Wayside Power Outlets & Cables - WYPOUTCB | ACCWEAR | Accelerated Wear | Accelerated Wear - ACCWEAR | Cause | RS
WYPOUTCB | Wayside Power Outlets & Cables | Wayside Power Outlets & Cables - WYPOUTCB | ACTGOD | Weather condition/Forces of nature or Act of God | Weather condition/Forces of nature or Act of God - ACTGOD | Cause | RS
WYPOUTCB | Wayside Power Outlets & Cables | Wayside Power Outlets & Cables - WYPOUTCB | AGING108 | Aging | Aging - AGING108 | Cause | RS
WYPOUTCB | Wayside Power Outlets & Cables | Wayside Power Outlets & Cables - WYPOUTCB | AGING136 | Aging | Aging - AGING136 | Cause | RS
WYPOUTCB | Wayside Power Outlets & Cables | Wayside Power Outlets & Cables - WYPOUTCB | CONTAM | Contamination | Contamination - CONTAM | Cause | RS
WYPOUTCB | Wayside Power Outlets & Cables | Wayside Power Outlets & Cables - WYPOUTCB | DAMAGE3 | Physical Damage | Physical Damage - DAMAGE3 | Cause | RS
WYPOUTCB | Wayside Power Outlets & Cables | Wayside Power Outlets & Cables - WYPOUTCB | DAMAGE6 | Physical Damage | Physical Damage - DAMAGE6 | Cause | RS
WYPOUTCB | Wayside Power Outlets & Cables | Wayside Power Outlets & Cables - WYPOUTCB | DEFASSET | Defective Asset | Defective Asset - DEFASSET | Cause | RS
WYPOUTCB | Wayside Power Outlets & Cables | Wayside Power Outlets & Cables - WYPOUTCB | ELECFA27 | Electrical Fault | Electrical Fault - ELECFA27 | Cause | RS
WYPOUTCB | Wayside Power Outlets & Cables | Wayside Power Outlets & Cables - WYPOUTCB | ELECFA78 | Electrical Fault | Electrical Fault - ELECFA78 | Cause | RS
WYPOUTCB | Wayside Power Outlets & Cables | Wayside Power Outlets & Cables - WYPOUTCB | EXLOAD | Excessive Load | Excessive Load - EXLOAD | Cause | RS
WYPOUTCB | Wayside Power Outlets & Cables | Wayside Power Outlets & Cables - WYPOUTCB | IMPRMNT | Improper Maintenance | Improper Maintenance - IMPRMNT | Cause | RS
WYPOUTCB | Wayside Power Outlets & Cables | Wayside Power Outlets & Cables - WYPOUTCB | INSLUBR | Insufficient Lubrication | Insufficient Lubrication - INSLUBR | Cause | RS
WYPOUTCB | Wayside Power Outlets & Cables | Wayside Power Outlets & Cables - WYPOUTCB | LACKTRN | Lack of/ Inadequate Training | Lack of/ Inadequate Training - LACKTRN | Cause | RS
WYPOUTCB | Wayside Power Outlets & Cables | Wayside Power Outlets & Cables - WYPOUTCB | MISSCMP | Loose/ Missing Component | Loose/ Missing Component - MISSCMP | Cause | RS
WYPOUTCB | Wayside Power Outlets & Cables | Wayside Power Outlets & Cables - WYPOUTCB | NRMWEAR | Normal Wear | Normal Wear - NRMWEAR | Cause | RS
WYPOUTCB | Wayside Power Outlets & Cables | Wayside Power Outlets & Cables - WYPOUTCB | OTHER | Other (specify) | Other (specify) - OTHER | Cause | RS
WYPOUTCB | Wayside Power Outlets & Cables | Wayside Power Outlets & Cables - WYPOUTCB | OTHER21 | Other (Specify) | Other (Specify) - OTHER21 | Cause | RS
WYPOUTCB | Wayside Power Outlets & Cables | Wayside Power Outlets & Cables - WYPOUTCB | PRINSTAL | Poor Installation | Poor Installation - PRINSTAL | Cause | RS
WYPOUTCB | Wayside Power Outlets & Cables | Wayside Power Outlets & Cables - WYPOUTCB | PROCISSU | Procedure Issue | Procedure Issue - PROCISSU | Cause | RS
WYPOUTCB | Wayside Power Outlets & Cables | Wayside Power Outlets & Cables - WYPOUTCB | UTLFAIL | Utility Failure | Utility Failure - UTLFAIL | Cause | RS
WYPOUTCB | Wayside Power Outlets & Cables | Wayside Power Outlets & Cables - WYPOUTCB | VNDLSM | Vandalism | Vandalism - VNDLSM | Cause | RS
WYPOUTCB | Wayside Power Outlets & Cables | Wayside Power Outlets & Cables - WYPOUTCB | WORNCMPT | Defective/ Worn Component | Defective/ Worn Component - WORNCMPT | Cause | RS
WYPOUTCB | Wayside Power Outlets & Cables | Wayside Power Outlets & Cables - WYPOUTCB | ADJUSTD | Adjusted | Adjusted - ADJUSTD | Action | RS
WYPOUTCB | Wayside Power Outlets & Cables | Wayside Power Outlets & Cables - WYPOUTCB | CHKMM | Check Manufacturer Manual | Check Manufacturer Manual - CHKMM | Action | RS
WYPOUTCB | Wayside Power Outlets & Cables | Wayside Power Outlets & Cables - WYPOUTCB | DECOMM | Decommission | Decommission - DECOMM | Action | RS
WYPOUTCB | Wayside Power Outlets & Cables | Wayside Power Outlets & Cables - WYPOUTCB | DECONTME | Decontaminate | Decontaminate - DECONTME | Action | RS
WYPOUTCB | Wayside Power Outlets & Cables | Wayside Power Outlets & Cables - WYPOUTCB | DONOTHIN | Do Nothing | Do Nothing - DONOTHIN | Action | RS
WYPOUTCB | Wayside Power Outlets & Cables | Wayside Power Outlets & Cables - WYPOUTCB | LUBRCTE | Lubricate | Lubricate - LUBRCTE | Action | RS
WYPOUTCB | Wayside Power Outlets & Cables | Wayside Power Outlets & Cables - WYPOUTCB | OTHER | Other (specify) | Other (specify) - OTHER | Action | RS
WYPOUTCB | Wayside Power Outlets & Cables | Wayside Power Outlets & Cables - WYPOUTCB | RECALBRT | Recalibrate | Recalibrate - RECALBRT | Action | RS
WYPOUTCB | Wayside Power Outlets & Cables | Wayside Power Outlets & Cables - WYPOUTCB | REMVOBT | Remove Obstruction | Remove Obstruction - REMVOBT | Action | RS
WYPOUTCB | Wayside Power Outlets & Cables | Wayside Power Outlets & Cables - WYPOUTCB | REPAIR | Repair | Repair - REPAIR | Action | RS
WYPOUTCB | Wayside Power Outlets & Cables | Wayside Power Outlets & Cables - WYPOUTCB | REPCMPT | Repair Component | Repair Component - REPCMPT | Action | RS
WYPOUTCB | Wayside Power Outlets & Cables | Wayside Power Outlets & Cables - WYPOUTCB | REPLACE | Replace | Replace - REPLACE | Action | RS
WYPOUTCB | Wayside Power Outlets & Cables | Wayside Power Outlets & Cables - WYPOUTCB | REPLASS | Replace Asset | Replace Asset - REPLASS | Action | RS
WYPOUTCB | Wayside Power Outlets & Cables | Wayside Power Outlets & Cables - WYPOUTCB | REPLCMPT | Replace Component | Replace Component - REPLCMPT | Action | RS
WYPOUTCB | Wayside Power Outlets & Cables | Wayside Power Outlets & Cables - WYPOUTCB | REPRASS | Repair Asset | Repair Asset - REPRASS | Action | RS
WYPOUTCB | Wayside Power Outlets & Cables | Wayside Power Outlets & Cables - WYPOUTCB | UPGRADES | Upgrade | Upgrade - UPGRADES | Action | RS
WYPWDSTP | Wayside Power Distribution Panel | Wayside Power Distribution Panel - WYPWDSTP | ABNTEMP | Abnormal Temprature | Abnormal Temprature - ABNTEMP | Problem | RS
WYPWDSTP | Wayside Power Distribution Panel | Wayside Power Distribution Panel - WYPWDSTP | CORROS | Corrosion | Corrosion - CORROS | Problem | RS
WYPWDSTP | Wayside Power Distribution Panel | Wayside Power Distribution Panel - WYPWDSTP | CTRLN1 | Control Loop Not Closing Which Will Results Not Power At The Distribution Panel | Control Loop Not Closing Which Will Results Not Power At The Distribution Panel - CTRLN1 | Problem | RS
WYPWDSTP | Wayside Power Distribution Panel | Wayside Power Distribution Panel - WYPWDSTP | ELECTRIP | Electrical Trip Out | Electrical Trip Out - ELECTRIP | Problem | RS
WYPWDSTP | Wayside Power Distribution Panel | Wayside Power Distribution Panel - WYPWDSTP | EXNOISE | Excessive Noise | Excessive Noise - EXNOISE | Problem | RS
WYPWDSTP | Wayside Power Distribution Panel | Wayside Power Distribution Panel - WYPWDSTP | EXVIBRTN | Excessive Vibration | Excessive Vibration - EXVIBRTN | Problem | RS
WYPWDSTP | Wayside Power Distribution Panel | Wayside Power Distribution Panel - WYPWDSTP | JAMMEDEQ | Jammed Equipment | Jammed Equipment - JAMMEDEQ | Problem | RS
WYPWDSTP | Wayside Power Distribution Panel | Wayside Power Distribution Panel - WYPWDSTP | LEAKING | Leaking | Leaking - LEAKING | Problem | RS
WYPWDSTP | Wayside Power Distribution Panel | Wayside Power Distribution Panel - WYPWDSTP | LOWPERF | Low Performance | Low Performance - LOWPERF | Problem | RS
WYPWDSTP | Wayside Power Distribution Panel | Wayside Power Distribution Panel - WYPWDSTP | NONOPER | Non-Operational | Non-Operational - NONOPER | Problem | RS
WYPWDSTP | Wayside Power Distribution Panel | Wayside Power Distribution Panel - WYPWDSTP | PHYDMGE | Physical Damage | Physical Damage - PHYDMGE | Problem | RS
WYPWDSTP | Wayside Power Distribution Panel | Wayside Power Distribution Panel - WYPWDSTP | PWOUTNP2 | Power Outage /No Power | Power Outage /No Power - PWOUTNP2 | Problem | RS
WYPWDSTP | Wayside Power Distribution Panel | Wayside Power Distribution Panel - WYPWDSTP | UNSMELL | Unusual Smell | Unusual Smell - UNSMELL | Problem | RS
WYPWDSTP | Wayside Power Distribution Panel | Wayside Power Distribution Panel - WYPWDSTP | UNSMOKE | Unusual Smoke | Unusual Smoke - UNSMOKE | Problem | RS
WYPWDSTP | Wayside Power Distribution Panel | Wayside Power Distribution Panel - WYPWDSTP | ACCIDENT | Accident | Accident - ACCIDENT | Failure | RS
WYPWDSTP | Wayside Power Distribution Panel | Wayside Power Distribution Panel - WYPWDSTP | CIRCBRK1 | Circuit Breaker | Circuit Breaker - CIRCBRK1 | Failure | RS
WYPWDSTP | Wayside Power Distribution Panel | Wayside Power Distribution Panel - WYPWDSTP | COCRCA1 | Control Circuit Contactors | Control Circuit Contactors - COCRCA1 | Failure | RS
WYPWDSTP | Wayside Power Distribution Panel | Wayside Power Distribution Panel - WYPWDSTP | COCRCN1 | Control Circuit Connector | Control Circuit Connector - COCRCN1 | Failure | RS
WYPWDSTP | Wayside Power Distribution Panel | Wayside Power Distribution Panel - WYPWDSTP | CONTCIW1 | Control Circuit Wiring | Control Circuit Wiring - CONTCIW1 | Failure | RS
WYPWDSTP | Wayside Power Distribution Panel | Wayside Power Distribution Panel - WYPWDSTP | COTRCIR1 | Control Circuit Relay | Control Circuit Relay - COTRCIR1 | Failure | RS
WYPWDSTP | Wayside Power Distribution Panel | Wayside Power Distribution Panel - WYPWDSTP | WIRING1 | Wiring | Wiring - WIRING1 | Failure | RS
WYPWDSTP | Wayside Power Distribution Panel | Wayside Power Distribution Panel - WYPWDSTP | WPDPDET | Wayside Power Distribution Panel Deteriorated | Wayside Power Distribution Panel Deteriorated - WPDPDET | Failure | RS
WYPWDSTP | Wayside Power Distribution Panel | Wayside Power Distribution Panel - WYPWDSTP | WPDPFAIL | Wayside Power Distribution Panel Failed | Wayside Power Distribution Panel Failed - WPDPFAIL | Failure | RS
WYPWDSTP | Wayside Power Distribution Panel | Wayside Power Distribution Panel - WYPWDSTP | WPPCDET | Wayside Panel Power Cables/Plugs Deteriorated | Wayside Panel Power Cables/Plugs Deteriorated - WPPCDET | Failure | RS
WYPWDSTP | Wayside Power Distribution Panel | Wayside Power Distribution Panel - WYPWDSTP | ACCIDENT | Accident | Accident - ACCIDENT | Cause | RS
WYPWDSTP | Wayside Power Distribution Panel | Wayside Power Distribution Panel - WYPWDSTP | ACCWEAR | Accelerated Wear | Accelerated Wear - ACCWEAR | Cause | RS
WYPWDSTP | Wayside Power Distribution Panel | Wayside Power Distribution Panel - WYPWDSTP | ACTGOD | Weather condition/Forces of nature or Act of God | Weather condition/Forces of nature or Act of God - ACTGOD | Cause | RS
WYPWDSTP | Wayside Power Distribution Panel | Wayside Power Distribution Panel - WYPWDSTP | AGING101 | Aging | Aging - AGING101 | Cause | RS
WYPWDSTP | Wayside Power Distribution Panel | Wayside Power Distribution Panel - WYPWDSTP | AGING103 | Aging | Aging - AGING103 | Cause | RS
WYPWDSTP | Wayside Power Distribution Panel | Wayside Power Distribution Panel - WYPWDSTP | AGING18 | Aging | Aging - AGING18 | Cause | RS
WYPWDSTP | Wayside Power Distribution Panel | Wayside Power Distribution Panel - WYPWDSTP | AGING20 | Aging | Aging - AGING20 | Cause | RS
WYPWDSTP | Wayside Power Distribution Panel | Wayside Power Distribution Panel - WYPWDSTP | AGING26 | Aging | Aging - AGING26 | Cause | RS
WYPWDSTP | Wayside Power Distribution Panel | Wayside Power Distribution Panel - WYPWDSTP | AGING60 | Aging | Aging - AGING60 | Cause | RS
WYPWDSTP | Wayside Power Distribution Panel | Wayside Power Distribution Panel - WYPWDSTP | CONTAM | Contamination | Contamination - CONTAM | Cause | RS
WYPWDSTP | Wayside Power Distribution Panel | Wayside Power Distribution Panel - WYPWDSTP | DEFASSET | Defective Asset | Defective Asset - DEFASSET | Cause | RS
WYPWDSTP | Wayside Power Distribution Panel | Wayside Power Distribution Panel - WYPWDSTP | ELECF101 | Electrical Fault | Electrical Fault - ELECF101 | Cause | RS
WYPWDSTP | Wayside Power Distribution Panel | Wayside Power Distribution Panel - WYPWDSTP | ELECF103 | Electrical Fault | Electrical Fault - ELECF103 | Cause | RS
WYPWDSTP | Wayside Power Distribution Panel | Wayside Power Distribution Panel - WYPWDSTP | ELECFA28 | Electrical Fault | Electrical Fault - ELECFA28 | Cause | RS
WYPWDSTP | Wayside Power Distribution Panel | Wayside Power Distribution Panel - WYPWDSTP | ELECFA52 | Electrical Fault | Electrical Fault - ELECFA52 | Cause | RS
WYPWDSTP | Wayside Power Distribution Panel | Wayside Power Distribution Panel - WYPWDSTP | ELECFA8 | Electrical Fault | Electrical Fault - ELECFA8 | Cause | RS
WYPWDSTP | Wayside Power Distribution Panel | Wayside Power Distribution Panel - WYPWDSTP | ELECFA80 | Electrical Fault | Electrical Fault - ELECFA80 | Cause | RS
WYPWDSTP | Wayside Power Distribution Panel | Wayside Power Distribution Panel - WYPWDSTP | EXLOAD | Excessive Load | Excessive Load - EXLOAD | Cause | RS
WYPWDSTP | Wayside Power Distribution Panel | Wayside Power Distribution Panel - WYPWDSTP | IMPRMNT | Improper Maintenance | Improper Maintenance - IMPRMNT | Cause | RS
WYPWDSTP | Wayside Power Distribution Panel | Wayside Power Distribution Panel - WYPWDSTP | INSLUBR | Insufficient Lubrication | Insufficient Lubrication - INSLUBR | Cause | RS
WYPWDSTP | Wayside Power Distribution Panel | Wayside Power Distribution Panel - WYPWDSTP | LACKTRN | Lack of/ Inadequate Training | Lack of/ Inadequate Training - LACKTRN | Cause | RS
WYPWDSTP | Wayside Power Distribution Panel | Wayside Power Distribution Panel - WYPWDSTP | LOOSC17 | Loose Connection | Loose Connection - LOOSC17 | Cause | RS
WYPWDSTP | Wayside Power Distribution Panel | Wayside Power Distribution Panel - WYPWDSTP | LOOSC4 | Loose Connection | Loose Connection - LOOSC4 | Cause | RS
WYPWDSTP | Wayside Power Distribution Panel | Wayside Power Distribution Panel - WYPWDSTP | MISSCMP | Loose/ Missing Component | Loose/ Missing Component - MISSCMP | Cause | RS
WYPWDSTP | Wayside Power Distribution Panel | Wayside Power Distribution Panel - WYPWDSTP | NRMWEAR | Normal Wear | Normal Wear - NRMWEAR | Cause | RS
WYPWDSTP | Wayside Power Distribution Panel | Wayside Power Distribution Panel - WYPWDSTP | OTHER | Other (specify) | Other (specify) - OTHER | Cause | RS
WYPWDSTP | Wayside Power Distribution Panel | Wayside Power Distribution Panel - WYPWDSTP | OTHER2 | Other (Specify) | Other (Specify) - OTHER2 | Cause | RS
WYPWDSTP | Wayside Power Distribution Panel | Wayside Power Distribution Panel - WYPWDSTP | PRINSTAL | Poor Installation | Poor Installation - PRINSTAL | Cause | RS
WYPWDSTP | Wayside Power Distribution Panel | Wayside Power Distribution Panel - WYPWDSTP | PROCISSU | Procedure Issue | Procedure Issue - PROCISSU | Cause | RS
WYPWDSTP | Wayside Power Distribution Panel | Wayside Power Distribution Panel - WYPWDSTP | UTLFAIL | Utility Failure | Utility Failure - UTLFAIL | Cause | RS
WYPWDSTP | Wayside Power Distribution Panel | Wayside Power Distribution Panel - WYPWDSTP | VNDLSM | Vandalism | Vandalism - VNDLSM | Cause | RS
WYPWDSTP | Wayside Power Distribution Panel | Wayside Power Distribution Panel - WYPWDSTP | WIRING1 | Wiring | Wiring - WIRING1 | Cause | RS
WYPWDSTP | Wayside Power Distribution Panel | Wayside Power Distribution Panel - WYPWDSTP | WORNCMPT | Defective/ Worn Component | Defective/ Worn Component - WORNCMPT | Cause | RS
WYPWDSTP | Wayside Power Distribution Panel | Wayside Power Distribution Panel - WYPWDSTP | WRONSI2 | Wrong Size | Wrong Size - WRONSI2 | Cause | RS
WYPWDSTP | Wayside Power Distribution Panel | Wayside Power Distribution Panel - WYPWDSTP | WRONSI4 | Wrong Size | Wrong Size - WRONSI4 | Cause | RS
WYPWDSTP | Wayside Power Distribution Panel | Wayside Power Distribution Panel - WYPWDSTP | ADJUSTD | Adjusted | Adjusted - ADJUSTD | Action | RS
WYPWDSTP | Wayside Power Distribution Panel | Wayside Power Distribution Panel - WYPWDSTP | CHKMM | Check Manufacturer Manual | Check Manufacturer Manual - CHKMM | Action | RS
WYPWDSTP | Wayside Power Distribution Panel | Wayside Power Distribution Panel - WYPWDSTP | DECOMM | Decommission | Decommission - DECOMM | Action | RS
WYPWDSTP | Wayside Power Distribution Panel | Wayside Power Distribution Panel - WYPWDSTP | DECONTME | Decontaminate | Decontaminate - DECONTME | Action | RS
WYPWDSTP | Wayside Power Distribution Panel | Wayside Power Distribution Panel - WYPWDSTP | DONOTHIN | Do Nothing | Do Nothing - DONOTHIN | Action | RS
WYPWDSTP | Wayside Power Distribution Panel | Wayside Power Distribution Panel - WYPWDSTP | LUBRCTE | Lubricate | Lubricate - LUBRCTE | Action | RS
WYPWDSTP | Wayside Power Distribution Panel | Wayside Power Distribution Panel - WYPWDSTP | OTHER | Other (specify) | Other (specify) - OTHER | Action | RS
WYPWDSTP | Wayside Power Distribution Panel | Wayside Power Distribution Panel - WYPWDSTP | RECALBRT | Recalibrate | Recalibrate - RECALBRT | Action | RS
WYPWDSTP | Wayside Power Distribution Panel | Wayside Power Distribution Panel - WYPWDSTP | REMVOBT | Remove Obstruction | Remove Obstruction - REMVOBT | Action | RS
WYPWDSTP | Wayside Power Distribution Panel | Wayside Power Distribution Panel - WYPWDSTP | REPAIR | Repair | Repair - REPAIR | Action | RS
WYPWDSTP | Wayside Power Distribution Panel | Wayside Power Distribution Panel - WYPWDSTP | REPCMPT | Repair Component | Repair Component - REPCMPT | Action | RS
WYPWDSTP | Wayside Power Distribution Panel | Wayside Power Distribution Panel - WYPWDSTP | REPLACE | Replace | Replace - REPLACE | Action | RS
WYPWDSTP | Wayside Power Distribution Panel | Wayside Power Distribution Panel - WYPWDSTP | REPLASS | Replace Asset | Replace Asset - REPLASS | Action | RS
WYPWDSTP | Wayside Power Distribution Panel | Wayside Power Distribution Panel - WYPWDSTP | REPLCMPT | Replace Component | Replace Component - REPLCMPT | Action | RS
WYPWDSTP | Wayside Power Distribution Panel | Wayside Power Distribution Panel - WYPWDSTP | REPRASS | Repair Asset | Repair Asset - REPRASS | Action | RS
WYPWDSTP | Wayside Power Distribution Panel | Wayside Power Distribution Panel - WYPWDSTP | UPGRADES | Upgrade | Upgrade - UPGRADES | Action | RS
WYPWMCC | Wayside Power MCC | Wayside Power MCC - WYPWMCC | ABNTEMP | Abnormal Temprature | Abnormal Temprature - ABNTEMP | Problem | RS
WYPWMCC | Wayside Power MCC | Wayside Power MCC - WYPWMCC | CORROS | Corrosion | Corrosion - CORROS | Problem | RS
WYPWMCC | Wayside Power MCC | Wayside Power MCC - WYPWMCC | ELECTRIP | Electrical Trip Out | Electrical Trip Out - ELECTRIP | Problem | RS
WYPWMCC | Wayside Power MCC | Wayside Power MCC - WYPWMCC | EXNOISE | Excessive Noise | Excessive Noise - EXNOISE | Problem | RS
WYPWMCC | Wayside Power MCC | Wayside Power MCC - WYPWMCC | EXVIBRTN | Excessive Vibration | Excessive Vibration - EXVIBRTN | Problem | RS
WYPWMCC | Wayside Power MCC | Wayside Power MCC - WYPWMCC | JAMMEDEQ | Jammed Equipment | Jammed Equipment - JAMMEDEQ | Problem | RS
WYPWMCC | Wayside Power MCC | Wayside Power MCC - WYPWMCC | LEAKING | Leaking | Leaking - LEAKING | Problem | RS
WYPWMCC | Wayside Power MCC | Wayside Power MCC - WYPWMCC | LOWPERF | Low Performance | Low Performance - LOWPERF | Problem | RS
WYPWMCC | Wayside Power MCC | Wayside Power MCC - WYPWMCC | NONOPER | Non-Operational | Non-Operational - NONOPER | Problem | RS
WYPWMCC | Wayside Power MCC | Wayside Power MCC - WYPWMCC | PHYDMGE | Physical Damage | Physical Damage - PHYDMGE | Problem | RS
WYPWMCC | Wayside Power MCC | Wayside Power MCC - WYPWMCC | PWOUTNP3 | Power Outage /No Power | Power Outage /No Power - PWOUTNP3 | Problem | RS
WYPWMCC | Wayside Power MCC | Wayside Power MCC - WYPWMCC | UNSMELL | Unusual Smell | Unusual Smell - UNSMELL | Problem | RS
WYPWMCC | Wayside Power MCC | Wayside Power MCC - WYPWMCC | UNSMOKE | Unusual Smoke | Unusual Smoke - UNSMOKE | Problem | RS
WYPWMCC | Wayside Power MCC | Wayside Power MCC - WYPWMCC | ACCIDENT | Accident | Accident - ACCIDENT | Failure | RS
WYPWMCC | Wayside Power MCC | Wayside Power MCC - WYPWMCC | CNRYFAIL | Control Relay Failed | Control Relay Failed - CNRYFAIL | Failure | RS
WYPWMCC | Wayside Power MCC | Wayside Power MCC - WYPWMCC | DEFECN2 | Defected Connector | Defected Connector - DEFECN2 | Failure | RS
WYPWMCC | Wayside Power MCC | Wayside Power MCC - WYPWMCC | DEFEFU8 | Defected Fuse | Defected Fuse - DEFEFU8 | Failure | RS
WYPWMCC | Wayside Power MCC | Wayside Power MCC - WYPWMCC | DEFESW5 | Defected Switch | Defected Switch - DEFESW5 | Failure | RS
WYPWMCC | Wayside Power MCC | Wayside Power MCC - WYPWMCC | MOCCDET | Motor Control Center Deteriorated | Motor Control Center Deteriorated - MOCCDET | Failure | RS
WYPWMCC | Wayside Power MCC | Wayside Power MCC - WYPWMCC | SSCPFAIL | Solid State Components Failed | Solid State Components Failed - SSCPFAIL | Failure | RS
WYPWMCC | Wayside Power MCC | Wayside Power MCC - WYPWMCC | UNDEFU7 | Undersized Fuse | Undersized Fuse - UNDEFU7 | Failure | RS
WYPWMCC | Wayside Power MCC | Wayside Power MCC - WYPWMCC | WMCCONT | Wayside Motor Control Center Contaminated | Wayside Motor Control Center Contaminated - WMCCONT | Failure | RS
WYPWMCC | Wayside Power MCC | Wayside Power MCC - WYPWMCC | WORNCA2 | Worn Cables | Worn Cables - WORNCA2 | Failure | RS
WYPWMCC | Wayside Power MCC | Wayside Power MCC - WYPWMCC | ACCIDENT | Accident | Accident - ACCIDENT | Cause | RS
WYPWMCC | Wayside Power MCC | Wayside Power MCC - WYPWMCC | ACCWEAR | Accelerated Wear | Accelerated Wear - ACCWEAR | Cause | RS
WYPWMCC | Wayside Power MCC | Wayside Power MCC - WYPWMCC | ACTGOD | Weather condition/Forces of nature or Act of God | Weather condition/Forces of nature or Act of God - ACTGOD | Cause | RS
WYPWMCC | Wayside Power MCC | Wayside Power MCC - WYPWMCC | AGING137 | Aging | Aging - AGING137 | Cause | RS
WYPWMCC | Wayside Power MCC | Wayside Power MCC - WYPWMCC | AGING77 | Aging | Aging - AGING77 | Cause | RS
WYPWMCC | Wayside Power MCC | Wayside Power MCC - WYPWMCC | AGING78 | Aging | Aging - AGING78 | Cause | RS
WYPWMCC | Wayside Power MCC | Wayside Power MCC - WYPWMCC | AGING79 | Aging | Aging - AGING79 | Cause | RS
WYPWMCC | Wayside Power MCC | Wayside Power MCC - WYPWMCC | CONTAM | Contamination | Contamination - CONTAM | Cause | RS
WYPWMCC | Wayside Power MCC | Wayside Power MCC - WYPWMCC | DEFASSET | Defective Asset | Defective Asset - DEFASSET | Cause | RS
WYPWMCC | Wayside Power MCC | Wayside Power MCC - WYPWMCC | ELECFA22 | Electrical Fault | Electrical Fault - ELECFA22 | Cause | RS
WYPWMCC | Wayside Power MCC | Wayside Power MCC - WYPWMCC | ELECFA23 | Electrical Fault | Electrical Fault - ELECFA23 | Cause | RS
WYPWMCC | Wayside Power MCC | Wayside Power MCC - WYPWMCC | ELECFA88 | Electrical Fault | Electrical Fault - ELECFA88 | Cause | RS
WYPWMCC | Wayside Power MCC | Wayside Power MCC - WYPWMCC | EXLOAD | Excessive Load | Excessive Load - EXLOAD | Cause | RS
WYPWMCC | Wayside Power MCC | Wayside Power MCC - WYPWMCC | IMPRMNT | Improper Maintenance | Improper Maintenance - IMPRMNT | Cause | RS
WYPWMCC | Wayside Power MCC | Wayside Power MCC - WYPWMCC | IMPRMNT9 | Improper Maintenance | Improper Maintenance - IMPRMNT9 | Cause | RS
WYPWMCC | Wayside Power MCC | Wayside Power MCC - WYPWMCC | INSLUBR | Insufficient Lubrication | Insufficient Lubrication - INSLUBR | Cause | RS
WYPWMCC | Wayside Power MCC | Wayside Power MCC - WYPWMCC | LACKTRN | Lack of/ Inadequate Training | Lack of/ Inadequate Training - LACKTRN | Cause | RS
WYPWMCC | Wayside Power MCC | Wayside Power MCC - WYPWMCC | MISSCMP | Loose/ Missing Component | Loose/ Missing Component - MISSCMP | Cause | RS
WYPWMCC | Wayside Power MCC | Wayside Power MCC - WYPWMCC | NRMWEAR | Normal Wear | Normal Wear - NRMWEAR | Cause | RS
WYPWMCC | Wayside Power MCC | Wayside Power MCC - WYPWMCC | OTHER | Other (specify) | Other (specify) - OTHER | Cause | RS
WYPWMCC | Wayside Power MCC | Wayside Power MCC - WYPWMCC | OTHER5 | Other (Specify) | Other (Specify) - OTHER5 | Cause | RS
WYPWMCC | Wayside Power MCC | Wayside Power MCC - WYPWMCC | PRINSTAL | Poor Installation | Poor Installation - PRINSTAL | Cause | RS
WYPWMCC | Wayside Power MCC | Wayside Power MCC - WYPWMCC | PROCISSU | Procedure Issue | Procedure Issue - PROCISSU | Cause | RS
WYPWMCC | Wayside Power MCC | Wayside Power MCC - WYPWMCC | UTLFAIL | Utility Failure | Utility Failure - UTLFAIL | Cause | RS
WYPWMCC | Wayside Power MCC | Wayside Power MCC - WYPWMCC | VNDLSM | Vandalism | Vandalism - VNDLSM | Cause | RS
WYPWMCC | Wayside Power MCC | Wayside Power MCC - WYPWMCC | WORNCMPT | Defective/ Worn Component | Defective/ Worn Component - WORNCMPT | Cause | RS
WYPWMCC | Wayside Power MCC | Wayside Power MCC - WYPWMCC | ADJUSTD | Adjusted | Adjusted - ADJUSTD | Action | RS
WYPWMCC | Wayside Power MCC | Wayside Power MCC - WYPWMCC | CHKMM | Check Manufacturer Manual | Check Manufacturer Manual - CHKMM | Action | RS
WYPWMCC | Wayside Power MCC | Wayside Power MCC - WYPWMCC | DECOMM | Decommission | Decommission - DECOMM | Action | RS
WYPWMCC | Wayside Power MCC | Wayside Power MCC - WYPWMCC | DECONTME | Decontaminate | Decontaminate - DECONTME | Action | RS
WYPWMCC | Wayside Power MCC | Wayside Power MCC - WYPWMCC | DONOTHIN | Do Nothing | Do Nothing - DONOTHIN | Action | RS
WYPWMCC | Wayside Power MCC | Wayside Power MCC - WYPWMCC | LUBRCTE | Lubricate | Lubricate - LUBRCTE | Action | RS
WYPWMCC | Wayside Power MCC | Wayside Power MCC - WYPWMCC | OTHER | Other (specify) | Other (specify) - OTHER | Action | RS
WYPWMCC | Wayside Power MCC | Wayside Power MCC - WYPWMCC | RECALBRT | Recalibrate | Recalibrate - RECALBRT | Action | RS
WYPWMCC | Wayside Power MCC | Wayside Power MCC - WYPWMCC | REMVOBT | Remove Obstruction | Remove Obstruction - REMVOBT | Action | RS
WYPWMCC | Wayside Power MCC | Wayside Power MCC - WYPWMCC | REPAIR | Repair | Repair - REPAIR | Action | RS
WYPWMCC | Wayside Power MCC | Wayside Power MCC - WYPWMCC | REPCMPT | Repair Component | Repair Component - REPCMPT | Action | RS
WYPWMCC | Wayside Power MCC | Wayside Power MCC - WYPWMCC | REPLACE | Replace | Replace - REPLACE | Action | RS
WYPWMCC | Wayside Power MCC | Wayside Power MCC - WYPWMCC | REPLASS | Replace Asset | Replace Asset - REPLASS | Action | RS
WYPWMCC | Wayside Power MCC | Wayside Power MCC - WYPWMCC | REPLCMPT | Replace Component | Replace Component - REPLCMPT | Action | RS
WYPWMCC | Wayside Power MCC | Wayside Power MCC - WYPWMCC | REPRASS | Repair Asset | Repair Asset - REPRASS | Action | RS
WYPWMCC | Wayside Power MCC | Wayside Power MCC - WYPWMCC | UPGRADES | Upgrade | Upgrade - UPGRADES | Action | RS