## INDEX
Bus Facilities Asset Information and Data Dictionary
MX-ALM-DIC-005
Version | 1
Revision Date | 2024-12-16
This document accompanies the Metrolinx Asset Information Standard (MX-ALM-STD-001). Contact the Manager of Functional Applications, Asset Lifecycle Management for requests to change any of the information within this Data Dictionary.
Index | Description | Status
1 | Change Log
2 | PROD Change Log
3 | Org & Department Codes
4 | Hierarchies (3 Tabs)
4 | Functional Asset Hierarchy
4.1 | Location Hierarchy
4.2 | Functional Hierarchy Mnemonics
5 | Asset Attributes (2 tabs)
5 | Asset Class
5.1 | List of Manufacturers
6 | Asset Attributes - Custom Fields (1 tab)
6 | Custom Fields - Overview
7 | Asset Parts (1 Tab)
7 | Parts
9 | Preventive Maintenance (PM) Schedules
10 | Routes
8 | Work Orders (WO) (1 Tab)
8 | Work Order Closing Codes
9 | MAL - Master Asset List
9 | MAL - Instructions
9.1 | MAL - Warranty
9.2 | Surplus Parts
9.3 | MAL- Bus Facilities Entry

## 1.0 Change Log (hidden)
Version | Change by | Date | Description of Change | Reviewed by | INDEX | Column1
0 | Sohail Mohammed | 2024-09-23 | Initial published version | Bhavik, Ynez, Sohail
1 | Stenil Poovan Sabu | 2024-10-01 | Updated file name from MX-ALM-STD-008 to MX-ALM-DIC-005. | Stenil, Taniya
1 | Stenil Poovan Sabu | 2024-11-07 | Added Eco Structure Web Station to Asset Class and added custom fields. Corrected spellings of IVAC, GRNDLPS, EMRGDFBR in Asset Class, Functional Hierarchy, Hierarchy Mnemonics. Updated MAL-OTHERLOOKUPS sheet with the changes mentioned above. | Bhavik, Ynez, Sohail | 4.0, 4.2, 5.0, 6.0
1 | Stenil Poovan Sabu | 2024-12-05 | Moved Chiller, Cooling Tower, Heat Exchanger asset classes to HVAC in FH table. Added Windshield Washer Fluid Tank - new asset class and cfv | Bhavik, Natalie | 4.0

## 2.0-Prod Change Log (hidden)
Item# | Tab Affected | Description | Severity of Change | Date in UAT | Follow up POC | Target Date for completion | Approved in Prod | Additional Docs affected | INDEX
1
2
3 | [8 empty] | DO NOT DELETE THIS HIDDEN TAB IT IS NEEDED TO TRACK CHANGES FROM THE SYSTEM TO THIS DOCUMENT
4
5
6
7
8
9
10
11
12
13
14
15
16
17
18
19
20
21
22
23
24
25
26
27
28
29
30
31
32
33
34
35
36
37
38
39
40
41
42
43
44
45
46
47
48
49
50
51
52
53
54
55
56
57
58
59
60
61
62
63
64
65
66
67
68
69
70
71
72
73
74
75
76
77
78
79
80
81

## 3.0 Org & Department Codes (hidden)
Organization and Department Code Standards |  |  |  |  | INDEX
DEPARMENT
| Organization | Description | Department | Department Description
| BRT | Bus and Rapid Transit | BRT-BFA | Bus Facilities
|  |  | BRT-BFA-ABR | Aberfoyle
|  |  | BRT-BFA-BRM | Brampton
|  |  | BRT-BFA-EG | East Gwillimbury
|  |  | BRT-BFA-HAM | Hamilton
|  |  | BRT-BFA-KIT | Kitchener
|  |  | BRT-BFA-OSH | Oshawa
|  |  | BRT-BFA-STR | Steeprock
|  |  | BRT-BFA-STVL | Streetsville
Context & Considerations
- The Metrolinx organisation structure is represented in Infor EAM to segregate ownership, cost, and maintainence history of assets
- All assets within Metrolinx EAM will be assigned to (1) Organisation and (1) Department
- The table below highlights the approved list of Organizations and Departments with their associated code
- When providing data sheets, please use the Code in the corresponding columns

## 4.0 Functional Hierarchy
Functional Asset Hierarchy | [5 empty] | INDEX
|  |  | Facility | System | Sub System | Sub System/Position | Position/Asset | Asset
| Level 1 | Level 2 | Level 3 | Level 4 | Level 5 | Level 6 | Level 7 | Level 8
| BFRT | BFA | Aberfoyle | Main Building | Room Interior | Door | Door | (blank)
Brampton
|  |  | East Gwillimbury |  |  | Hand Rail | Hand Rail | (blank)
Hamilton
|  |  | Kitchener |  |  | Overhead Door | Overhead Door | (blank)
Oshawa
|  |  | Steeprock |  |  | Room Interior | Room Interior | (blank)
Streetsville
[6 empty] | Stairway | Stairway | (blank)
[6 empty] | Window System | Window System | (blank)
[6 empty] | Guard Rail | Guard Rail | (blank)
[6 empty] | Fixed Garbage Bin | Fixed Garbage Bin | (blank)
[6 empty] | Fixed Furniture | Fixed Furniture | (blank)
Not in drop down (column P)
Not in drop down (column P)
Not in drop down (column P)
Context & Considerations
- Assets within Metrolinx EAM are associated through parent-child relationships to highlight functional dependencies and cost reporting
- All new assets will either:
(a) Be introduced within an existing structure of the below hierarchy
(b) Modifications of the below hierarchy are required to account for new classification or grouping of assets (Metrolinx involvement in design)
All assets will be associated to a functional position as its parent object
- Load sheets will require the parent object ID to be populated
- Text in this colour are Systems
- Text in this colour are Positions linked to the Assets
- Text in this colour are Asset in Asset hierarchy

## Hirerachy - Tbl (hidden)
Level 1 | Level 2 | Code 3 | Level 3 | Code 4 | Level 4 | Code 5 | Level 5 | Code 6 | Level 6 | Code 7 | Level 7 | Code 8 | Level 8 | Level 6 and 7 Match
|  |  |  | MBLG | Main Building | SBST | Substructure | SBST | Substructure | SBST | Substructure |  |  | Yes
|  |  |  | MBLG | Main Building | SHELL | Shell | FLTROOF | Flat Roof | FLTROOF | Flat Roof |  |  | Yes
|  |  |  | MBLG | Main Building | SHELL | Shell | SLPDRF | Sloped Roof | SLPDRF | Sloped Roof |  |  | Yes
|  |  |  | MBLG | Main Building | SHELL | Shell | EXTRWLL | Exterior Wall | EXTRWLL | Exterior Wall |  |  | Yes
|  |  |  | MBLG | Main Building | SHELL | Shell | WINDSYS | Window System | WINDSYS | Window System |  |  | Yes
|  |  |  | MBLG | Main Building | SHELL | Shell | PRPTWLL | Parapet Wall | PRPTWLL | Parapet Wall |  |  | Yes
|  |  |  | MBLG | Main Building | SHELL | Shell | DR | Door | DR | Door |  |  | Yes
|  |  |  | MBLG | Main Building | SHELL | Shell | ACCPLTF | Access Platform | ACCPLTF | Access Platform |  |  | Yes
|  |  |  | MBLG | Main Building | SHELL | Shell | DRARCRTN | Door Air Curtain | DRARCRTN | Door Air Curtain |  |  | Yes
|  |  |  | MBLG | Main Building | SHELL | Shell | SPSTRUCT | Super Structure | SPSTRUCT | Super Structure |  |  | Yes
|  |  |  | MBLG | Main Building | SHELL | Shell | OHDDR | Overhead Door | OHDDR | Overhead Door |  |  | Yes
|  |  |  | MBLG | Main Building | SHELL | Shell | CNPY | Canopy | CNPY | Canopy |  |  | Yes
|  |  |  | MBLG | Main Building | SHELL | Shell | SKYLGHT | Skylight | SKYLGHT | Skylight |  |  | Yes
|  |  |  | MBLG | Main Building | SHELL | Shell | INSPPIT | Inspection Pit | INSPPIT | Inspection Pit |  |  | Yes
|  |  |  | MBLG | Main Building | SHELL | Shell | HNDRL | Hand Rail | HNDRL | Hand Rail |  |  | Yes
|  |  |  | MBLG | Main Building | SHELL | Shell | GRDRL | Guard Rail | GRDRL | Guard Rail |  |  | Yes
|  |  |  | MBLG | Main Building | SHELL | Shell | RFDRN | Roof Drain | RFDRN | Roof Drain |  |  | Yes
|  |  |  | MBLG | Main Building | RMINT | Room Interior | DR | Door | DR | Door |  |  | Yes
|  |  |  | MBLG | Main Building | RMINT | Room Interior | FXFURN | Fixed Furniture | FXFURN | Fixed Furniture |  |  | Yes
|  |  |  | MBLG | Main Building | RMINT | Room Interior | FXGRBG | Fixed Garbage Bin | FXGRBG | Fixed Garbage Bin |  |  | Yes
|  |  |  | MBLG | Main Building | RMINT | Room Interior | WINDSYS | Window System | WINDSYS | Window System |  |  | Yes
|  |  |  | MBLG | Main Building | RMINT | Room Interior | OHDDR | Overhead Door | OHDDR | Overhead Door |  |  | Yes
|  |  |  | MBLG | Main Building | RMINT | Room Interior | GRDRL | Guard Rail | GRDRL | Guard Rail |  |  | Yes
|  |  |  | MBLG | Main Building | RMINT | Room Interior | HNDRL | Hand Rail | HNDRL | Hand Rail |  |  | Yes
|  |  |  | MBLG | Main Building | RMINT | Room Interior | STRWY | Stairway | STRWY | Stairway |  |  | Yes
|  |  |  | MBLG | Main Building | RMINT | Room Interior | RMINT | Room Interior | RMINT | Room Interior |  |  | Yes
|  |  |  | MBLG | Main Building | SRV | Services | HAS | Health and Safety | FRSTADKT | First Aid Kit | FRSTADKT | First Aid Kit | No
|  |  |  | MBLG | Main Building | SRV | Services | HAS | Health and Safety | FLLARSYS | Fall Arrest System | FLLARSYS | Fall Arrest System | No
|  |  |  | MBLG | Main Building | SRV | Services | HAS | Health and Safety | SPLKTSTN | Spill Kits Station | SPLKTSTN | Spill Kits Station | No
|  |  |  | MBLG | Main Building | SRV | Services | HAS | Health and Safety | EMREAS | Emergency Eyewash and Shower | EMREAS | Emergency Eyewash and Shower | No
|  |  |  | MBLG | Main Building | SRV | Services | HAS | Health and Safety | EMRGDFBR | Emergency Defibrillator | EMRGDFBR | Emergency Defibrillator | No
|  |  |  | MBLG | Main Building | SRV | Services | ELEC | Electrical | TRNSFRSW | Automatic Transfer Switch | TRNSFRSW | Automatic Transfer Switch | No
|  |  |  | MBLG | Main Building | SRV | Services | ELEC | Electrical | SWTBRD | Switchboard | SWTBRD | Switchboard | No
|  |  |  | MBLG | Main Building | SRV | Services | ELEC | Electrical | LOWVLTTR | Low Voltage Transformer | LOWVLTTR | Low Voltage Transformer | No
|  |  |  | MBLG | Main Building | SRV | Services | ELEC | Electrical | MHVLTFR | Medium/ High Voltage Transformer | MHVLTFR | Medium/ High Voltage Transformer | No
|  |  |  | MBLG | Main Building | SRV | Services | ELEC | Electrical | LGHTCTRL | Lighting Control System | LGHTCTRL | Lighting Control System | No
|  |  |  | MBLG | Main Building | SRV | Services | ELEC | Electrical | CP | Control Panel | CP | Control Panel | No
|  |  |  | MBLG | Main Building | SRV | Services | ELEC | Electrical | UPS | Uninterruptable Power Supply | UPS | Uninterruptable Power Supply | No
|  |  |  | MBLG | Main Building | SRV | Services | ELEC | Electrical | CPCTR | Capacitor | CPCTR | Capacitor | No
|  |  |  | MBLG | Main Building | SRV | Services | ELEC | Electrical | HNDDRY | Hand Dryer | HNDDRY | Hand Dryer | No
|  |  |  | MBLG | Main Building | SRV | Services | ELEC | Electrical | MTRCONT | Motor Control Centers | MTRCONT | Motor Control Centers | No
|  |  |  | MBLG | Main Building | SRV | Services | ELEC | Electrical | PHTOSYS | Photovoltaic System | PHTOSYS | Photovoltaic System | No
|  |  |  | MBLG | Main Building | SRV | Services | ELEC | Electrical | LGHT | Lighting | LGHT | Lighting | No
|  |  |  | MBLG | Main Building | SRV | Services | ELEC | Electrical | BATCH | Battery Charger | BATCH | Battery Charger | No
|  |  |  | MBLG | Main Building | SRV | Services | ELEC | Electrical | SIGLGHT | Signal Light | SIGLGHT | Signal Light | No
|  |  |  | MBLG | Main Building | SRV | Services | ELEC | Electrical | HTTRSYS | Heat Trace System | HTTRSYS | Heat Trace System | No
|  |  |  | MBLG | Main Building | SRV | Services | ELEC | Electrical | ELECHTS | Electric Heat Trace System | ELECHTS | Electric Heat Trace System | No
|  |  |  | MBLG | Main Building | SRV | Services | ELEC | Electrical | BPEMERGL | Battery Powered Emergency Lighting and Exit Lighting | BPEMERGL | Battery Powered Emergency Lighting and Exit Lighting | No
|  |  |  | MBLG | Main Building | SRV | Services | ELEC | Electrical | DRWOUTBR | Draw - Out Breaker | DRWOUTBR | Draw - Out Breaker | No
|  |  |  | MBLG | Main Building | SRV | Services | ELEC | Electrical | DCSW | Disconnect Switch | DCSW | Disconnect Switch | No
|  |  |  | MBLG | Main Building | SRV | Services | FRSYS | Fire System | FREXTNG | Fire Extinguisher | FREXTNG | Fire Extinguisher | No
|  |  |  | MBLG | Main Building | SRV | Services | FRSYS | Fire System | FRPANEL | Fire Panels | FRPANEL | Fire Panels | No
|  |  |  | MBLG | Main Building | SRV | Services | FRSYS | Fire System | FRPRTSYS | Fire Protection Devices | FRPRTSYS | Fire Protection Devices | No
|  |  |  | MBLG | Main Building | SRV | Services | FRSYS | Fire System | SPRNKSYS | Sprinkler System | SPRNKSYS | Sprinkler System | No
|  |  |  | MBLG | Main Building | SRV | Services | FRSYS | Fire System | FRPMP | Fire Pump | FRPMP | Fire Pump | No
|  |  |  | MBLG | Main Building | SRV | Services | FRSYS | Fire System | FRSHTTR | Fire Shutter | FRSHTTR | Fire Shutter | No
|  |  |  | MBLG | Main Building | SRV | Services | FRSYS | Fire System | FRSUPPU | Fire Suppression System | FRSUPPU | Fire Suppression System | No
|  |  |  | MBLG | Main Building | SRV | Services | FRSYS | Fire System | STPHS | Standpipe and Hose System | STPHS | Standpipe and Hose System | No
|  |  |  | MBLG | Main Building | SRV | Services | FRSYS | Fire System | FBFPR | Fire Backflow Preventer | FBFPR | Fire Backflow Preventer | No
|  |  |  | MBLG | Main Building | SRV | Services | FRSYS | Fire System | FRHSCAB | Fire Hose and Cabinet | FRHSCAB | Fire Hose and Cabinet | No
|  |  |  | MBLG | Main Building | SRV | Services | BAS | Building Automation System | EMS | Energy Management System | EMS | Energy Management System | No
|  |  |  | MBLG | Main Building | SRV | Services | BAS | Building Automation System | BASMS | BAS boards, Modules & Sensors | BASMS | BAS boards, Modules & Sensors | No
|  |  |  | MBLG | Main Building | SRV | Services | BAS | Building Automation System | AIRM | Air Monitoring | AIRM | Air Monitoring | No
|  |  |  | MBLG | Main Building | SRV | Services | BAS | Building Automation System | ESWS | Eco Structure Web Station | ESWS | Eco Structure Web Station | No
|  |  |  | MBLG | Main Building | SRV | Services | CMPADS | Compressed Air Distribution System | ARCMPRS | Air Compressor | ARCMPRS | Air Compressor | No
|  |  |  | MBLG | Main Building | SRV | Services | CMPADS | Compressed Air Distribution System | DRYARCP | Dryer - Air Compressor | DRYARCP | Dryer - Air Compressor | No
|  |  |  | MBLG | Main Building | SRV | Services | CMPADS | Compressed Air Distribution System | PRTKARCP | Pressure Tank - Air Compressor | PRTKARCP | Pressure Tank - Air Compressor | No
|  |  |  | MBLG | Main Building | SRV | Services | CMPADS | Compressed Air Distribution System | AHR | Air Hose Reel | AHR | Air Hose Reel | No
|  |  |  | MBLG | Main Building | SRV | Services | HVAC | HVAC | HTR | Heater | HTR | Heater | No
|  |  |  | MBLG | Main Building | SRV | Services | HVAC | HVAC | BOILR | Boiler | BOILR | Boiler | No
|  |  |  | MBLG | Main Building | SRV | Services | HVAC | HVAC | FAN | Fan | FAN | Fan | No
|  |  |  | MBLG | Main Building | SRV | Services | HVAC | HVAC | FLRHSMS | Floor Heating/ Snow Melting System | FLRHSMS | Floor Heating/ Snow Melting System | No
|  |  |  | MBLG | Main Building | SRV | Services | HVAC | HVAC | HMDFR | Humidifier | HMDFR | Humidifier | No
|  |  |  | MBLG | Main Building | SRV | Services | HVAC | HVAC | DEHMDFR | Dehumidifier | DEHMDFR | Dehumidifier | No
|  |  |  | MBLG | Main Building | SRV | Services | HVAC | HVAC | BFEX | Bus Fume Exhaust | BFEX | Bus Fume Exhaust | No
|  |  |  | MBLG | Main Building | SRV | Services | HVAC | HVAC | HCC | Heating and Cooling Coils | HCC | Heating and Cooling Coils | No
|  |  |  | MBLG | Main Building | SRV | Services | HVAC | HVAC | NGD | Natural Gas Distribution | NGD | Natural Gas Distribution | No
|  |  |  | MBLG | Main Building | SRV | Services | HVAC | HVAC | VAV | Variable Air Volume | VAV | Variable Air Volume | No
|  |  |  | MBLG | Main Building | SRV | Services | HVAC | HVAC | RTU | Roof Top Units | ARCONC | Air-Conditioning – Condenser | No
|  |  |  | MBLG | Main Building | SRV | Services | HVAC | HVAC | RTU | Roof Top Units | HRU | Heat Recovery Unit | No
|  |  |  | MBLG | Main Building | SRV | Services | HVAC | HVAC | RTU | Roof Top Units | ARCONIE | Air Conditioning Indoor Evaporator | No
|  |  |  | MBLG | Main Building | SRV | Services | HVAC | HVAC | RTU | Roof Top Units | ARHU | Air Handling Units | No
|  |  |  | MBLG | Main Building | SRV | Services | HVAC | HVAC | HEATEXCH | Heat Exchanger | HEATEXCH | Heat Exchanger
|  |  |  | MBLG | Main Building | SRV | Services | HVAC | HVAC | CHLRCOOL | Cooling Tower | CHLRCOOL | Cooling Tower
|  |  |  | MBLG | Main Building | SRV | Services | HVAC | HVAC | CHLR | Chiller | CHLR | Chiller
|  |  |  | MBLG | Main Building | SRV | Services | PLB | Plumbing | PMP | Pump | PMP | Pump | No
|  |  |  | MBLG | Main Building | SRV | Services | PLB | Plumbing | BFP | Backflow Prevention | BFP | Backflow Prevention | No
|  |  |  | MBLG | Main Building | SRV | Services | PLB | Plumbing | DOMWDS | Domestic Water Distribution System | DOMWDS | Domestic Water Distribution System | No
|  |  |  | MBLG | Main Building | SRV | Services | PLB | Plumbing | HTWTRHT | Hot Water Heater | HTWTRHT | Hot Water Heater | No
|  |  |  | MBLG | Main Building | SRV | Services | PLB | Plumbing | NONPTWTR | Non - Potable Water System | NONPTWTR | Non - Potable Water System | No
|  |  |  | MBLG | Main Building | SRV | Services | PLB | Plumbing | PLMBFXT | Plumbing Fixture | PLMBFXT | Plumbing Fixture | No
|  |  |  | MBLG | Main Building | SRV | Services | PLB | Plumbing | UTLMTR | Utility Meters | UTLMTR | Utility Meters | No
|  |  |  | MBLG | Main Building | SRV | Services | PLB | Plumbing | WTRSFNR | Water Softener | WTRSFNR | Water Softener | No
|  |  |  | MBLG | Main Building | SRV | Services | PLB | Plumbing | INTRCPT | Interceptor | INTRCPT | Interceptor | No
|  |  |  | MBLG | Main Building | SRV | Services | PLB | Plumbing | STAQOZ | Stabilized Aqueous Ozone | STAQOZ | Stabilized Aqueous Ozone | No
|  |  |  | MBLG | Main Building | SRV | Services | PLB | Plumbing | HYDRSWT | Hydronic System Water Treatment | HYDRSWT | Hydronic System Water Treatment | No
|  |  |  | MBLG | Main Building | SRV | Services | PLB | Plumbing | SMPIT | Sump Pit | SMPIT | Sump Pit | No
|  |  |  | MBLG | Main Building | SRV | Services | LDEV | Lifting Devices | PITJACK | Pit Jack | PITJACK | Pit Jack | No
|  |  |  | MBLG | Main Building | SRV | Services | LDEV | Lifting Devices | CRN | Crane | CRNREMC | Crane Remote Control | No
|  |  |  | MBLG | Main Building | SRV | Services | LDEV | Lifting Devices | CRN | Crane | CRN | Crane | No
|  |  |  | MBLG | Main Building | SRV | Services | LDEV | Lifting Devices | ELVTR | Elevator | ELVTR | Elevator | No
|  |  |  | MBLG | Main Building | SRV | Services | LDEV | Lifting Devices | INGRNHST | In Ground Hoists | INGRNHST | In Ground Hoists | No
|  |  |  | MBLG | Main Building | SRV | Services | LDEV | Lifting Devices | LOADDL | Loading Dock Levelers | LOADDL | Loading Dock Levelers | No
|  |  |  | MBLG | Main Building | SRV | Services | LDEV | Lifting Devices | PRTCOLFT | Portable Column Lift | PRTCOLFT | Portable Column Lift | No
|  |  |  | MBLG | Main Building | SRV | Services | SHEQ | Shop Equipment | GRINDER | Grinder | GRINDER | Grinder | No
|  |  |  | MBLG | Main Building | SRV | Services | SHEQ | Shop Equipment | PTBH | Paint Booth | PTBH | Paint Booth | No
|  |  |  | MBLG | Main Building | SRV | Services | SHEQ | Shop Equipment | SANDBL | Sand Blaster | SANDBL | Sand Blaster | No
|  |  |  | MBLG | Main Building | SRV | Services | SHEQ | Shop Equipment | IVAC | Industrial Vacuum | IVAC | Industrial Vacuum | No
|  |  |  | MBLG | Main Building | SRV | Services | SHEQ | Shop Equipment | TBL | Tire Balancer | TBL | Tire Balancer | No
|  |  |  | MBLG | Main Building | SRV | Services | SHEQ | Shop Equipment | TIC | Tire Inflation Cage | TIC | Tire Inflation Cage | No
|  |  |  | MBLG | Main Building | SRV | Services | SHEQ | Shop Equipment | WBCH | Work Bench | WBCH | Work Bench | No
|  |  |  | MBLG | Main Building | SRV | Services | SHEQ | Shop Equipment | MBK | Metal Brake | MBK | Metal Brake | No
|  |  |  | MBLG | Main Building | SRV | Services | SHEQ | Shop Equipment | DSTTK | Diesel Transfer Tank | DSTTK | Diesel Transfer Tank | No
|  |  |  | MBLG | Main Building | SRV | Services | SHEQ | Shop Equipment | HYPRS | Hydraulic Press | HYPRS | Hydraulic Press | No
|  |  |  | MBLG | Main Building | SRV | Services | SHEQ | Shop Equipment | MTSH | Metal Shear | MTSH | Metal Shear | No
|  |  |  | MBLG | Main Building | SRV | Services | SHEQ | Shop Equipment | DPRS | Drill Press | DPRS | Drill Press | No
|  |  |  | MBLG | Main Building | SRV | Services | SHEQ | Shop Equipment | JCKSTND | Jack Stand | JCKSTND | Jack Stand | No
|  |  |  | MBLG | Main Building | PSYS | Process Systems | WSYS | Wash System | PRSSRWSH | Pressure Washer | PRSSRWSH | Pressure Washer | No
|  |  |  | MBLG | Main Building | PSYS | Process Systems | WSYS | Wash System | PRTSWSH | Parts Washer | PRTSWSH | Parts Washer | No
|  |  |  | MBLG | Main Building | PSYS | Process Systems | WSYS | Wash System | BUSWSH | Bus Wash System | BUSWSH | Bus Wash System | No
|  |  |  | MBLG | Main Building | PSYS | Process Systems | WSYS | Wash System | PMP | Pump | PMP | Pump | No
|  |  |  | MBLG | Main Building | PSYS | Process Systems | BFLS | Bulk Fluid Systems | WOILSYS | Waste Oil System | WOILSYS | Waste Oil System | No
|  |  |  | MBLG | Main Building | PSYS | Process Systems | BFLS | Bulk Fluid Systems | WCOOLSYS | Waste Coolant System | WCOOLSYS | Waste Coolant System | No
|  |  |  | MBLG | Main Building | PSYS | Process Systems | BFLS | Bulk Fluid Systems | WNSHLWSH | Windshield Washer | WNSHLWSH | Windshield Washer | No
|  |  |  | MBLG | Main Building | PSYS | Process Systems | BFLS | Bulk Fluid Systems | EOILFLS | Engine Oil Fluid System | EOILFLS | Engine Oil Fluid System | No
|  |  |  | MBLG | Main Building | PSYS | Process Systems | BFLS | Bulk Fluid Systems | CLFSYS | Coolant Fluid System | CLFSYS | Coolant Fluid System | No
|  |  |  | MBLG | Main Building | PSYS | Process Systems | BFLS | Bulk Fluid Systems | TFLSYS | Transmission Fluid System | TFLSYS | Transmission Fluid System | No
|  |  |  | MBLG | Main Building | PSYS | Process Systems | BFLS | Bulk Fluid Systems | DIFSYS | Diesel Fluid System | DIFSYS | Diesel Fluid System | No
|  |  |  | MBLG | Main Building | PSYS | Process Systems | BFLS | Bulk Fluid Systems | DEFDISP | DEF Distribution System | DEFDISP | DEF Distribution System | No
|  |  |  | MBLG | Main Building | PSYS | Process Systems | BFLS | Bulk Fluid Systems | GRSDSY | Grease Distribution System | GRSDSY | Grease Distribution System | No
|  |  |  | RDGR | Roads and Grounds | GUTL | Grounds Utilities | FRPR | Fire Protection | CURBOX | Curb Box | CURBOX | Curb Box | No
|  |  |  | RDGR | Roads and Grounds | GUTL | Grounds Utilities | FRPR | Fire Protection | FRWST | Fire Water Storage Tank | FRWST | Fire Water Storage Tank | No
|  |  |  | RDGR | Roads and Grounds | GUTL | Grounds Utilities | FRPR | Fire Protection | PSTINVLV | Post Indicator Valve | PSTINVLV | Post Indicator Valve | No
|  |  |  | RDGR | Roads and Grounds | GUTL | Grounds Utilities | FRPR | Fire Protection | FRHYDR | Fire Hydrant | FRHYDR | Fire Hydrant | No
|  |  |  | RDGR | Roads and Grounds | GUTL | Grounds Utilities | STM | Storm Sewer | SEP | Separator | SEP | Separator | No
|  |  |  | RDGR | Roads and Grounds | GUTL | Grounds Utilities | STM | Storm Sewer | DRNCULV | Drainage Culvert | DRNCULV | Drainage Culvert | No
|  |  |  | RDGR | Roads and Grounds | GUTL | Grounds Utilities | STM | Storm Sewer | MNHOL | Manhole | MNHOL | Manhole | No
|  |  |  | RDGR | Roads and Grounds | GUTL | Grounds Utilities | STM | Storm Sewer | DRNCTCHB | Drainage Catch basin | DRNCTCHB | Drainage Catch basin | No
|  |  |  | RDGR | Roads and Grounds | GUTL | Grounds Utilities | STM | Storm Sewer | SUBSTRM | Subsurface Stormwater Management | SUBSTRM | Subsurface Stormwater Management | No
|  |  |  | RDGR | Roads and Grounds | GUTL | Grounds Utilities | STM | Storm Sewer | SURFSTM | Surface Stormwater Management | SURFSTM | Surface Stormwater Management | No
|  |  |  | RDGR | Roads and Grounds | GUTL | Grounds Utilities | SAN | Sanitary Sewer | SEPTNK | Septic Tank | SEPTNK | Septic Tank | No
|  |  |  | RDGR | Roads and Grounds | GUTL | Grounds Utilities | SAN | Sanitary Sewer | WSTWLS | Waste Water Lift Station | WSTWLS | Waste Water Lift Station | No
|  |  |  | RDGR | Roads and Grounds | GUTL | Grounds Utilities | SAN | Sanitary Sewer | MNHOL | Manhole | MNHOL | Manhole | No
|  |  |  | RDGR | Roads and Grounds | GUTL | Grounds Utilities | SAN | Sanitary Sewer | WSTWCOLS | Waste Water Collection System | WSTWCOLS | Waste Water Collection System | No
|  |  |  | RDGR | Roads and Grounds | GUTL | Grounds Utilities | WTR | Water Supply | DOMWDS | Domestic Water Distribution System | DOMWDS | Domestic Water Distribution System | No
|  |  |  | RDGR | Roads and Grounds | GUTL | Grounds Utilities | WTR | Water Supply | IRRIGATON | Irrigation | IRRIGATON | Irrigation | No
|  |  |  | RDGR | Roads and Grounds | GUTL | Grounds Utilities | WTR | Water Supply | WWELL | Water Well | WWELL | Water Well | No
|  |  |  | RDGR | Roads and Grounds | GEL | Grounds Electrical | GRLT | Grounds Lighting | LGHT | Lighting | LGHT | Lighting | No
|  |  |  | RDGR | Roads and Grounds | GEL | Grounds Electrical | GRLT | Grounds Lighting | LGHTSTD | Light Standard | LGHTSTD | Light Standard | No
|  |  |  | RDGR | Roads and Grounds | GEL | Grounds Electrical | GRLT | Grounds Lighting | LGHTCTRL | Lighting Control System | LGHTCTRL | Lighting Control System | No
|  |  |  | RDGR | Roads and Grounds | GEL | Grounds Electrical | EDST | Electrical Distribution | CP | Control Panel | CP | Control Panel | No
|  |  |  | RDGR | Roads and Grounds | GEL | Grounds Electrical | EDST | Electrical Distribution | EMRGGEN | Emergency Generator | EMRGGEN | Emergency Generator | No
|  |  |  | RDGR | Roads and Grounds | GEL | Grounds Electrical | EDST | Electrical Distribution | MNHOL | Manhole | MNHOL | Manhole | No
|  |  |  | RDGR | Roads and Grounds | GEL | Grounds Electrical | EDST | Electrical Distribution | TRANSFMR | Transformer | TRANSFMR | Transformer | No
|  |  |  | RDGR | Roads and Grounds | GEL | Grounds Electrical | EDST | Electrical Distribution | SWTBRD | Switchboard | SWTBRD | Switchboard | No
|  |  |  | RDGR | Roads and Grounds | GEL | Grounds Electrical | EDST | Electrical Distribution | UTLMTR | Utility Meters | UTLMTR | Utility Meters | No
|  |  |  | RDGR | Roads and Grounds | GEL | Grounds Electrical | EDST | Electrical Distribution | VHCLECU | Vehicle Charging Unit | VHCLECU | Vehicle Charging Unit | No
|  |  |  | RDGR | Roads and Grounds | GEL | Grounds Electrical | EDST | Electrical Distribution | DCSW | Disconnect Switch | DCSW | Disconnect Switch | No
|  |  |  | RDGR | Roads and Grounds | GEL | Grounds Electrical | EDST | Electrical Distribution | GRNDLPS | Grounding and Lightning Protection System | GRNDLPS | Grounding and Lightning Protection System | No
|  |  |  | RDGR | Roads and Grounds | GEL | Grounds Electrical | EDST | Electrical Distribution | LOADBNK | Load Bank | LOADBNK | Load Bank | No
|  |  |  | RDGR | Roads and Grounds | GEL | Grounds Electrical | EDST | Electrical Distribution | COGEN | Cogn/Trigen | COGEN | Cogn/Trigen | No
|  |  |  | RDGR | Roads and Grounds | GEL | Grounds Electrical | EDST | Electrical Distribution | CMPADS | Compressed Air Distribution System | CMPADS | Compressed Air Distribution System | No
|  |  |  | RDGR | Roads and Grounds | GRDS | Grounds | FNC | Fence | FNC | Fence |  |  | Yes
|  |  |  | RDGR | Roads and Grounds | GRDS | Grounds | GATE | Gate | GATE | Gate |  |  | Yes
|  |  |  | RDGR | Roads and Grounds | GRDS | Grounds | RTNWLL | Retaining Wall | RTNWLL | Retaining Wall |  |  | Yes
|  |  |  | RDGR | Roads and Grounds | GRDS | Grounds | FXFURN | Fixed Furniture | FXFURN | Fixed Furniture |  |  | Yes
|  |  |  | RDGR | Roads and Grounds | GRDS | Grounds | FLGPL | Flag Pole | FLGPL | Flag Pole |  |  | Yes
|  |  |  | RDGR | Roads and Grounds | GRDS | Grounds | FXGRBG | Fixed Garbage Bin | FXGRBG | Fixed Garbage Bin |  |  | Yes
|  |  |  | RDGR | Roads and Grounds | GRDS | Grounds | SHD | Shed | SHD | Shed |  |  | Yes
|  |  |  | RDGR | Roads and Grounds | GRDS | Grounds | BOLRD | Bollard | BOLRD | Bollard |  |  | Yes
|  |  |  | RDGR | Roads and Grounds | GRDS | Grounds | PEDWLK | Pedestrian Walkway | PEDWLK | Pedestrian Walkway |  |  | Yes
|  |  |  | RDGR | Roads and Grounds | GRDS | Grounds | STRWY | Stairway | STRWY | Stairway |  |  | Yes
|  |  |  | RDGR | Roads and Grounds | GRDS | Grounds | GRDRL | Guard Rail | GRDRL | Guard Rail |  |  | Yes
|  |  |  | RDGR | Roads and Grounds | GRDS | Grounds | HNDRL | Hand Rail | HNDRL | Hand Rail |  |  | Yes
|  |  |  | RDGR | Roads and Grounds | GRDS | Grounds | PEDGATE | Pedestrian Gate | PEDGATE | Pedestrian Gate |  |  | Yes
|  |  |  | RDGR | Roads and Grounds | GRDS | Grounds | ACESRMP | Accessibility Ramp | ACESRMP | Accessibility Ramp |  |  | Yes
|  |  |  | RDGR | Roads and Grounds | GRDS | Grounds | SGNFACID | Signs - Facility ID | SGNFACID | Signs - Facility ID |  |  | Yes
|  |  |  | RDGR | Roads and Grounds | RDW | Roadways | RDWY | Roadway | RDWY | Roadway |  |  | Yes
|  |  |  | RDGR | Roads and Grounds | RDW | Roadways | TRFCBARR | Traffic Barrier | TRFCBARR | Traffic Barrier |  |  | Yes
|  |  |  | RDGR | Roads and Grounds | RDW | Roadways | SGN | Signs | SGN | Signs |  |  | Yes
|  |  |  | RDGR | Roads and Grounds | PLOT | Parking Lot | PKGAREA | Parking Area | PKGAREA | Parking Area |  |  | Yes
|  |  |  | RDGR | Roads and Grounds | PLOT | Parking Lot | SGNPARK | Signs - Parking | SGNPARK | Signs - Parking |  |  | Yes
|  |  |  | RDGR | Roads and Grounds | PLOT | Parking Lot | TRFCBARR | Traffic Barrier | TRFCBARR | Traffic Barrier |  |  | Yes
|  |  |  | RDGR | Roads and Grounds | SDM | Salt Dome | DMESTRCT | Dome Structure | DMESTRCT | Dome Structure |  |  | Yes
|  |  |  | RDGR | Roads and Grounds | SDM | Salt Dome | RTNWLL | Retaining Wall | RTNWLL | Retaining Wall |  |  | Yes
|  |  |  | RDGR | Roads and Grounds | SDM | Salt Dome | GATE | Gate | GATE | Gate |  |  | Yes
|  |  |  | RDGR | Roads and Grounds | PSYS | Process Systems | DSLST | Diesel Storage Tank | DSLST | Diesel Storage Tank |  |  | Yes
|  |  |  | RDGR | Roads and Grounds | PSYS | Process Systems | WSTCT | Waste Coolant Tank | WSTCT | Waste Coolant Tank |  |  | Yes
|  |  |  | RDGR | Roads and Grounds | PSYS | Process Systems | WSTOTANK | Waste Engine Oil Tank | WSTOTANK | Waste Engine Oil Tank |  |  | Yes
|  |  |  | RDGR | Roads and Grounds | PSYS | Process Systems | ENGOTANK | Engine Oil Tank | ENGOTANK | Engine Oil Tank |  |  | Yes
|  |  |  | RDGR | Roads and Grounds | PSYS | Process Systems | COOLTANK | Coolant Tank | COOLTANK | Coolant Tank |  |  | Yes
|  |  |  | RDGR | Roads and Grounds | PSYS | Process Systems | TRANTANK | Transmission Tank | TRANTANK | Transmission Tank |  |  | Yes
|  |  |  | RDGR | Roads and Grounds | PSYS | Process Systems | WWFT | Windshield Washer Fluid Tank | WWFT | Windshield Washer Fluid Tank |  |  | Yes
|  |  |  | RDGR | Roads and Grounds | PSYS | Process Systems | GRYWTANK | Grey Water Tank | GRYWTANK | Grey Water Tank |  |  | Yes
|  |  |  | MBLG | Main Building | PSYS | Process Systems | FDST | Fuel Distribution System | CHCKVLV | Check Valve (>100mm) | CHCKVLV | Check Valve (>100mm) | No

## 4.1 Location Hierarchy
Location Hierarchy |  | INDEX
Location ID | Location Description | Department
L-ABRMMF | Aberfoyle Maintenance Facility | BFA-LOC
L-ABRMMF-F1-BUSSTR | Aberfoyle; Floor 1; Bus Storage | BFA-LOC
L-ABRMMF-F1-BUSSTR-06 | Aberfoyle; Floor 1; Bus Storage; Fluid Room | BFA-LOC
L-ABRMMF-F1-BUSSTR-07 | Aberfoyle; Floor 1; Bus Storage; Janitor Room | BFA-LOC
L-ABRMMF-F1-BUSSTR-L1 | Aberfoyle; Floor 1; Bus Storage; Lane 1 | BFA-LOC
L-ABRMMF-F1-BUSSTR-L2 | Aberfoyle; Floor 1; Bus Storage; Lane 2 | BFA-LOC
L-ABRMMF-F1-BUSSTR-L3 | Aberfoyle; Floor 1; Bus Storage; Lane 3 | BFA-LOC
L-ABRMMF-F1-BUSSTR-L4 | Aberfoyle; Floor 1; Bus Storage; Lane 4 | BFA-LOC
L-ABRMMF-F1-BUSSTR-L5 | Aberfoyle; Floor 1; Bus Storage; Lane 5 | BFA-LOC
L-ABRMMF-F1-BUSWSH | Aberfoyle; Floor 1; Bus Wash Area | BFA-LOC
L-ABRMMF-F1-BUSWSH-01 | Aberfoyle; Floor 1; Bus Wash Area; Bus Wash Equipment Room | BFA-LOC
L-ABRMMF-F1-BUSWSH-02 | Aberfoyle; Floor 1; Bus Wash Area; Forklift Room | BFA-LOC
L-ABRMMF-F1-BUSWSH-03 | Aberfoyle; Floor 1; Bus Wash Area; Vacuum Room | BFA-LOC
L-ABRMMF-F1-FULBY | Aberfoyle; Floor 1; Fuel Bay | BFA-LOC
L-ABRMMF-F1-ADM | Aberfoyle; Floor 1; Main Admin Area | BFA-LOC
L-ABRMMF-F1-ADM-02 | Aberfoyle; Floor 1; Main Admin Area; Changeroom | BFA-LOC
L-ABRMMF-F1-ADM-07 | Aberfoyle; Floor 1; Main Admin Area; Communication Room | BFA-LOC
L-ABRMMF-F1-ADM-08 | Aberfoyle; Floor 1; Main Admin Area; Electrical Room | BFA-LOC
L-ABRMMF-F1-ADM-01 | Aberfoyle; Floor 1; Main Admin Area; Lunchroom | BFA-LOC
L-ABRMMF-F1-ADM-03 | Aberfoyle; Floor 1; Main Admin Area; Men's Washroom | BFA-LOC
L-ABRMMF-F1-ADM-06 | Aberfoyle; Floor 1; Main Admin Area; Office | BFA-LOC
L-ABRMMF-F1-ADM-05 | Aberfoyle; Floor 1; Main Admin Area; Storage | BFA-LOC
L-ABRMMF-F1-ADM-04 | Aberfoyle; Floor 1; Main Admin Area; Women's Washroom | BFA-LOC
L-ABMF-F1-FULBY | Aberfoyle; Floor 1;Fuel Bay | BFA-LOC
L-ABMF-F1-ADM-01 | Aberfoyle; Floor 1;Main Admin Area; Changeroom | BFA-LOC
L-ABMF-F1-ADM-02 | Aberfoyle; Floor 1;Main Admin Area; Communication Room | BFA-LOC
L-ABMF-F1-OTH | Aberfoyle; Floor 1;Other | BFA-LOC
L-ABRMMF-M1-MEZZ | Aberfoyle; Mezzanine 1; Mezzanine | BFA-LOC
L-ABRMMF-RF | Aberfoyle; Roof | BFA-LOC
L-BRMMF | Brampton Maintenance Facility | BFA-LOC
L-BRM-F1-BRM | Brampton; Floor 1; Bus Garage | BFA-LOC
L-BRMMF-F1-BUSREP | Brampton; Floor 1; Bus Repair Area | BFA-LOC
L-BRMMF-F1-BUSREP-D1 | Brampton; Floor 1; Bus Repair Area; Door 1 | BFA-LOC
L-BRMMF-F1-BUSREP-D4 | Brampton; Floor 1; Bus Repair Area; Door 4 | BFA-LOC
L-BRMMF-F1-BUSREP-02 | Brampton; Floor 1; Bus Repair Area; Mechanical Room | BFA-LOC
L-BRMMF-F1-BUSREP-04 | Brampton; Floor 1; Bus Repair Area; Service Alcove | BFA-LOC
L-BRMMF-F1-BUSREP-05 | Brampton; Floor 1; Bus Repair Area; Service Bay | BFA-LOC
L-BRMMF-F1-BUSREP-01 | Brampton; Floor 1; Bus Repair Area; Storage | BFA-LOC
L-BRMMF-F1-BUSREP-03 | Brampton; Floor 1; Bus Repair Area; Storage and Equipment Room | BFA-LOC
L-BRMMF-F1-BUSSTR | Brampton; Floor 1; Bus Storage | BFA-LOC
L-BRMMF-F1-BUSSTR-D10 | Brampton; Floor 1; Bus Storage; Door 10 | BFA-LOC
L-BRMMF-F1-BUSSTR-D4 | Brampton; Floor 1; Bus Storage; Door 4 | BFA-LOC
L-BRMMF-F1-BUSSTR-D5 | Brampton; Floor 1; Bus Storage; Door 5 | BFA-LOC
L-BRMMF-F1-BUSSTR-D6 | Brampton; Floor 1; Bus Storage; Door 6 | BFA-LOC
L-BRMMF-F1-BUSSTR-D7 | Brampton; Floor 1; Bus Storage; Door 7 | BFA-LOC
L-BRMMF-F1-BUSSTR-D8 | Brampton; Floor 1; Bus Storage; Door 8 | BFA-LOC
L-BRMMF-F1-BUSSTR-D9 | Brampton; Floor 1; Bus Storage; Door 9 | BFA-LOC
L-BRMMF-F1-BUSSTR-L1 | Brampton; Floor 1; Bus Storage; Lane 1 | BFA-LOC
L-BRMMF-F1-BUSSTR-L11 | Brampton; Floor 1; Bus Storage; Lane 11 | BFA-LOC
L-BRMMF-F1-BUSSTR-L2 | Brampton; Floor 1; Bus Storage; Lane 2 | BFA-LOC
L-BRMMF-F1-BUSSTR-L3 | Brampton; Floor 1; Bus Storage; Lane 3 | BFA-LOC
L-BRMMF-F1-BUSSTR-L4 | Brampton; Floor 1; Bus Storage; Lane 4 | BFA-LOC
L-BRMMF-F1-BUSSTR-L5 | Brampton; Floor 1; Bus Storage; Lane 5 | BFA-LOC
L-BRMMF-F1-BUSSTR-L6 | Brampton; Floor 1; Bus Storage; Lane 6 | BFA-LOC
L-BRMMF-F1-BUSSTR-L7 | Brampton; Floor 1; Bus Storage; Lane 7 | BFA-LOC
L-BRMMF-F1-BUSWSH- | Brampton; Floor 1; Bus Wash Area | BFA-LOC
L-BRMMF-F1-BUSWSH-01 | Brampton; Floor 1; Bus Wash Area; Bus Wash Equipment Room | BFA-LOC
L-BRMMF-F1-FULBY | Brampton; Floor 1; Fuel Bay | BFA-LOC
L-BRMMF-F1-FULBY-01 | Brampton; Floor 1; Fuel Bay; Fuel Alcove | BFA-LOC
L-BRMMF-F1-FULBY-02 | Brampton; Floor 1; Fuel Bay; Sprinkler/Storage | BFA-LOC
L-BRMMF-F1-ADM | Brampton; Floor 1; Main Admin Area | BFA-LOC
L-BRMMF-F1-ADM-13 | Brampton; Floor 1; Main Admin Area; Communication Room | BFA-LOC
L-BRMMF-F1-ADM-01 | Brampton; Floor 1; Main Admin Area; Dispatch Office | BFA-LOC
L-BRMMF-F1-ADM-12 | Brampton; Floor 1; Main Admin Area; Driver's Locker Area | BFA-LOC
L-BRMMF-F1-ADM-11 | Brampton; Floor 1; Main Admin Area; Electrical Room | BFA-LOC
L-BRMMF-F1-ADM-05 | Brampton; Floor 1; Main Admin Area; Facility Office | BFA-LOC
L-BRMMF-F1-ADM-08 | Brampton; Floor 1; Main Admin Area; Janitor's Room | BFA-LOC
L-BRMMF-F1-ADM-10 | Brampton; Floor 1; Main Admin Area; Lounge | BFA-LOC
L-BRMMF-F1-ADM-02 | Brampton; Floor 1; Main Admin Area; Lunchroom/Kitchen | BFA-LOC
L-BRMMF-F1-ADM-04 | Brampton; Floor 1; Main Admin Area; Meeting Room | BFA-LOC
L-BRMMF-F1-ADM-06 | Brampton; Floor 1; Main Admin Area; Men's Washroom/Locker | BFA-LOC
L-BRMMF-F1-ADM-09 | Brampton; Floor 1; Main Admin Area; Storage | BFA-LOC
L-BRMMF-F1-ADM-03 | Brampton; Floor 1; Main Admin Area; Wellness Centre | BFA-LOC
L-BRMMF-F1-ADM-07 | Brampton; Floor 1; Main Admin Area; Woman's Washroom/Locker | BFA-LOC
L-BRM-F1-MEZZ | Brampton; Floor 1; Mezzanine | BFA-LOC
L-BRM-F1-BUSREP-01 | Brampton; Floor 1;Bus Repair Area; Electrical Room | BFA-LOC
L-BRM-F1-INSP | Brampton; Floor 1;Inspection Pit | BFA-LOC
L-BRM-F1-ADM-03 | Brampton; Floor 1;Main Admin Area; Driver's Lounge | BFA-LOC
L-BRM-F1-OTH | Brampton; Floor 1;Other; | BFA-LOC
L-BRMMF-M1-MEZZ | Brampton; Mezzanine 1; Mezzanine | BFA-LOC
L-BRMMF-RF | Brampton; Roof | BFA-LOC
L-BRM-M1-MEZZ-01 | Brampton;Mezzanine 1; Mezzanine; Mechanical Room | BFA-LOC
L-EGMF | East Gwillimbury Bus Maintenance Facility | BFA-LOC
L-EGMF-F1-BUSREP | East Gwillimbury; Floor 1; Bus Repair Area | BFA-LOC
L-EGMF-F1-BUSREP-04 | East Gwillimbury; Floor 1; Bus Repair Area; Inspection Pit | BFA-LOC
L-EGMF-F1-BUSREP-01 | East Gwillimbury; Floor 1; Bus Repair Area; Mechanical Room | BFA-LOC
L-EGMF-F1-BUSREP-05 | East Gwillimbury; Floor 1; Bus Repair Area; Plant maintenance | BFA-LOC
L-EGMF-F1-BUSREP-03 | East Gwillimbury; Floor 1; Bus Repair Area; Service Bay | BFA-LOC
L-EGMF-F1-BUSREP-02 | East Gwillimbury; Floor 1; Bus Repair Area; Workshop Storage Room | BFA-LOC
L-EGMF-F1-BUSSTR | East Gwillimbury; Floor 1; Bus Storage | BFA-LOC
L-EGMF-F1-BUSSTR-L1 | East Gwillimbury; Floor 1; Bus Storage; Lane 1 | BFA-LOC
L-EGMF-F1-BUSSTR-L2 | East Gwillimbury; Floor 1; Bus Storage; Lane 2 | BFA-LOC
L-EGMF-F1-BUSSTR-L3 | East Gwillimbury; Floor 1; Bus Storage; Lane 3 | BFA-LOC
L-EGMF-F1-BUSSTR-L4 | East Gwillimbury; Floor 1; Bus Storage; Lane 4 | BFA-LOC
L-EGMF-F1-BUSSTR-L5 | East Gwillimbury; Floor 1; Bus Storage; Lane 5 | BFA-LOC
L-EGMF-F1-BUSSTR-L6 | East Gwillimbury; Floor 1; Bus Storage; Lane 6 | BFA-LOC
L-EGMF-F1-BUSSTR-L7 | East Gwillimbury; Floor 1; Bus Storage; Lane 7 | BFA-LOC
L-EGMF-F1-BUSSTR-L8 | East Gwillimbury; Floor 1; Bus Storage; Lane 8 | BFA-LOC
L-EGMF-F1-BUSSTR-L9 | East Gwillimbury; Floor 1; Bus Storage; Lane 9 | BFA-LOC
L-EGMF-F1-BUSWSH | East Gwillimbury; Floor 1; Bus Wash Area | BFA-LOC
L-EGMF-F1-BUSWSH-01 | East Gwillimbury; Floor 1; Bus Wash Area; Bus Wash Equipment Room | BFA-LOC
L-EGMF-F1-BUSWSH-02 | East Gwillimbury; Floor 1; Bus Wash Area; Sprinkler Room | BFA-LOC
L-EGMF-F1-EG | East Gwillimbury; Floor 1; EG Bus Garage | BFA-LOC
L-EGMF-F1-BUSGAR-1 | East Gwillimbury; Floor 1; EG Bus Garage | BFA-LOC
L-EGMF-F1-FULBY | East Gwillimbury; Floor 1; Fuel Bay | BFA-LOC
L-EGMF-F1-ADM | East Gwillimbury; Floor 1; Main Admin Area | BFA-LOC
L-EGMF-F1-ADM-15 | East Gwillimbury; Floor 1; Main Admin Area; Bus Wash Equipment Room | BFA-LOC
L-EGMF-F1-ADM-01 | East Gwillimbury; Floor 1; Main Admin Area; Dispatch | BFA-LOC
L-EGMF-F1-ADM-06 | East Gwillimbury; Floor 1; Main Admin Area; Electrical Room | BFA-LOC
L-EGMF-F1-ADM-17 | East Gwillimbury; Floor 1; Main Admin Area; IT Communication Room | BFA-LOC
L-EGMF-F1-ADM-05 | East Gwillimbury; Floor 1; Main Admin Area; IT/Comunication Room | BFA-LOC
L-EGMF-F1-ADM-11 | East Gwillimbury; Floor 1; Main Admin Area; Janitor's Room | BFA-LOC
L-EGMF-F1-ADM-10 | East Gwillimbury; Floor 1; Main Admin Area; Lounge | BFA-LOC
L-EGMF-F1-ADM-02 | East Gwillimbury; Floor 1; Main Admin Area; Lunch Room | BFA-LOC
L-EGMF-F1-ADM-16 | East Gwillimbury; Floor 1; Main Admin Area; Mechanical Room | BFA-LOC
L-EGMF-F1-ADM-09 | East Gwillimbury; Floor 1; Main Admin Area; Meeting Room | BFA-LOC
L-EGMF-F1-ADM-07 | East Gwillimbury; Floor 1; Main Admin Area; Men's Washroom | BFA-LOC
L-EGMF-F1-ADM-12 | East Gwillimbury; Floor 1; Main Admin Area; Radio Repair Room | BFA-LOC
L-EGMF-F1-ADM-03 | East Gwillimbury; Floor 1; Main Admin Area; Safety and Training Office | BFA-LOC
L-EGMF-F1-ADM-14 | East Gwillimbury; Floor 1; Main Admin Area; Sprinkler Room | BFA-LOC
L-EGMF-F1-ADM-13 | East Gwillimbury; Floor 1; Main Admin Area; Storage | BFA-LOC
L-EGMF-F1-ADM-04 | East Gwillimbury; Floor 1; Main Admin Area; Wellness Centre | BFA-LOC
L-EGMF-F1-ADM-08 | East Gwillimbury; Floor 1; Main Admin Area; Women's Washroom | BFA-LOC
L-EGMF-F1-OTH | East Gwillimbury; Floor 1; Other | BFA-LOC
L-EGMF-F1-OUT-2 | East Gwillimbury; Floor 1; Outside | BFA-LOC
L-EGMF-F1-OUT-1 | East Gwillimbury; Floor 1; Outside North Wall | BFA-LOC
L-EGMF-F1-PKGLOT-1 | East Gwillimbury; Floor 1; Parking Lot | BFA-LOC
L-EGMF-M1-MEZZ | East Gwillimbury; Mezzanine 1; Mezzanine | BFA-LOC
L-EGMF-RF | East Gwillimbury; Roof | BFA-LOC
L-HHMF | Halton Hills | BFA-LOC
L-HHMF-F1-BUSREP | Halton Hills; Floor 1; Bus Repair Area | BFA-LOC
L-HHMF-F1-BUSREP-02 | Halton Hills; Floor 1; Bus Repair Area; Mechanical Room | BFA-LOC
L-HHMF-F1-BUSREP-01 | Halton Hills; Floor 1; Bus Repair Area; Service Bay | BFA-LOC
L-HHMF-F1-BUSREP-03 | Halton Hills; Floor 1; Bus Repair Area; Storage and Equipment Room | BFA-LOC
L-HHMF-F1-BUSREP-04 | Halton Hills; Floor 1; Bus Repair Area; Storage Room | BFA-LOC
L-HHMF-F1-BUSSTR | Halton Hills; Floor 1; Bus Storage | BFA-LOC
L-HHMF-F1-BUSSTR-L1 | Halton Hills; Floor 1; Bus Storage; Lane 1 | BFA-LOC
L-HHMF-F1-BUSSTR-L10 | Halton Hills; Floor 1; Bus Storage; Lane 10 | BFA-LOC
L-HHMF-F1-BUSSTR-L2 | Halton Hills; Floor 1; Bus Storage; Lane 2 | BFA-LOC
L-HHMF-F1-BUSSTR-L3 | Halton Hills; Floor 1; Bus Storage; Lane 3 | BFA-LOC
L-HHMF-F1-BUSSTR-L4 | Halton Hills; Floor 1; Bus Storage; Lane 4 | BFA-LOC
L-HHMF-F1-BUSSTR-L5 | Halton Hills; Floor 1; Bus Storage; Lane 5 | BFA-LOC
L-HHMF-F1-BUSSTR-L6 | Halton Hills; Floor 1; Bus Storage; Lane 6 | BFA-LOC
L-HHMF-F1-BUSSTR-L7 | Halton Hills; Floor 1; Bus Storage; Lane 7 | BFA-LOC
L-HHMF-F1-BUSSTR-L8 | Halton Hills; Floor 1; Bus Storage; Lane 8 | BFA-LOC
L-HHMF-F1-BUSSTR-L9 | Halton Hills; Floor 1; Bus Storage; Lane 9 | BFA-LOC
L-HHMF-F1-BUSWSH | Halton Hills; Floor 1; Bus Wash Area | BFA-LOC
L-HHMF-F1-BUSWSH-01 | Halton Hills; Floor 1; Bus Wash Area; Bus Wash Equipment Room | BFA-LOC
L-HHMF-F1-BUSWSH-02 | Halton Hills; Floor 1; Bus Wash Area; Bus Wash Equipment Room 2 | BFA-LOC
L-HHMF-F1-FULBY | Halton Hills; Floor 1; Fuel Bay | BFA-LOC
L-HHMF-F1-FULBY-01 | Halton Hills; Floor 1; Fuel Bay; Fuel Alcove | BFA-LOC
L-HHMF-F1-ADM | Halton Hills; Floor 1; Main Admin Area | BFA-LOC
L-HHMF-F1-ADM-13 | Halton Hills; Floor 1; Main Admin Area; Communication Room | BFA-LOC
L-HHMF-F1-ADM-01 | Halton Hills; Floor 1; Main Admin Area; Dispatch | BFA-LOC
L-HHMF-F1-ADM-15 | Halton Hills; Floor 1; Main Admin Area; Driver's Lockers | BFA-LOC
L-HHMF-F1-ADM-14 | Halton Hills; Floor 1; Main Admin Area; Electrical Room | BFA-LOC
L-HHMF-F1-ADM-05 | Halton Hills; Floor 1; Main Admin Area; Facility Office | BFA-LOC
L-HHMF-F1-ADM-12 | Halton Hills; Floor 1; Main Admin Area; Janitor Room | BFA-LOC
L-HHMF-F1-ADM-11 | Halton Hills; Floor 1; Main Admin Area; Lounge | BFA-LOC
L-HHMF-F1-ADM-02 | Halton Hills; Floor 1; Main Admin Area; Lunchroom/Kithen | BFA-LOC
L-HHMF-F1-ADM-06 | Halton Hills; Floor 1; Main Admin Area; Men's Drivers Mechanic Washroom | BFA-LOC
L-HHMF-F1-ADM-07 | Halton Hills; Floor 1; Main Admin Area; Men's Locker Room | BFA-LOC
L-HHMF-F1-ADM-08 | Halton Hills; Floor 1; Main Admin Area; Men's Shower Area | BFA-LOC
L-HHMF-F1-ADM-16 | Halton Hills; Floor 1; Main Admin Area; Storage | BFA-LOC
L-HHMF-F1-ADM-04 | Halton Hills; Floor 1; Main Admin Area; Tank Pump Room | BFA-LOC
L-HHMF-F1-ADM-03 | Halton Hills; Floor 1; Main Admin Area; Wellness Centre | BFA-LOC
L-HHMF-F1-ADM-09 | Halton Hills; Floor 1; Main Admin Area; Women's Locker Room | BFA-LOC
L-HHMF-F1-ADM-10 | Halton Hills; Floor 1; Main Admin Area; Women's Shower Area | BFA-LOC
L-HHMF-F1-OTH-1 | Halton Hills; Floor 1; Other | BFA-LOC
L-HHMF-M1-MEZZ | Halton Hills; Mezzanine 1; Mezzanine | BFA-LOC
L-HHMF-M1-OTH-1 | Halton Hills; Mezzanine 1; Other | BFA-LOC
L-HHMF-RF | Halton Hills; Roof | BFA-LOC
L-HMMF | Hamilton Bus Maintenance Facility | BFA-LOC
L-HMMF-F1-BUSREP | Hamilton; Floor 1; Bus Repair Area | BFA-LOC
L-HMMF-F1-BUSREP-02 | Hamilton; Floor 1; Bus Repair Area; Janitor Room | BFA-LOC
L-HMMF-F1-BUSREP-03 | Hamilton; Floor 1; Bus Repair Area; Mechanical Room | BFA-LOC
L-HMMF-F1-BUSREP-01 | Hamilton; Floor 1; Bus Repair Area; Service Bay | BFA-LOC
L-HMMF-F1-BUSREP-04 | Hamilton; Floor 1; Bus Repair Area; Storage and Equipment Room | BFA-LOC
L-HMMF-F1-BUSSTR | Hamilton; Floor 1; Bus Storage | BFA-LOC
L-HMMF-F1-BUSSTR-L1 | Hamilton; Floor 1; Bus Storage; Lane 1 | BFA-LOC
L-HMMF-F1-BUSSTR-L10 | Hamilton; Floor 1; Bus Storage; Lane 10 | BFA-LOC
L-HMMF-F1-BUSSTR-L2 | Hamilton; Floor 1; Bus Storage; Lane 2 | BFA-LOC
L-HMMF-F1-BUSSTR-L3 | Hamilton; Floor 1; Bus Storage; Lane 3 | BFA-LOC
L-HMMF-F1-BUSSTR-L4 | Hamilton; Floor 1; Bus Storage; Lane 4 | BFA-LOC
L-HMMF-F1-BUSSTR-L5 | Hamilton; Floor 1; Bus Storage; Lane 5 | BFA-LOC
L-HMMF-F1-BUSSTR-L6 | Hamilton; Floor 1; Bus Storage; Lane 6 | BFA-LOC
L-HMMF-F1-BUSSTR-L7 | Hamilton; Floor 1; Bus Storage; Lane 7 | BFA-LOC
L-HMMF-F1-BUSSTR-L8 | Hamilton; Floor 1; Bus Storage; Lane 8 | BFA-LOC
L-HMMF-F1-BUSSTR-L9 | Hamilton; Floor 1; Bus Storage; Lane 9 | BFA-LOC
L-HMMF-F1-BUSWSH | Hamilton; Floor 1; Bus Wash Area | BFA-LOC
L-HMMF-F1-BUSWSH-01 | Hamilton; Floor 1; Bus Wash Area; Bus Wash Equipment Room | BFA-LOC
L-HMMF-F1-BUSWSH-02 | Hamilton; Floor 1; Bus Wash Area; Storage Room | BFA-LOC
L-HMMF-F1-FULBY | Hamilton; Floor 1; Fuel Bay | BFA-LOC
L-HMMF-F1-FULBY-01 | Hamilton; Floor 1; Fuel Bay; Fuel Alcove | BFA-LOC
L-HMMF-F1-ADM | Hamilton; Floor 1; Main Admin Area | BFA-LOC
L-HMMF-F1-ADM-01 | Hamilton; Floor 1; Main Admin Area; Dispatch | BFA-LOC
L-HMMF-F1-ADM-12 | Hamilton; Floor 1; Main Admin Area; Driver's Locker Room | BFA-LOC
L-HMMF-F1-ADM-13 | Hamilton; Floor 1; Main Admin Area; Electrical Room | BFA-LOC
L-HMMF-F1-ADM-10 | Hamilton; Floor 1; Main Admin Area; Janitor Room | BFA-LOC
L-HMMF-F1-ADM-09 | Hamilton; Floor 1; Main Admin Area; Lounge | BFA-LOC
L-HMMF-F1-ADM-02 | Hamilton; Floor 1; Main Admin Area; Lunchroom/Kitchen | BFA-LOC
L-HMMF-F1-ADM-11 | Hamilton; Floor 1; Main Admin Area; Meeting Room | BFA-LOC
L-HMMF-F1-ADM-08 | Hamilton; Floor 1; Main Admin Area; Men's Locker Room | BFA-LOC
L-HMMF-F1-ADM-07 | Hamilton; Floor 1; Main Admin Area; Men's Washroom | BFA-LOC
L-HMMF-F1-ADM-14 | Hamilton; Floor 1; Main Admin Area; Storage | BFA-LOC
L-HMMF-F1-ADM-03 | Hamilton; Floor 1; Main Admin Area; Tank Pump Room | BFA-LOC
L-HMMF-F1-ADM-04 | Hamilton; Floor 1; Main Admin Area; Wellness Centre | BFA-LOC
L-HMMF-F1-ADM-06 | Hamilton; Floor 1; Main Admin Area; Women's Locker Room | BFA-LOC
L-HMMF-F1-ADM-05 | Hamilton; Floor 1; Main Admin Area; Women's Washroom | BFA-LOC
L-HAMF-F1-ADM-01 | Hamilton; Floor 1;Main Admin Area; Men's Washroom | BFA-LOC
L-HAMF-F1-ADM-02 | Hamilton; Floor 1;Main Admin Area; Women's Washroom | BFA-LOC
L-HMMF-M1-MEZZ | Hamilton; Mezzanine 1; Mezzanine | BFA-LOC
L-HMMF-RF | Hamilton; Roof | BFA-LOC
L-KITMF | Kitchener Bus Maintenance Facility | BFA-LOC
L-KITMF-F1-BUSREP- | Kitchener; Floor 1; Bus Repair Area | BFA-LOC
L-KITMF-F1-BUSREP-04 | Kitchener; Floor 1; Bus Repair Area; Electrical Room | BFA-LOC
L-KITMF-F1-BUSREP-03 | Kitchener; Floor 1; Bus Repair Area; Mechanical Room | BFA-LOC
L-KITMF-F1-BUSREP-01 | Kitchener; Floor 1; Bus Repair Area; Service Bay | BFA-LOC
L-KITMF-F1-BUSREP-02 | Kitchener; Floor 1; Bus Repair Area; Storage Room | BFA-LOC
L-KITMF-F1-BUSREP-05 | Kitchener; Floor 1; Bus Repair Area; Workshop Storage | BFA-LOC
L-KITMF-F1-BUSSTR | Kitchener; Floor 1; Bus Storage | BFA-LOC
L-KITMF-F1-BUSSTR-L1 | Kitchener; Floor 1; Bus Storage; Lane 1 | BFA-LOC
L-KITMF-F1-BUSSTR-L2 | Kitchener; Floor 1; Bus Storage; Lane 2 | BFA-LOC
L-KITMF-F1-BUSSTR-L3 | Kitchener; Floor 1; Bus Storage; Lane 3 | BFA-LOC
L-KITMF-F1-BUSSTR-L4 | Kitchener; Floor 1; Bus Storage; Lane 4 | BFA-LOC
L-KITMF-F1-BUSWSH- | Kitchener; Floor 1; Bus Wash Area | BFA-LOC
L-KITMF-F1-BUSWSH-01 | Kitchener; Floor 1; Bus Wash Area; Bus Wash Equipment Room | BFA-LOC
L-KITMF-F1-FULBY | Kitchener; Floor 1; Fuel Bay | BFA-LOC
L-KITMF-F1-FULBY-01 | Kitchener; Floor 1; Fuel Bay; Janitor Room | BFA-LOC
L-KITMF-F1-FULBY-02 | Kitchener; Floor 1; Fuel Bay; Sprinkler Room | BFA-LOC
L-KITMF-F1-ADM | Kitchener; Floor 1; Main Admin Area | BFA-LOC
L-KITMF-F1-ADM-04 | Kitchener; Floor 1; Main Admin Area; Bombardier Crew Briefing | BFA-LOC
L-KITMF-F1-ADM-03 | Kitchener; Floor 1; Main Admin Area; Bombardier Supervisor Office | BFA-LOC
L-KITMF-F1-ADM-01 | Kitchener; Floor 1; Main Admin Area; Dispatch Office | BFA-LOC
L-KITMF-F1-ADM-11 | Kitchener; Floor 1; Main Admin Area; Electronics Repair Room | BFA-LOC
L-KITMF-F1-ADM-06 | Kitchener; Floor 1; Main Admin Area; General Offices | BFA-LOC
L-KITMF-F1-ADM-10 | Kitchener; Floor 1; Main Admin Area; IT/Communication Room | BFA-LOC
L-KITMF-F1-ADM-14 | Kitchener; Floor 1; Main Admin Area; Janitor Room | BFA-LOC
L-KITMF-F1-ADM-07 | Kitchener; Floor 1; Main Admin Area; Locker Area | BFA-LOC
L-KITMF-F1-ADM-02 | Kitchener; Floor 1; Main Admin Area; Lunch Room | BFA-LOC
L-KITMF-F1-ADM-08 | Kitchener; Floor 1; Main Admin Area; Meeting Room | BFA-LOC
L-KITMF-F1-ADM-15 | Kitchener; Floor 1; Main Admin Area; Men's Shower Area | BFA-LOC
L-KITMF-F1-ADM-16 | Kitchener; Floor 1; Main Admin Area; Men's Washroom | BFA-LOC
L-KITMF-F1-ADM-13 | Kitchener; Floor 1; Main Admin Area; Quiet Room | BFA-LOC
L-KITMF-F1-ADM-09 | Kitchener; Floor 1; Main Admin Area; Radio Repair Room | BFA-LOC
L-KITMF-F1-ADM-05 | Kitchener; Floor 1; Main Admin Area; Rail Crew Reporting Room | BFA-LOC
L-KITMF-F1-ADM-19 | Kitchener; Floor 1; Main Admin Area; Universal Washroom | BFA-LOC
L-KITMF-F1-ADM-12 | Kitchener; Floor 1; Main Admin Area; Wellness Centre | BFA-LOC
L-KITMF-F1-ADM-18 | Kitchener; Floor 1; Main Admin Area; Women's Shower Area | BFA-LOC
L-KITMF-F1-ADM-17 | Kitchener; Floor 1; Main Admin Area; Women's Washroom | BFA-LOC
L-KTMF-F1-BUSREP-09 | Kitchener; Floor 1;Bus Repair Area; Workshop Storage | BFA-LOC
L-KTMF-F1-FULBY-01 | Kitchener; Floor 1;Fuel Bay; Janitor Room | BFA-LOC
L-KTMF-F1-FULBY-02 | Kitchener; Floor 1;Fuel Bay; Sprinkler Room | BFA-LOC
L-KTMF-F1-ADM-03 | Kitchener; Floor 1;Main Admin Area; Electronics Repair Room | BFA-LOC
L-KTMF-F1-ADM-04 | Kitchener; Floor 1;Main Admin Area; It/Communication Room | BFA-LOC
L-KTMF-F1-ADM-05 | Kitchener; Floor 1;Main Admin Area; Quiet Room | BFA-LOC
L-KTMF-F1-ADM-06 | Kitchener; Floor 1;Main Admin Area; Universal Washroom | BFA-LOC
L-KTMF-F1-ADM-07 | Kitchener; Floor 1;Main Admin Area; Women's Shower Area | BFA-LOC
L-KTMF-F1-ADM-08 | Kitchener; Floor 1;Main Admin Area; Women's Washroom | BFA-LOC
L-KITMF-M1-MEZZ | Kitchener; Mezzanine 1; Mezzanine | BFA-LOC
L-KITMF-RF | Kitchener; Roof | BFA-LOC
L-OSHMF | Oshawa Bus Maintenance Facility | BFA-LOC
L-OSHMF-F1 | Oshawa; Floor 1 | BFA-LOC
L-OSHMF-F1-BFSTR | Oshawa; Floor 1; Bulk Fluid Storage Room | BFA-LOC
L-OSHMF-F1-BUSREP | Oshawa; Floor 1; Bus Repair Area | BFA-LOC
L-OSHMF-F1-BUSREP-08 | Oshawa; Floor 1; Bus Repair Area; Battery Room | BFA-LOC
L-OSHMF-F1-BUSREP-B1 | Oshawa; Floor 1; Bus Repair Area; Bay 1 | BFA-LOC
L-OSHMF-F1-BUSREP-B10 | Oshawa; Floor 1; Bus Repair Area; Bay 10 | BFA-LOC
L-OSHMF-F1-BUSREP-B11 | Oshawa; Floor 1; Bus Repair Area; Bay 11 | BFA-LOC
L-OSHMF-F1-BUSREP-B12 | Oshawa; Floor 1; Bus Repair Area; Bay 12 | BFA-LOC
L-OSHMF-F1-BUSREP-B13 | Oshawa; Floor 1; Bus Repair Area; Bay 13 | BFA-LOC
L-OSHMF-F1-BUSREP-B2 | Oshawa; Floor 1; Bus Repair Area; Bay 2 | BFA-LOC
L-OSHMF-F1-BUSREP-B3 | Oshawa; Floor 1; Bus Repair Area; Bay 3 | BFA-LOC
L-OSHMF-F1-BUSREP-B4 | Oshawa; Floor 1; Bus Repair Area; Bay 4 | BFA-LOC
L-OSHMF-F1-BUSREP-B5 | Oshawa; Floor 1; Bus Repair Area; Bay 5 | BFA-LOC
L-OSHMF-F1-BUSREP-B6 | Oshawa; Floor 1; Bus Repair Area; Bay 6 | BFA-LOC
L-OSHMF-F1-BUSREP-B7 | Oshawa; Floor 1; Bus Repair Area; Bay 7 | BFA-LOC
L-OSHMF-F1-BUSREP-B8 | Oshawa; Floor 1; Bus Repair Area; Bay 8 | BFA-LOC
L-OSHMF-F1-BUSREP-B9 | Oshawa; Floor 1; Bus Repair Area; Bay 9 | BFA-LOC
L-OSHMF-F1-BUSREP-04 | Oshawa; Floor 1; Bus Repair Area; Body Shop | BFA-LOC
L-OSHMF-F1-BUSREP-03 | Oshawa; Floor 1; Bus Repair Area; Degrease Bay | BFA-LOC
L-OSHMF-F1-BUSREP-05 | Oshawa; Floor 1; Bus Repair Area; Fabrication Shop | BFA-LOC
L-OSHMF-F1-BUSREP-07 | Oshawa; Floor 1; Bus Repair Area; Fleet Equipment Storage | BFA-LOC
L-OSHMF-F1-BUSREP-06 | Oshawa; Floor 1; Bus Repair Area; Inspection Pit (Lane 14-16) | BFA-LOC
L-OSHMF-F1-BUSREP-01 | Oshawa; Floor 1; Bus Repair Area; Mechanical Room | BFA-LOC
L-OSHMF-F1-BUSREP-09 | Oshawa; Floor 1; Bus Repair Area; Parts Degrease Area | BFA-LOC
L-OSHMF-F1-BUSREP-02 | Oshawa; Floor 1; Bus Repair Area; Special Clean Room | BFA-LOC
L-OSHMF-F1-BUSSTR | Oshawa; Floor 1; Bus Storage | BFA-LOC
L-OSHMF-F1-BUSSTR-L1 | Oshawa; Floor 1; Bus Storage; Lane 1 | BFA-LOC
L-OSHMF-F1-BUSSTR-L2 | Oshawa; Floor 1; Bus Storage; Lane 2 | BFA-LOC
L-OSHMF-F1-BUSSTR-L3 | Oshawa; Floor 1; Bus Storage; Lane 3 | BFA-LOC
L-OSHMF-F1-BUSSTR-L4 | Oshawa; Floor 1; Bus Storage; Lane 4 | BFA-LOC
L-OSHMF-F1-BUSSTR-L5 | Oshawa; Floor 1; Bus Storage; Lane 5 | BFA-LOC
L-OSHMF-F1-BUSSTR-L6 | Oshawa; Floor 1; Bus Storage; Lane 6 | BFA-LOC
L-OSHMF-F1-BUSSTR-L7 | Oshawa; Floor 1; Bus Storage; Lane 7 | BFA-LOC
L-OSHMF-F1-BUSSTR-L8 | Oshawa; Floor 1; Bus Storage; Lane 8 | BFA-LOC
L-OSHMF-F1-BUSWSH | Oshawa; Floor 1; Bus Wash Area | BFA-LOC
L-OSHMF-F1-BUSWSH-EQRM | Oshawa; Floor 1; Bus Wash Area; Bus Wash Equipment Room | BFA-LOC
L-OSHMF-F1-ELRM | Oshawa; Floor 1; Electrical Room | BFA-LOC
L-OSHMF-F1-ELRRM | Oshawa; Floor 1; Electronics Repair Room | BFA-LOC
L-OSHMF-F1-FLMRM | Oshawa; Floor 1; Flammable Room | BFA-LOC
L-OSHMF-F1-SUPOFF | Oshawa; Floor 1; Fleet Maintenance Supervisor’s Office | BFA-LOC
L-OSHMF-F1-FULBY | Oshawa; Floor 1; Fuel Bay | BFA-LOC
L-OSHMF-F1-ITSTR | Oshawa; Floor 1; IT Storage | BFA-LOC
L-OSHMF-F1-JANRM | Oshawa; Floor 1; Janitor Room | BFA-LOC
L-OSHMF-F1-KITCH | Oshawa; Floor 1; Kitchenette | BFA-LOC
L-OSHMF-F1-LPRTS | Oshawa; Floor 1; Large Parts Storage | BFA-LOC
L-OSHMF-F1-LUNRM | Oshawa; Floor 1; Lunch Room | BFA-LOC
L-OSHMF-F1-ADM-09 | Oshawa; Floor 1; Main Admin Office; Bus Driver's Locker Room | BFA-LOC
L-OSHMF-F1-ADM-07 | Oshawa; Floor 1; Main Admin Office; Bus Operations Admin Area | BFA-LOC
L-OSHMF-F1-ADM-02 | Oshawa; Floor 1; Main Admin Office; Dispatch Office | BFA-LOC
L-OSHMF-F1-ADM-03 | Oshawa; Floor 1; Main Admin Office; Driver's Lunch Room | BFA-LOC
L-OSHMF-F1-ADM-08 | Oshawa; Floor 1; Main Admin Office; Driver's Quiet Room | BFA-LOC
L-OSHMF-F1-ADM-11 | Oshawa; Floor 1; Main Admin Office; Driver's Reporting Room | BFA-LOC
L-OSHMF-F1-ADM-10 | Oshawa; Floor 1; Main Admin Office; First Aid Room | BFA-LOC
L-OSHMF-F1-ADM-05 | Oshawa; Floor 1; Main Admin Office; General Meeting Room | BFA-LOC
L-OSHMF-F1-ADM-13 | Oshawa; Floor 1; Main Admin Office; Main Commnication Equipment Room | BFA-LOC
L-OSHMF-F1-ADM-15 | Oshawa; Floor 1; Main Admin Office; Men’s Washroom | BFA-LOC
L-OSHMF-F1-ADM-01 | Oshawa; Floor 1; Main Admin Office; Reception | BFA-LOC
L-OSHMF-F1-ADM-12 | Oshawa; Floor 1; Main Admin Office; Records Storage | BFA-LOC
L-OSHMF-F1-ADM-06 | Oshawa; Floor 1; Main Admin Office; Uniform Room | BFA-LOC
L-OSHMF-F1-ADM-04 | Oshawa; Floor 1; Main Admin Office; Wellness Centre | BFA-LOC
L-OSHMF-F1-ADM-14 | Oshawa; Floor 1; Main Admin Office; Women’s Washroom | BFA-LOC
L-OSHMF-F1-MCHRM | Oshawa; Floor 1; Mechanical Room | BFA-LOC
L-OSHMF-F1-PRTS | Oshawa; Floor 1; Parts Storage | BFA-LOC
L-OSHMF-F1-PLMTA | Oshawa; Floor 1; Plant Maintenance Admin | BFA-LOC
L-OSHMF-F1-PLOFF | Oshawa; Floor 1; Plant Maintenance Office | BFA-LOC
L-OSHMF-F1-PLMTS | Oshawa; Floor 1; Plant Maintenance Shop | BFA-LOC
L-OSHMF-F1-QCOFF | Oshawa; Floor 1; Quality Control Office | BFA-LOC
L-OSHMF-F1-RADRM | Oshawa; Floor 1; Radio Repair Room | BFA-LOC
L-OSHMF-F1-REC | Oshawa; Floor 1; Receiving/Loading Area | BFA-LOC
L-OSHMF-F1-SHPEQ | Oshawa; Floor 1; Shop Equipment Storage | BFA-LOC
L-OSHMF-F1-CMPRM | Oshawa; Floor 1; Small Compressor Room/Storage | BFA-LOC
L-OSHMF-F1-SPRRM | Oshawa; Floor 1; Sprinkler Room | BFA-LOC
L-OSHMF-F1-TLSTR | Oshawa; Floor 1; Tool Storage | BFA-LOC
L-OSHMF-F1-TRSTR | Oshawa; Floor 1; Transit Safety Storage | BFA-LOC
L-OSMF-F1-BOIL | Oshawa; Floor 1;Boiler Room | BFA-LOC
L-OSMF-F1-BUSREP-B14 | Oshawa; Floor 1;Bus Repair Area; Bay 14 | BFA-LOC
L-OSMF-F1-BUSREP-B15 | Oshawa; Floor 1;Bus Repair Area; Bay 15 | BFA-LOC
L-OSMF-F1-BUSREP-B16 | Oshawa; Floor 1;Bus Repair Area; Bay 16 | BFA-LOC
L-OSMF-F1-BUSREP-01 | Oshawa; Floor 1;Bus Repair Area; Detail Bay | BFA-LOC
L-OSMF-F1-BUSREP-02 | Oshawa; Floor 1;Bus Repair Area; Mechanical Bay | BFA-LOC
L-OSMF-F1-TIRE | Oshawa; Floor 1;Tire Storage Area | BFA-LOC
L-OSHMF-F2-ADM | Oshawa; Floor 2; Admin Area | BFA-LOC
L-OSHMF-F2-ADM-12 | Oshawa; Floor 2; Admin Area; Communication Closet | BFA-LOC
L-OSHMF-F2-ADM-07 | Oshawa; Floor 2; Admin Area; Electrical Closet | BFA-LOC
L-OSHMF-F2-ADM-10 | Oshawa; Floor 2; Admin Area; Janitor Room | BFA-LOC
L-OSHMF-F2-ADM-16 | Oshawa; Floor 2; Admin Area; Lobby | BFA-LOC
L-OSHMF-F2-ADM-09 | Oshawa; Floor 2; Admin Area; Lunch Room | BFA-LOC
L-OSHMF-F2-ADM-14 | Oshawa; Floor 2; Admin Area; Main Admin Area | BFA-LOC
L-OSHMF-F2-ADM-06 | Oshawa; Floor 2; Admin Area; Meeting Room | BFA-LOC
L-OSHMF-F2-ADM-03 | Oshawa; Floor 2; Admin Area; Mens Trainsit Safety Locker Room | BFA-LOC
L-OSHMF-F2-ADM-05 | Oshawa; Floor 2; Admin Area; MTO Room | BFA-LOC
L-OSHMF-F2-ADM-15 | Oshawa; Floor 2; Admin Area; S&T Supervisors Admin Area | BFA-LOC
L-OSHMF-F2-ADM-04 | Oshawa; Floor 2; Admin Area; S&T Supply Room | BFA-LOC
L-OSHMF-F2-ADM-01 | Oshawa; Floor 2; Admin Area; S&T Training Centre | BFA-LOC
L-OSHMF-F2-ADM-02 | Oshawa; Floor 2; Admin Area; Simulator Room | BFA-LOC
L-OSHMF-F2-ADM-11 | Oshawa; Floor 2; Admin Area; Storage Room | BFA-LOC
L-OSHMF-F2-ADM-08 | Oshawa; Floor 2; Admin Area; Transit Safety Supply Closet | BFA-LOC
L-OSHMF-F2-ADM-13 | Oshawa; Floor 2; Admin Area; Video Viewing Room | BFA-LOC
L-OSHMF-M1-MEZ | Oshawa; Mezzanine 1 | BFA-LOC
L-OSHMF-M1-MEZ-06 | Oshawa; Mezzanine 1; Men's Locker Room | BFA-LOC
L-OSHMF-M1-MEZ-08 | Oshawa; Mezzanine 1; Men's Washroom | BFA-LOC
L-OSHMF-M1-MEZ-04 | Oshawa; Mezzanine 1; Meting Room | BFA-LOC
L-OSHMF-M1-MEZ-10 | Oshawa; Mezzanine 1; Solar Panel Electrical Room | BFA-LOC
L-OSHMF-M1-MEZ-05 | Oshawa; Mezzanine 1; Station Services | BFA-LOC
L-OSHMF-M1-MEZ-02 | Oshawa; Mezzanine 1; Stations Operations Room | BFA-LOC
L-OSHMF-M1-MEZ-03 | Oshawa; Mezzanine 1; Storage | BFA-LOC
L-OSHMF-M1-MEZ-01 | Oshawa; Mezzanine 1; Training Centre | BFA-LOC
L-OSHMF-M1-MEZ-07 | Oshawa; Mezzanine 1; Women's Locker Room | BFA-LOC
L-OSHMF-M1-MEZ-09 | Oshawa; Mezzanine 1; Women's Washroom | BFA-LOC
L-OSHMF-RF | Oshawa; Roof | BFA-LOC
L-STRMF | Steeprock Bus Maintenance Facility | BFA-LOC
L-STRMF-F1 | Steeprock; Floor 1 | BFA-LOC
L-STRMF-F1-BFLRM | Steeprock; Floor 1; Bulk Fluids Room | BFA-LOC
L-STRMF-F1-BFMOFF | Steeprock; Floor 1; Bus Fleet Maintenance Office | BFA-LOC
L-STPK-F1-ADM-01 | Steeprock; Floor 1; Bus Fleet Maintenance Office; Bus Equip Main Floor | BFA-LOC
L-STRMF-F1-BFTRNC | Steeprock; Floor 1; Bus Fleet Training Centre | BFA-LOC
L-STRMF-F1-BUSREP | Steeprock; Floor 1; Bus Repair Area | BFA-LOC
L-STRMF-F1-BUSREP-03 | Steeprock; Floor 1; Bus Repair Area; Battery Room | BFA-LOC
L-STRMF-F1-BUSREP-B1 | Steeprock; Floor 1; Bus Repair Area; Bay 1 | BFA-LOC
L-STRMF-F1-BUSREP-B10 | Steeprock; Floor 1; Bus Repair Area; Bay 10 | BFA-LOC
L-STRMF-F1-BUSREP-B11 | Steeprock; Floor 1; Bus Repair Area; Bay 11 | BFA-LOC
L-STRMF-F1-BUSREP-B12 | Steeprock; Floor 1; Bus Repair Area; Bay 12 | BFA-LOC
L-STRMF-F1-BUSREP-B13 | Steeprock; Floor 1; Bus Repair Area; Bay 13 | BFA-LOC
L-STRMF-F1-BUSREP-B14 | Steeprock; Floor 1; Bus Repair Area; Bay 14 | BFA-LOC
L-STRMF-F1-BUSREP-B2 | Steeprock; Floor 1; Bus Repair Area; Bay 2 | BFA-LOC
L-STRMF-F1-BUSREP-B3 | Steeprock; Floor 1; Bus Repair Area; Bay 3 | BFA-LOC
L-STRMF-F1-BUSREP-B4 | Steeprock; Floor 1; Bus Repair Area; Bay 4 | BFA-LOC
L-STRMF-F1-BUSREP-B5 | Steeprock; Floor 1; Bus Repair Area; Bay 5 | BFA-LOC
L-STRMF-F1-BUSREP-B6 | Steeprock; Floor 1; Bus Repair Area; Bay 6 | BFA-LOC
L-STRMF-F1-BUSREP-B7 | Steeprock; Floor 1; Bus Repair Area; Bay 7 | BFA-LOC
L-STRMF-F1-BUSREP-B8 | Steeprock; Floor 1; Bus Repair Area; Bay 8 | BFA-LOC
L-STRMF-F1-BUSREP-B9 | Steeprock; Floor 1; Bus Repair Area; Bay 9 | BFA-LOC
L-STRMF-F1-BUSREP-05 | Steeprock; Floor 1; Bus Repair Area; Body Shop 21 | BFA-LOC
L-STRMF-F1-BUSREP-11 | Steeprock; Floor 1; Bus Repair Area; Bus Fleet Maintenance Washroom's | BFA-LOC
L-STRMF-F1-BUSREP-06 | Steeprock; Floor 1; Bus Repair Area; Degrease Bay 20 | BFA-LOC
L-STRMF-F1-BUSREP-04 | Steeprock; Floor 1; Bus Repair Area; Fabrication Shop 22 | BFA-LOC
L-STRMF-F1-BUSREP-07 | Steeprock; Floor 1; Bus Repair Area; Inspection Pit 1 | BFA-LOC
L-STRMF-F1-BUSREP-08 | Steeprock; Floor 1; Bus Repair Area; Inspection Pit 2 | BFA-LOC
L-STRMF-F1-BUSREP-09 | Steeprock; Floor 1; Bus Repair Area; Inspection Pit 3 | BFA-LOC
L-STRMF-F1-BUSREP-01 | Steeprock; Floor 1; Bus Repair Area; Tire Area | BFA-LOC
L-STRMF-F1-BUSREP-10 | Steeprock; Floor 1; Bus Repair Area; Tire Mezzanine | BFA-LOC
L-STRMF-F1-BUSREP-02 | Steeprock; Floor 1; Bus Repair Area; Tool Storage | BFA-LOC
L-STRMF-F1-BUSSTR | Steeprock; Floor 1; Bus Storage | BFA-LOC
L-STRMF-F1-BUSSTR-L1 | Steeprock; Floor 1; Bus Storage; Lane 1 | BFA-LOC
L-STRMF-F1-BUSSTR-L2 | Steeprock; Floor 1; Bus Storage; Lane 2 | BFA-LOC
L-STRMF-F1-BUSSTR-L3 | Steeprock; Floor 1; Bus Storage; Lane 3 | BFA-LOC
L-STRMF-F1-BUSSTR-L4 | Steeprock; Floor 1; Bus Storage; Lane 4 | BFA-LOC
L-STRMF-F1-BUSSTR-L5 | Steeprock; Floor 1; Bus Storage; Lane 5 | BFA-LOC
L-STRMF-F1-BUSSTR-L6 | Steeprock; Floor 1; Bus Storage; Lane 6 | BFA-LOC
L-STRMF-F1-BUSSTR-L7 | Steeprock; Floor 1; Bus Storage; Lane 7 | BFA-LOC
L-STRMF-F1-BUSSTR-L8 | Steeprock; Floor 1; Bus Storage; Lane 8 | BFA-LOC
L-STRMF-F1-BUSSTR-L9 | Steeprock; Floor 1; Bus Storage; Lane 9 | BFA-LOC
L-STPK-F1-BUSSTR-03 | Steeprock; Floor 1; Bus Storage; New Barn | BFA-LOC
L-STPK-F1-BUSREP-05 | Steeprock; Floor 1; Bus Storage; Old Barn | BFA-LOC
L-STPK-F1-BUSSTR-07 | Steeprock; Floor 1; Bus Storage; Old Barn | BFA-LOC
L-STRMF-F1-BUSSTR-10 | Steeprock; Floor 1; Bus Storage; Turning Area | BFA-LOC
L-STRMF-F1-BUSWSH | Steeprock; Floor 1; Bus Wash Area | BFA-LOC
L-STRMF-F1-CPLM | Steeprock; Floor 1; Central Pumping Area | BFA-LOC
L-STRMF-F1-ELRM | Steeprock; Floor 1; Electrical Room | BFA-LOC
L-STRMF-F1-ELREP | Steeprock; Floor 1; Electronics Repair | BFA-LOC
L-STRMF-F1-FMOFF | Steeprock; Floor 1; Facility Maintenance Office | BFA-LOC
L-STRMF-F1-FULS | Steeprock; Floor 1; Fueling and Service Area | BFA-LOC
L-STRMF-F1-ADM | Steeprock; Floor 1; Main Admin Office | BFA-LOC
L-STRMF-F1-ADM-01 | Steeprock; Floor 1; Main Admin Office; Bus Driver's Lockers | BFA-LOC
L-STRMF-F1-ADM-05 | Steeprock; Floor 1; Main Admin Office; Bus Driver's Lockers | BFA-LOC
L-STRMF-F1-ADM-06 | Steeprock; Floor 1; Main Admin Office; Bus Driver's Quiet Room | BFA-LOC
L-STRMF-F1-ADM-08 | Steeprock; Floor 1; Main Admin Office; Bus Operations Meeting Room | BFA-LOC
L-STRMF-F1-ADM-10 | Steeprock; Floor 1; Main Admin Office; Dispatch Office | BFA-LOC
L-STRMF-F1-ADM-07 | Steeprock; Floor 1; Main Admin Office; First Aid Room | BFA-LOC
L-STRMF-F1-ADM-09 | Steeprock; Floor 1; Main Admin Office; Lunch Room | BFA-LOC
L-STRMF-F1-ADM-03 | Steeprock; Floor 1; Main Admin Office; Men's Washroom | BFA-LOC
L-STRMF-F1-ADM-02 | Steeprock; Floor 1; Main Admin Office; Records | BFA-LOC
L-STRMF-F1-ADM-11 | Steeprock; Floor 1; Main Admin Office; Wellness Centre | BFA-LOC
L-STRMF-F1-ADM-04 | Steeprock; Floor 1; Main Admin Office; Women's Washroom | BFA-LOC
L-STRMF-F1-MCHRM | Steeprock; Floor 1; Mechanical Room | BFA-LOC
L-STPK-F1-NEADM-01 | Steeprock; Floor 1; North East Admin Office; Drivers Area - Hallway | BFA-LOC
L-STRMF-F1-QAOFF | Steeprock; Floor 1; Quality Assurance Office | BFA-LOC
L-STRMF-F1-SHIP | Steeprock; Floor 1; Shipping + Receiving | BFA-LOC
L-STRMF-F1-SPRRM | Steeprock; Floor 1; Sprinkler Room | BFA-LOC
L-STPK-F1-01 | Steeprock; Floor 1; Steeprock Garage; Fire Door | BFA-LOC
L-STRMF-F1-STKRM | Steeprock; Floor 1; Stockroom | BFA-LOC
L-STRMF-F1-TRSVLT | Steeprock; Floor 1; Transformer Vault | BFA-LOC
L-STPK-F1-BUSREP-B21-01 | Steeprock; Floor 1;Bus Repair Area ; Bay 21 | BFA-LOC
L-STPK-F1-BUSREP-D20 | Steeprock; Floor 1;Bus Repair Area ; Near Door 20 | BFA-LOC
L-STPK-F1-BUSREP-03 | Steeprock; Floor 1;Bus Repair Area; Bay 15 | BFA-LOC
L-STPK-F1-BUSREP-B17 | Steeprock; Floor 1;Bus Repair Area; Bay 17 | BFA-LOC
L-STPK-F1-BUSREP-B18 | Steeprock; Floor 1;Bus Repair Area; Bay 18 | BFA-LOC
L-STPK-F1-BUSREP-B19 | Steeprock; Floor 1;Bus Repair Area; Bay 19 | BFA-LOC
L-STPK-F1-BUSREP-B21-02 | Steeprock; Floor 1;Bus Repair Area; Bay 21 | BFA-LOC
L-STPK-F1-BUSREP-04 | Steeprock; Floor 1;Bus Repair Area; Bus Equip Lower | BFA-LOC
L-STPK-F1-BUSREP-08 | Steeprock; Floor 1;Bus Repair Area; Bus Equip Upper | BFA-LOC
L-STPK-F1-BUSREP-06 | Steeprock; Floor 1;Bus Repair Area; Bus Garage | BFA-LOC
L-STPK-F1-BUSREP-07 | Steeprock; Floor 1;Bus Repair Area; Bus Repair - 21 (Centre Shop South) | BFA-LOC
L-STPK-F1-BUSREP-B17-02 | Steeprock; Floor 1;Bus Repair Area; Front Bay 17 | BFA-LOC
L-STPK-F1-BUSREP-10 | Steeprock; Floor 1;Bus Repair Area; Parts Room | BFA-LOC
L-STPK-F1-BUSREP-12 | Steeprock; Floor 1;Bus Repair Area; Plant Shop | BFA-LOC
L-STPK-F1-BUSSTR-L10 | Steeprock; Floor 1;Bus Storage Area; Lane 10 | BFA-LOC
L-STPK-F1-FULBY-04 | Steeprock; Floor 1;Fuel Bay; Old Barn | BFA-LOC
L-STPK-F1-FULBY-06 | Steeprock; Floor 1;Fuel Bay; Old Barn | BFA-LOC
L-STPK-F1-ADM-02 | Steeprock; Floor 1;Main Admin Office; Bus Operations Office | BFA-LOC
L-STPK-F1-ADM-03 | Steeprock; Floor 1;Main Admin Office; By Drivers Enterance | BFA-LOC
L-STPK-F1-ADM-08 | Steeprock; Floor 1;Main Admin Office; Outside Kitchen | BFA-LOC
L-STPK-F1-ADM-09 | Steeprock; Floor 1;Main Admin Office; Outside Mechanical Room | BFA-LOC
L-STPK-F1-ADM-11 | Steeprock; Floor 1;Main Admin Office; Planning | BFA-LOC
L-STPK-F2-LNRM14 | Steeprock; Floor 2; Bus Fleet Lunchroom & Change Rooms | BFA-LOC
L-STRMF-F2-LNRM | Steeprock; Floor 2; Bus Fleet Lunchroom & Change Rooms | BFA-LOC
L-STRMF-F2-NE-ADM-01 | Steeprock; Floor 2; North East Admin Office; Driver Safety & Training Office | BFA-LOC
L-STRMF-F2-W-ADM | Steeprock; Floor 2; West Admin Office | BFA-LOC
L-STPK-F2-WADM-15 | Steeprock; Floor 2; West Admin Office; Bus Equip 2nd Floor | BFA-LOC
L-STPK-F2-BUSREP-16 | Steeprock; Floor 2;Bus Repair Area ; Storage - Inside Double Door | BFA-LOC
L-STPK-F2-OTH13 | Steeprock; Floor 2;Other | BFA-LOC
L-STRMF-M1-BUSREP-12 | Steeprock; Mezzanine 1; Bus Repair Area; Radio Room | BFA-LOC
L-STRMF-M1-BUSREP-01 | Steeprock; Mezzanine 1; Bus Repair Area; Storage | BFA-LOC
L-STRMF-M1-BUSREP-02 | Steeprock; Mezzanine 1; Bus Repair Area; Tire Storage | BFA-LOC
L-STRMF-RF | Steeprock; Roof | BFA-LOC
L-STPK-M1-MEZZ17 | Steeprock;Mezzanine 1; Mezzanine | BFA-LOC
L-STPK-M1-MEZZ-19 | Steeprock;Mezzanine 1; Mezzanine; Compressor Room | BFA-LOC
L-STPK-M1-OTH18 | Steeprock;Mezzanine 1;Other | BFA-LOC
L-STVLMF | Streetsville Bus Maintenance Facility | BFA-LOC
L-STVLMF-F1 | Streetsville; Floor 1 | BFA-LOC
L-STVLMF-F1-BUSREP | Streetsville; Floor 1; Bus Repair Area | BFA-LOC
L-STVLMF-F1-BUSREP-13 | Streetsville; Floor 1; Bus Repair Area; Battery Storage & Charging | BFA-LOC
L-STVLMF-F1-BUSREP-B1 | Streetsville; Floor 1; Bus Repair Area; Bay 1 | BFA-LOC
L-STVLMF-F1-BUSREP-B10 | Streetsville; Floor 1; Bus Repair Area; Bay 10 | BFA-LOC
L-STVLMF-F1-BUSREP-B11 | Streetsville; Floor 1; Bus Repair Area; Bay 11 | BFA-LOC
L-STVLMF-F1-BUSREP-B12 | Streetsville; Floor 1; Bus Repair Area; Bay 12 | BFA-LOC
L-STVLMF-F1-BUSREP-B13 | Streetsville; Floor 1; Bus Repair Area; Bay 13 | BFA-LOC
L-STVLMF-F1-BUSREP-B14 | Streetsville; Floor 1; Bus Repair Area; Bay 14 | BFA-LOC
L-STVLMF-F1-BUSREP-B15 | Streetsville; Floor 1; Bus Repair Area; Bay 15 | BFA-LOC
L-STVLMF-F1-BUSREP-B16 | Streetsville; Floor 1; Bus Repair Area; Bay 16 | BFA-LOC
L-STVLMF-F1-BUSREP-B16B | Streetsville; Floor 1; Bus Repair Area; Bay 16 B | BFA-LOC
L-STVLMF-F1-BUSREP-B2 | Streetsville; Floor 1; Bus Repair Area; Bay 2 | BFA-LOC
L-STVLMF-F1-BUSREP-B23 | Streetsville; Floor 1; Bus Repair Area; Bay 23 | BFA-LOC
L-STVLMF-F1-BUSREP-B24 | Streetsville; Floor 1; Bus Repair Area; Bay 24 | BFA-LOC
L-STVLMF-F1-BUSREP-B3 | Streetsville; Floor 1; Bus Repair Area; Bay 3 | BFA-LOC
L-STVLMF-F1-BUSREP-B4 | Streetsville; Floor 1; Bus Repair Area; Bay 4 | BFA-LOC
L-STVLMF-F1-BUSREP-B5 | Streetsville; Floor 1; Bus Repair Area; Bay 5 | BFA-LOC
L-STVLMF-F1-BUSREP-B6 | Streetsville; Floor 1; Bus Repair Area; Bay 6 | BFA-LOC
L-STVLMF-F1-BUSREP-B7 | Streetsville; Floor 1; Bus Repair Area; Bay 7 | BFA-LOC
L-STVLMF-F1-BUSREP-B8 | Streetsville; Floor 1; Bus Repair Area; Bay 8 | BFA-LOC
L-STVLMF-F1-BUSREP-B9 | Streetsville; Floor 1; Bus Repair Area; Bay 9 | BFA-LOC
L-STVLMF-F1-BUSREP-B17 | Streetsville; Floor 1; Bus Repair Area; Body Shop (Bay 17) | BFA-LOC
L-STVLMF-F1-BUSREP-B18 | Streetsville; Floor 1; Bus Repair Area; Body Shop (Bay 18) | BFA-LOC
L-STVLMF-F1-BUSREP-18 | Streetsville; Floor 1; Bus Repair Area; Bulk Fluid Storage | BFA-LOC
L-STVLMF-F1-BUSREP-10 | Streetsville; Floor 1; Bus Repair Area; Communication Room | BFA-LOC
L-STVLMF-F1-BUSREP-B19 | Streetsville; Floor 1; Bus Repair Area; Degrease Bay (Bay 19) | BFA-LOC
L-STVLMF-F1-BUSREP-16 | Streetsville; Floor 1; Bus Repair Area; Electrical Room | BFA-LOC
L-STVLMF-F1-BUSREP-05 | Streetsville; Floor 1; Bus Repair Area; First Aid Room | BFA-LOC
L-STVLMF-F1-BUSREP-04 | Streetsville; Floor 1; Bus Repair Area; Fleet Maintenance Superviror Office | BFA-LOC
L-STVLMF-F1-BUSREP-B20 | Streetsville; Floor 1; Bus Repair Area; Inspection Pit (Bay 20) | BFA-LOC
L-STVLMF-F1-BUSREP-B21 | Streetsville; Floor 1; Bus Repair Area; Inspection Pit (Bay 21) | BFA-LOC
L-STVLMF-F1-BUSREP-B22 | Streetsville; Floor 1; Bus Repair Area; Inspection Pit (Bay 22) | BFA-LOC
L-STVLMF-F1-BUSREP-11 | Streetsville; Floor 1; Bus Repair Area; Janitor Room | BFA-LOC
L-STVLMF-F1-BUSREP-03 | Streetsville; Floor 1; Bus Repair Area; Lunch Room | BFA-LOC
L-STVLMF-F1-BUSREP-17 | Streetsville; Floor 1; Bus Repair Area; Mechanical Room | BFA-LOC
L-STVLMF-F1-BUSREP-02 | Streetsville; Floor 1; Bus Repair Area; Men's Washroom | BFA-LOC
L-STVLMF-F1-BUSREP-08 | Streetsville; Floor 1; Bus Repair Area; Men's Washroom | BFA-LOC
L-STVLMF-F1-BUSREP-14 | Streetsville; Floor 1; Bus Repair Area; Shop Storage Room | BFA-LOC
L-STVLMF-F1-BUSREP-06 | Streetsville; Floor 1; Bus Repair Area; Stores | BFA-LOC
L-STVLMF-F1-BUSREP-20 | Streetsville; Floor 1; Bus Repair Area; Supervisor's Lunch Room | BFA-LOC
L-STVLMF-F1-BUSREP-07 | Streetsville; Floor 1; Bus Repair Area; Tire Room | BFA-LOC
L-STVLMF-F1-BUSREP-12 | Streetsville; Floor 1; Bus Repair Area; Tool Storage | BFA-LOC
L-STVLMF-F1-BUSREP-19 | Streetsville; Floor 1; Bus Repair Area; Unisex Washroom | BFA-LOC
L-STVLMF-F1-BUSREP-01 | Streetsville; Floor 1; Bus Repair Area; Women's Washroom | BFA-LOC
L-STVLMF-F1-BUSREP-09 | Streetsville; Floor 1; Bus Repair Area; Women's Washroom | BFA-LOC
L-STVLMF-F1-BUSSTR | Streetsville; Floor 1; Bus Storage | BFA-LOC
L-STVLMF-F1-BUSSTR-L1 | Streetsville; Floor 1; Bus Storage; Lane 1 | BFA-LOC
L-STMF-F1-BUSSTR-L10 | Streetsville; Floor 1; Bus Storage; Lane 10 | BFA-LOC
L-STVLMF-F1-BUSSTR-L10 | Streetsville; Floor 1; Bus Storage; Lane 10 | BFA-LOC
L-STVLMF-F1-BUSSTR-L2 | Streetsville; Floor 1; Bus Storage; Lane 2 | BFA-LOC
L-STVLMF-F1-BUSSTR-L3 | Streetsville; Floor 1; Bus Storage; Lane 3 | BFA-LOC
L-STVLMF-F1-BUSSTR-L4 | Streetsville; Floor 1; Bus Storage; Lane 4 | BFA-LOC
L-STVLMF-F1-BUSSTR-L5 | Streetsville; Floor 1; Bus Storage; Lane 5 | BFA-LOC
L-STVLMF-F1-BUSSTR-L6 | Streetsville; Floor 1; Bus Storage; Lane 6 | BFA-LOC
L-STVLMF-F1-BUSSTR-L7 | Streetsville; Floor 1; Bus Storage; Lane 7 | BFA-LOC
L-STVLMF-F1-BUSSTR-L8 | Streetsville; Floor 1; Bus Storage; Lane 8 | BFA-LOC
L-STVLMF-F1-BUSSTR-L9 | Streetsville; Floor 1; Bus Storage; Lane 9 | BFA-LOC
L-STVLMF-F1-BUSWSH | Streetsville; Floor 1; Bus Wash Area | BFA-LOC
L-STVLMF-F1-BUSWSH-01 | Streetsville; Floor 1; Bus Wash Area; Bus Wash Equipment Room | BFA-LOC
L-STVLMF-F1-FULBY | Streetsville; Floor 1; Fuel Bay | BFA-LOC
L-STVLMF-F1-ADM-16 | Streetsville; Floor 1; Main Admin Area; Bicycle Room | BFA-LOC
L-STVLMF-F1-ADM-19 | Streetsville; Floor 1; Main Admin Area; Dispatch Office | BFA-LOC
L-STVLMF-F1-ADM-13 | Streetsville; Floor 1; Main Admin Area; Driver's Kitchen Area | BFA-LOC
L-STVLMF-F1-ADM-15 | Streetsville; Floor 1; Main Admin Area; Driver's Locker Room | BFA-LOC
L-STVLMF-F1-ADM-12 | Streetsville; Floor 1; Main Admin Area; Driver's Lunch Room | BFA-LOC
L-STVLMF-F1-ADM-08 | Streetsville; Floor 1; Main Admin Area; Driver's Quiet Room | BFA-LOC
L-STVLMF-F1-ADM-18 | Streetsville; Floor 1; Main Admin Area; Driver's Report Room | BFA-LOC
L-STVLMF-F1-ADM-05 | Streetsville; Floor 1; Main Admin Area; Enforcement Storage | BFA-LOC
L-STVLMF-F1-ADM-01 | Streetsville; Floor 1; Main Admin Area; First Aid Room | BFA-LOC
L-STVLMF-F1-ADM-04 | Streetsville; Floor 1; Main Admin Area; IT Operations Equipment Room | BFA-LOC
L-STVLMF-F1-ADM-03 | Streetsville; Floor 1; Main Admin Area; IT Workshop & Storage | BFA-LOC
L-STVLMF-F1-ADM-14 | Streetsville; Floor 1; Main Admin Area; Janitor Room | BFA-LOC
L-STVLMF-F1-ADM-07 | Streetsville; Floor 1; Main Admin Area; Meeting Room | BFA-LOC
L-STVLMF-F1-ADM-10 | Streetsville; Floor 1; Main Admin Area; Men's Washroom/Locker | BFA-LOC
L-STVLMF-F1-ADM-06 | Streetsville; Floor 1; Main Admin Area; Record Storage Room | BFA-LOC
L-STVLMF-F1-ADM-17 | Streetsville; Floor 1; Main Admin Area; Sprinkler Room | BFA-LOC
L-STVLMF-F1-ADM-02 | Streetsville; Floor 1; Main Admin Area; Uniform Room | BFA-LOC
L-STVLMF-F1-ADM-09 | Streetsville; Floor 1; Main Admin Area; Wellness Centre | BFA-LOC
L-STVLMF-F1-ADM-11 | Streetsville; Floor 1; Main Admin Area; Women's Washroom/Locker | BFA-LOC
L-STMF-F1-BUSREP-B15 | Streetsville; Floor 1;Bus Repair Area; Bay 15 | BFA-LOC
L-STMF-F1-BUSREP-B16 | Streetsville; Floor 1;Bus Repair Area; Bay 16 | BFA-LOC
L-STMF-F1-BUSREP-B23 | Streetsville; Floor 1;Bus Repair Area; Bay 23 | BFA-LOC
L-STMF-F1-BUSREP-B24 | Streetsville; Floor 1;Bus Repair Area; Bay 24 | BFA-LOC
L-STMF-F1-BUSREP-11 | Streetsville; Floor 1;Bus Repair Area; Stores | BFA-LOC
L-STMF-F1-BUSREP-12 | Streetsville; Floor 1;Bus Repair Area; Supervisor'S Lunch Room | BFA-LOC
L-STMF-F1-BUSREP-B21 | Streetsville; Floor 1;Bus Repair Area;Inspection Pit (Bay 21) | BFA-LOC
L-STMF-F1-BUSREP-B22 | Streetsville; Floor 1;Bus Repair Area;Inspection Pit (Bay 22) | BFA-LOC
L-STVLMF-F2-ADM | Streetsville; Floor 2; Admin Area | BFA-LOC
L-STVLMF-F2-ADM-20 | Streetsville; Floor 2; Admin Area; Adminstration | BFA-LOC
L-STVLMF-F2-ADM-18 | Streetsville; Floor 2; Admin Area; Ambassador Room | BFA-LOC
L-STVLMF-F2-ADM-16 | Streetsville; Floor 2; Admin Area; Communication Room | BFA-LOC
L-STVLMF-F2-ADM-11 | Streetsville; Floor 2; Admin Area; Copy Room | BFA-LOC
L-STVLMF-F2-ADM-07 | Streetsville; Floor 2; Admin Area; Cubicle Area | BFA-LOC
L-STVLMF-F2-ADM-04 | Streetsville; Floor 2; Admin Area; Engineering Office | BFA-LOC
L-STVLMF-F2-ADM-13 | Streetsville; Floor 2; Admin Area; Fleet Office | BFA-LOC
L-STVLMF-F2-ADM-10 | Streetsville; Floor 2; Admin Area; Kitchen | BFA-LOC
L-STVLMF-F2-ADM-15 | Streetsville; Floor 2; Admin Area; Maitenance Room | BFA-LOC
L-STVLMF-F2-ADM-08 | Streetsville; Floor 2; Admin Area; Men's Washroom | BFA-LOC
L-STVLMF-F2-ADM-14 | Streetsville; Floor 2; Admin Area; Mullet Creek Room | BFA-LOC
L-STVLMF-F2-ADM-03 | Streetsville; Floor 2; Admin Area; Office Storage | BFA-LOC
L-STVLMF-F2-ADM-12 | Streetsville; Floor 2; Admin Area; Operations Office | BFA-LOC
L-STVLMF-F2-ADM-01 | Streetsville; Floor 2; Admin Area; Operations Supervisor Office 1 | BFA-LOC
L-STVLMF-F2-ADM-02 | Streetsville; Floor 2; Admin Area; Operations Supervisor Office 2 | BFA-LOC
L-STVLMF-F2-ADM-17 | Streetsville; Floor 2; Admin Area; Safety & Training | BFA-LOC
L-STVLMF-F2-ADM-06 | Streetsville; Floor 2; Admin Area; Senior Fleet Supervisor | BFA-LOC
L-STVLMF-F2-ADM-19 | Streetsville; Floor 2; Admin Area; South Park Meeting Room | BFA-LOC
L-STVLMF-F2-ADM-05 | Streetsville; Floor 2; Admin Area; Supervisor Enforcement Office | BFA-LOC
L-STVLMF-F2-ADM-09 | Streetsville; Floor 2; Admin Area; Women's Washroom | BFA-LOC
L-STMF-F2-2ADM-14 | Streetsville; Floor 2;2nd Floor Admin; Administration | BFA-LOC
L-STMF-F2-2ADM-15 | Streetsville; Floor 2;2nd Floor Admin; Communication Room | BFA-LOC
L-STMF-F2-2ADM-16 | Streetsville; Floor 2;2nd Floor Admin; Kitchen | BFA-LOC
L-STMF-F2-2ADM-17 | Streetsville; Floor 2;2nd Floor Admin; Men's Washroom | BFA-LOC
L-STMF-F2-2ADM-18 | Streetsville; Floor 2;2nd Floor Admin; Safety & Training | BFA-LOC
L-STMF-F2-2ADM-19 | Streetsville; Floor 2;2nd Floor Admin; Senior Fleet Supervisor | BFA-LOC
L-STMF-F2-2ADM-20 | Streetsville; Floor 2;2nd Floor Admin; Women's Washroom | BFA-LOC
L-STMF-F2-OTH13 | Streetsville; Floor 2;Other; | BFA-LOC
L-STVLMF-M1-MEZZ-01 | Streetsville; Mezzanine 1; Mezzanine; Near Bus Repair Area | BFA-LOC
L-STVLMF-M1-MEZZ-02 | Streetsville; Mezzanine 1; Mezzanine; Parts Storage | BFA-LOC
L-STVLMF-RF | Streetsville; Roof | BFA-LOC
Context & Considerations
- All assets within Metrolinx EAM will be associated with a position to assist in locating equipment for performing work and reporting based on location
- All new assets will either:
(a) Be associated with the existing location structure of the below hierarchy
(b) Modifications of the below hierarchy are required to account for the new location of assets (Metrolinx involvement in design)
- All assets will be associated to a functional position as its parent object- Load sheets will require the location ID to be populated

## 4.2 Hierarchy Mnemonics
Hierarchy Mnemonics |  |  |  | INDEX
Code | Description | Level Type | Level No.
BFRT | Bus Facilities & Rapid Transit | System | Level 1
BFA | Bus Facilities | System | Level 2
ABR | Aberfoyle | System | Level 3
BRM | Brampton | System | Level 3
EG | East Gwillimbury | System | Level 3
HAM | Hamilton | System | Level 3
KIT | Kitchener | System | Level 3
OSH | Oshawa | System | Level 3
STR | Steeprock | System | Level 3
STVL | Streetsville | System | Level 3
MBLG | Main Building | System | Level 4
RDGR | Roads and Grounds | System | Level 4
GRDS | Grounds | System | Level 5
GEL | Grounds Electrical | System | Level 5
GUTL | Grounds Utilities | System | Level 5
PLOT | Parking Lot | System | Level 5
PSYS | Process Systems | System | Level 5
RDW | Roadways | System | Level 5
RMINT | Room Interior | System | Level 5
SDM | Salt Dome | System | Level 5
SRV | Services | System | Level 5
SHELL | Shell | System | Level 5
SBST | Substructure | System | Level 5
BAS | Building Automation System | System | Level 6
BFLS | Bulk Fluid Systems | System | Level 6
CMPADS | Compressed Air Distribution System | System | Level 6
ELEC | Electrical | System | Level 6
EDST | Electrical Distribution | System | Level 6
FRPR | Fire Protection | System | Level 6
FRSYS | Fire System | System | Level 6
FDST | Fuel Distribution System | System | Level 6
GRLT | Grounds Lighting | System | Level 6
HAS | Health and Safety | System | Level 6
HVAC | HVAC | System | Level 6
LDEV | Lifting Devices | System | Level 6
PLB | Plumbing | System | Level 6
SAN | Sanitary Sewer | System | Level 6
SHEQ | Shop Equipment | System | Level 6
STM | Storm Sewer | System | Level 6
WSYS | Wash System | System | Level 6
WTR | Water Supply | System | Level 6
ACCPLTF | Access Platform | Position | Level 6
ACESRMP | Accessibility Ramp | Position | Level 6
BOLRD | Bollard | Position | Level 6
CNPY | Canopy | Position | Level 6
CMPADS | Compressed Air Dist. System | Position | Level 6
COOLTANK | Coolant Tank | Position | Level 6
DSLST | Diesel Storage Tank | Position | Level 6
DMESTRCT | Dome Structure | Position | Level 6
DR | Door | Position | Level 6
DRARCRTN | Door Air Curtain | Position | Level 6
ENGOTANK | Engine Oil Tank | Position | Level 6
EXTRWLL | Exterior Wall | Position | Level 6
FNC | Fence | Position | Level 6
FXFURN | Fixed Furniture | Position | Level 6
FXGRBG | Fixed Garbage Bin | Position | Level 6
FLGPL | Flag Pole | Position | Level 6
FLTROOF | Flat Roof | Position | Level 6
GATE | Gate | Position | Level 6
GRYWTANK | Grey Water Tank | Position | Level 6
GRDRL | Guard Rail | Position | Level 6
HNDRL | Hand Rail | Position | Level 6
INSPPIT | Inspection Pit | Position | Level 6
OHDDR | Overhead Door | Position | Level 6
PRPTWLL | Parapet Wall | Position | Level 6
PKGAREA | Parking Area | Position | Level 6
PEDGATE | Pedestrian Gate | Position | Level 6
PEDWLK | Pedestrian Walkway | Position | Level 6
RTNWLL | Retaining Wall | Position | Level 6
RDWY | Roadway | Position | Level 6
RFDRN | Roof Drain | Position | Level 6
RMINT | Room Interior | Position | Level 6
SHD | Shed | Position | Level 6
SGN | Signs | Position | Level 6
SGNFACID | Signs - Facility ID | Position | Level 6
SGNPARK | Signs - Parking | Position | Level 6
SKYLGHT | Skylight | Position | Level 6
SLPDRF | Sloped Roof | Position | Level 6
STRWY | Stairway | Position | Level 6
SBST | Substructure | Position | Level 6
SPSTRUCT | Super Structure | Position | Level 6
TRFCBARR | Traffic Barrier | Position | Level 6
TRANTANK | Transmission Tank | Position | Level 6
WSTCT | Waste Coolant Tank | Position | Level 6
WSTOTANK | Waste Engine Oil Tank | Position | Level 6
WINDSYS | Window System | Position | Level 6
ARCMPRS | Air Compressor | Position | Level 7
AHR | Air Hose Reel | Position | Level 7
AIRM | Air Monitoring | Position | Level 7
AMS | Air Monitoring System | Position | Level 7
TRNSFRSW | Automatic Transfer Switch | Position | Level 7
BFP | Backflow Prevention | Position | Level 7
BASMS | BAS boards, Modules & Sensors | Position | Level 7
BATCH | Battery Charger | Position | Level 7
BPEMERGL | Battery Powered Emergency Lighting and Exit Lighting | Position | Level 7
BOILR | Boiler | Position | Level 7
BFEX | Bus Fume Exhaust | Position | Level 7
BUSWSH | Bus Wash System | Position | Level 7
CPCTR | Capacitor | Position | Level 7
CHCKVLV | Check Valve (>100mm) | Position | Level 7
CHLR | Chiller | Asset | Level 7
CIRCBENC | Circuit Breaker Enclosure | Position | Level 7
Cogen | Compressed Air Distribution System | Position | Level 7
CP | Control Panel | Position | Level 7
CLFSYS | Coolant Fluid System | Position | Level 7
CHLRCOOL | Cooling Tower | Position | Level 7
CRN | Crane | Position | Level 7
CURBOX | Curb Box | Position | Level 7
DEFDISP | DEF Distribution System | Position | Level 7
DEHMDFR | Dehumidifier | Position | Level 7
DIFSYS | Diesel Fluid System | Position | Level 7
DSTTK | Diesel Transfer Tank | Position | Level 7
DCSW | Disconnect Switch | Position | Level 7
FZDISC | Disconnect Switch | Position | Level 7
DOMWDS | Domestic Water Distribution System | Position | Level 7
DOMWDS | Domestic Water Distribution System | Position | Level 7
DRNCTCHB | Drainage Catch basin | Position | Level 7
DRNCULV | Drainage Culvert | Position | Level 7
DRWOUTBR | Draw - Out Breaker | Position | Level 7
DPRS | Drill Press | Position | Level 7
DRYARCP | Dryer - Air Compressor | Position | Level 7
DUCTHEAT | Duct Heater | Position | Level 7
ELECHTS | Electric Heat Trace System | Position | Level 7
ELVTR | Elevator | Position | Level 7
EMRGDFBR | Emergency Defibrillator | Position | Level 7
EMRGDFBR | Emergency Defibrillator(AED) | Position | Level 7
EMREAS | Emergency Eyewash and Shower | Position | Level 7
EMRGGEN | Emergency Generator | Position | Level 7
EMS | Energy Management System | Position | Level 7
EOILFLS | Engine Oil Fluid System | Position | Level 7
FLLARSYS | Fall Arrest System | Position | Level 7
FAN | Fan | Position | Level 7
FBFPR | Fire Backflow Preventer | Position | Level 7
FREXTNG | Fire Extinguisher | Position | Level 7
FRHSCAB | Fire Hose and Cabinet | Position | Level 7
FRHYDR | Fire Hydrant | Position | Level 7
FRPANEL | Fire Panels | Position | Level 7
FRPRTSYS | Fire Protection Devices | Position | Level 7
FRPMP | Fire Pump | Position | Level 7
FRSHTTR | Fire Shutter | Position | Level 7
FRSUPPU | Fire Suppression System | Position | Level 7
FRWST | Fire Water Storage Tank | Position | Level 7
FRSTADKT | First Aid Kit | Position | Level 7
FLRHSMS | Floor Heating/ Snow Melting System | Position | Level 7
FLFMTR | Fuel Flow Meter | Position | Level 7
FLRLFSLP | Fuel Relief/Stop Tank | Position | Level 7
GSDTCSYS | Gas Detection System | Position | Level 7
GLYMUSYS | Glycol Make-Up System | Position | Level 7
GRSDSY | Grease Distribution System | Position | Level 7
GRINDER | Grinder | Position | Level 7
GRNDLPS | Ground and Lightning Protection System | Position | Level 7
GRNDLPS | Grounding and Lightning Protection System | Position | Level 7
HNDDRY | Hand Dryer | Position | Level 7
HTTRSYS | Heat Trace System | Position | Level 7
HTR | Heater | Position | Level 7
HCC | Heating and Cooling Coils | Position | Level 7
HTWTRHT | Hot Water Heater | Position | Level 7
HMDFR | Humidifier | Position | Level 7
HVACARDS | HVAC Air Distribution System | Position | Level 7
HYPRS | Hydraulic Press | Position | Level 7
HYDRSWT | Hydronic System Water Treatment | Position | Level 7
INGRNHST | In Ground Hoists | Position | Level 7
IVAC | Industrial Vacuum | Position | Level 7
INTRCPT | Interceptor | Position | Level 7
IRRIGATON | Irrigation | Position | Level 7
JCKSTND | Jack Stand | Position | Level 7
LGHTSTD | Light Standard | Position | Level 7
LGHT | Lighting | Position | Level 7
LGHTCTRL | Lighting Control System | Position | Level 7
LOADBNK | Load Bank | Position | Level 7
LOADDL | Loading Dock Levelers | Position | Level 7
LOWVLTDS | Low Voltage Distribution System | Position | Level 7
LOWVLTTR | Low Voltage Transformer | Position | Level 7
MNHOL | Manhole | Position | Level 7
MHVLTTRS | Medium/ High Voltage Transformer | Position | Level 7
MBK | Metal Brake | Position | Level 7
MTSH | Metal Shear | Position | Level 7
MTRCONT | Motor Control Centers | Position | Level 7
NGD | Natural Gas Distribution | Position | Level 7
NONPTWTR | Non - Potable Water System | Position | Level 7
PTBH | Paint Booth | Position | Level 7
PRTSWSH | Parts Washer | Position | Level 7
PHTOSYS | Photovoltaic System | Position | Level 7
PITJACK | Pit Jack | Position | Level 7
PLMBFXT | Plumbing Fixture | Position | Level 7
PRTCOLFT | Portable Column Lift | Position | Level 7
PSTINVLV | Post Indicator Valve | Position | Level 7
PRTKARCP | Pressure Tank - Air Compressor | Position | Level 7
PRSSRWSH | Pressure Washer | Position | Level 7
PMP | Pump | Position | Level 7
RTU | Roof Top Units | Position | Level 7
SANDBL | Sand Blaster | Position | Level 7
SEP | Separator | Position | Level 7
SEPTNK | Septic Tank | Position | Level 7
SIGLGHT | Signal Light | Position | Level 7
SGN | Signs | Position | Level 7
SPLKTSTN | Spill Kits Station | Position | Level 7
SPRNKSYS | Sprinkler System | Position | Level 7
STAQOZ | Stabilized Aqueous Ozone | Position | Level 7
STPHS | Standpipe and Hose System | Position | Level 7
STORTNK | Storage Tank | Position | Level 7
SUBSTRM | Subsurface Stormwater Management | Position | Level 7
SMPIT | Sump Pit | Position | Level 7
SURFSTM | Surface Stormwater Management | Position | Level 7
SWTBRD | Switchboard | Position | Level 7
TBL | Tire Balancer | Position | Level 7
TIC | Tire Inflation Cage | Position | Level 7
TRANSFMR | Transformer | Position | Level 7
TFLSYS | Transmission Fluid System | Position | Level 7
UPS | Uninterruptable Power Supply | Position | Level 7
UTLMTR | Utility Meter | Position | Level 7
UTLMTR | Utility Meters | Position | Level 7
VAV | Variable Air Volume | Position | Level 7
VHCLECU | Vehicle Charging Unit | Position | Level 7
WCOOLSYS | Waste Coolant System | Position | Level 7
WOILSYS | Waste Oil System | Position | Level 7
WSTWCOLS | Waste Water Collection System | Position | Level 7
WSTWLS | Waste Water Lift Station | Position | Level 7
WTRSFNR | Water Softener | Position | Level 7
WWELL | Water Well | Position | Level 7
WNSHLWSH | Windshield Washer | Position | Level 7
WBCH | Work Bench | Position | Level 7
ACCPLTF | Access Platform | Asset | Level 7
ACESRMP | Accessibility Ramp | Asset | Level 7
BOLRD | Bollard | Asset | Level 7
CNPY | Canopy | Asset | Level 7
CMPADS | Compressed Air Dist. System | Asset | Level 7
COOLTANK | Coolant Tank | Asset | Level 7
DSLST | Diesel Storage Tank | Asset | Level 7
DMESTRCT | Dome Structure | Asset | Level 7
DR | Door | Asset | Level 7
DRARCRTN | Door Air Curtain | Asset | Level 7
ENGOTANK | Engine Oil Tank | Asset | Level 7
EXTRWLL | Exterior Wall | Asset | Level 7
FNC | Fence | Asset | Level 7
FXFURN | Fixed Furniture | Asset | Level 7
FXGRBG | Fixed Garbage Bin | Asset | Level 7
FXGRBG | Fixed Garbage Bin | Asset | Level 7
FLGPL | Flag Pole | Asset | Level 7
FLTROOF | Flat Roof | Asset | Level 7
GATE | Gate | Asset | Level 7
GRYWTANK | Grey Water Tank | Asset | Level 7
GRDRL | Guard Rail | Asset | Level 7
HNDRL | Hand Rail | Asset | Level 7
INSPPIT | Inspection Pit | Asset | Level 7
OHDDR | Overhead Door | Asset | Level 7
PRPTWLL | Parapet Wall | Asset | Level 7
PKGAREA | Parking Area | Asset | Level 7
PEDGATE | Pedestrian Gate | Asset | Level 7
PEDWLK | Pedestrian Walkway | Asset | Level 7
RTNWLL | Retaining Wall | Asset | Level 7
RDWY | Roadway | Asset | Level 7
RFDRN | Roof Drain | Asset | Level 7
RMINT | Room Interior | Asset | Level 7
SHD | Shed | Asset | Level 7
SGN | Signs | Asset | Level 7
SGNFACID | Signs - Facility ID | Asset | Level 7
SGNPARK | Signs - Parking | Asset | Level 7
SKYLGHT | Skylight | Asset | Level 7
SLPDRF | Sloped Roof | Asset | Level 7
STRWY | Stairway | Asset | Level 7
SBST | Substructure | Asset | Level 7
SPSTRUCT | Super Structure | Asset | Level 7
TRFCBARR | Traffic Barrier | Asset | Level 7
TRANTANK | Transmission Tank | Asset | Level 7
WSTCT | Waste Coolant Tank | Asset | Level 7
WSTOTANK | Waste Engine Oil Tank | Asset | Level 7
WINDSYS | Window System | Asset | Level 7
ARCMPRS | Air Compressor | Asset | Level 8
ARCONIE | Air Conditioning Indoor Evaporator | Asset | Level 8
ARHU | Air Handling Units | Asset | Level 8
AHR | Air Hose Reel | Asset | Level 8
AIRM | Air Monitoring | Asset | Level 8
ARCONC | Air-Conditioning – Condenser | Asset | Level 8
TRNSFRSW | Automatic Transfer Switch | Asset | Level 8
BFP | Backflow Prevention | Asset | Level 8
BASMS | BAS boards, Modules & Sensors | Asset | Level 8
BATCH | Battery Charger | Asset | Level 8
BPEMERGL | Battery Powered Emergency Lighting and Exit Lighting | Asset | Level 8
BOILR | Boiler | Asset | Level 8
BFEX | Bus Fume Exhaust | Asset | Level 8
BUSWSH | Bus Wash System | Asset | Level 8
CPCTR | Capacitor | Asset | Level 8
CHCKVLV | Check Valve (>100mm) | Asset | Level 8
CHLR | Chiller | Asset | Level 8
CMPADS | Compressed Air Distribution System | Asset | Level 8
CP | Control Panel | Asset | Level 8
CLFSYS | Coolant Fluid System | Asset | Level 8
CHLRCOOL | Cooling Tower | Asset | Level 8
CRN | Crane | Asset | Level 8
CRNREMC | Crane Remote Control | Asset | Level 8
CURBOX | Curb Box | Asset | Level 8
DEFDISP | DEF Distribution System | Asset | Level 8
DEHMDFR | Dehumidifier | Asset | Level 8
DIFSYS | Diesel Fluid System | Asset | Level 8
DSTTK | Diesel Transfer Tank | Asset | Level 8
DCSW | Disconnect Switch | Asset | Level 8
DOMWDS | Domestic Water Distribution System | Asset | Level 8
DRNCTCHB | Drainage Catch basin | Asset | Level 8
DRNCULV | Drainage Culvert | Asset | Level 8
DRWOUTBR | Draw - Out Breaker | Asset | Level 8
DPRS | Drill Press | Asset | Level 8
DRYARCP | Dryer - Air Compressor | Asset | Level 8
DUCTHEAT | Duct Heater | Asset | Level 8
ELECHTS | Electric Heat Trace System | Asset | Level 8
ELVTR | Elevator | Asset | Level 8
EMRGDFBR | Emergency Defibrilator | Asset | Level 8
EMRGDFBR | Emergency Defibrillator(AED) | Asset | Level 8
EMREAS | Emergency Eyewash and Shower | Asset | Level 8
EMRGGEN | Emergency Generator | Asset | Level 8
EMS | Energy Management System | Asset | Level 8
EOILFLS | Engine Oil Fluid System | Asset | Level 8
FLLARSYS | Fall Arrest System | Asset | Level 8
FAN | Fan | Asset | Level 8
FBFPR | Fire Backflow Preventer | Asset | Level 8
FREXTNG | Fire Extinguisher | Asset | Level 8
FRHSCAB | Fire Hose and Cabinet | Asset | Level 8
FRHYDR | Fire Hydrant | Asset | Level 8
FRPANEL | Fire Panels | Asset | Level 8
FRPRTSYS | Fire Protection Devices | Asset | Level 8
FRPMP | Fire Pump | Asset | Level 8
FRSHTTR | Fire Shutter | Asset | Level 8
FRSUPPU | Fire Suppression System | Asset | Level 8
FRWST | Fire Water Storage Tank | Asset | Level 8
FRSTADKT | First Aid Kit | Asset | Level 8
FLRHSMS | Floor Heating/ Snow Melting System | Asset | Level 8
GRSDSY | Grease Distribution System | Asset | Level 8
GRINDER | Grinder | Asset | Level 8
GRNDLPS | Grounding and Lightining Protection System | Asset | Level 8
HNDDRY | Hand Dryer | Asset | Level 8
HEATEXCH | Heat Exchanger | Asset | Level 8
HRU | Heat Recovery Unit | Asset | Level 8
HTTRSYS | Heat Trace System | Asset | Level 8
HTR | Heater | Asset | Level 8
HCC | Heating and Cooling Coils | Asset | Level 8
HTWTRHT | Hot Water Heater | Asset | Level 8
HMDFR | Humidifier | Asset | Level 8
HVACARDS | HVAC Air Distribution System | Asset | Level 8
HYPRS | Hydraulic Press | Asset | Level 8
HYDRSWT | Hydronic System Water Treatment | Asset | Level 8
INGRNHST | In Ground Hoists | Asset | Level 8
IVAC | Industrial Vaccum | Asset | Level 8
INTRCPT | Interceptor | Asset | Level 8
IRRIGATON | Irrigation | Asset | Level 8
JCKSTND | Jack Stand | Asset | Level 8
LGHTSTD | Light Standard | Asset | Level 8
LGHT | Lighting | Asset | Level 8
LGHTCTRL | Lighting Control System | Asset | Level 8
LOADBNK | Load Bank | Asset | Level 8
LOADDL | Loading Dock Levelers | Asset | Level 8
LOWVLTTR | Low Voltage Transformer | Asset | Level 8
MNHOL | Manhole | Asset | Level 8
MHVLTFR | Medium/ High Voltage Transformer | Asset | Level 8
MBK | Metal Brake | Asset | Level 8
MTSH | Metal Shear | Asset | Level 8
MTRCONT | Motor Control Centers | Asset | Level 8
NGD | Natural Gas Distribution | Asset | Level 8
NONPTWTR | Non - Potable Water System | Asset | Level 8
PTBH | Paint Booth | Asset | Level 8
PRTSWSH | Parts Washer | Asset | Level 8
PHTOSYS | Photovoltaic System | Asset | Level 8
PITJACK | Pit Jack | Asset | Level 8
PLMBFXT | Plumbing Fixture | Asset | Level 8
PRTCOLFT | Portable Column Lift | Asset | Level 8
PSTINVLV | Post Indicator Valve | Asset | Level 8
PRTKARCP | Pressure Tank - Air Compressor | Asset | Level 8
PRSSRWSH | Pressure Washer | Asset | Level 8
PMP | Pump | Asset | Level 8
SANDBL | Sand Blaster | Asset | Level 8
SEP | Separator | Asset | Level 8
SEPTNK | Septic Tank | Asset | Level 8
SIGLGHT | Signal Light | Asset | Level 8
SGN | Signs | Asset | Level 8
SPLKTSTN | Spill Kits Station | Asset | Level 8
SPRNKSYS | Sprinkler System | Asset | Level 8
STAQOZ | Stabilized Aqueous Ozone | Asset | Level 8
STPHS | Standpipe and Hose System | Asset | Level 8
STORTNK | Storage Tank | Asset | Level 8
SUBSTRM | Subsurface Stormwater Management | Asset | Level 8
SMPIT | Sump Pit | Asset | Level 8
SURFSTM | Surface Stormwater Management | Asset | Level 8
SWTBRD | Switchboard | Asset | Level 8
TBL | Tire Balancer | Asset | Level 8
TIC | Tire Inflation Cage | Asset | Level 8
TRANSFMR | Transformer | Asset | Level 8
TFLSYS | Transmission Fluid System | Asset | Level 8
UPS | Uninterruptable Power Supply | Asset | Level 8
UTLMTR | Utility Meters | Asset | Level 8
VAV | Variable Air Volume | Asset | Level 8
VHCLECU | Vehicle Charging Unit | Asset | Level 8
WCOOLSYS | Waste Coolant System | Asset | Level 8
WOILSYS | Waste Oil System | Asset | Level 8
WSTWCOLS | Waste Water Collection System | Asset | Level 8
WSTWLS | Waste Water Lift Station | Asset | Level 8
WTRSFNR | Water Softener | Asset | Level 8
WWELL | Water Well | Asset | Level 8
WWFT | Windshield Washer Fluid Tank | Asset | Level 7
WNSHLWSH | Windshield Washer | Asset | Level 8
WBCH | Work Bench | Asset | Level 8
ESWS | Eco Structure Web Station | Asset | Level 7
Context & Considerations
- All levels of the Functional Asset Hierarchy have a corresponding code that represents the asset
- Load sheets before being loaded into INFOR will require the codes to be unique and differentiated through a sequence number (number of occurrences)

## 5.0 Asset Class
Asset Classification Data Standards |  |  | INDEX
Asset Class | Class Description | Department |  | Asset Class | Category
ACCPLTF | Access Platform | BFA |  | Access Platform | Galvanized Steel
ACESRMP | Accessibility Ramp | BFA |  |  | Painted Metal
ARCMPRS | Air Compressor | BFA |  |  | Reinforced Fiberglass
ARCONIE | Air Conditioning Indoor Evaporator | BFA
ARHU | Air Handling Unit | BFA |  | Air Compressor | Centrifugal
AHR | Air Hose Reel | BFA |  |  | Reciprocating
AIRM | Air Monitoring | BFA |  |  | Screw
ARCONC | Air-Conditioning – Condenser | BFA |  |  | Scroll
TRNSFRSW | Automatic Transfer Switch | BFA
BFP | Backflow Prevention | BFA |  | Air Conditioning Indoor Evaporator | Packaged Terminal (PTAC)
BASMS | BAS boards, Modules & Sensors | BFA |  |  | Self-Contained
BATCH | Battery Charger | BFA |  |  | Split
BPEMERGL | Battery Powered Emergency Lighting and Exit Lighting | BFA
BOILR | Boiler | BFA |  | Air Handling Unit | Electric Heating
BOLRD | Bollard | BFA |  |  | Fuel Oil Heating
BFEX | Bus Fume Exhaust | BFA |  |  | Hot Water/Glycol Heating
BUSWSH | Bus Wash System | BFA |  |  | Natural Gas (NG) Heating
CNPY | Canopy | BFA |  |  | Propane Gas (LPG) Heating
CPCTR | Capacitor | BFA
CHCKVLV | Check Valve (>100mm) | BFA |  | Air-Conditioning – Condenser | Air Cooled
CHLR | Chiller | BFA |  |  | Ground Source
COGEN | Cogn/Trigen | BFA |  |  | Water Cooled
CMPADS | Compressed Air Distribution System | BFA
CP | Control Panel | BFA |  | Automatic Transfer Switch | Auto
CLFSYS | Coolant Fluid System | BFA |  |  | Manual
COOLTANK | Coolant Tank | BFA
CHLRCOOL | Cooling Tower | BFA |  | Backflow Prevention | Fire System
CRN | Crane | BFA |  |  | Water Distribution
CRNREMC | Crane Remote Control | BFA
CURBOX | Curb Box | BFA |  | Battery Powered Emergency Lighting and Exit Lighting | Emergency Exit Battery Unit
DEFDISP | DEF Distribution System | BFA |  |  | Emergency Sign Battery Unit
DEHMDFR | Dehumidifier | BFA
DIFSYS | Diesel Fluid System | BFA |  | Boiler | Glycol Heating
DSLST | Diesel Storage Tank | BFA |  |  | High Pressure Steam Heating (>75psig)
DSTTK | Diesel Transfer Tank | BFA |  |  | Hot Water Heating
DCSW | Disconnect Switch | BFA |  |  | Low Pressure Steam Heating (<15psig)
DMESTRCT | Dome Structure | BFA |  |  | Medium Pressure Steam Heating (>16psig)
DOMWDS | Domestic Water Distribution System | BFA
DR | Door | BFA |  | Bollard | Composite
DRARCRTN | Door Air Curtain | BFA |  |  | Concrete
DRNCTCHB | Drainage Catch basin | BFA |  |  | Metal
DRNCULV | Drainage Culvert | BFA
DRWOUTBR | Draw - Out Breaker | BFA |  | Canopy | Exposed Ceiling
DPRS | Drill Press | BFA |  |  | Metal Linear Ceiling
DRYARCP | Dryer - Air Compressor | BFA |  |  | Prefinish Aluminum Panel Ceiling
ESWS | Eco Structure Web Station | BFA |  |  | Pre-finish Aluminum Panel Flashing
ELECHTS | Electric Heat Trace System | BFA
ELVTR | Elevator | BFA |  | Chiller | Centrifugal
EMRGDFBR | Emergency Defibrillator | BFA |  |  | Reciprocating
EMREAS | Emergency Eyewash and Shower | BFA |  |  | Screw
EMRGGEN | Emergency Generator | BFA |  |  | Scroll
EMS | Energy Management System | BFA
EOILFLS | Engine Oil Fluid System | BFA |  | Control Panel | Distribution
ENGOTANK | Engine Oil Tank | BFA |  |  | Door Control
EXTRWLL | Exterior Wall | BFA |  |  | Fire Alarm Annunciation
FLLARSYS | Fall Arrest System | BFA |  |  | Fire Alarm Control
FAN | Fan | BFA |  |  | Fuel Accuload
FNC | Fence | BFA |  |  | Loading
FBFPR | Fire Backflow Preventer | BFA |  |  | Other
FREXTNG | Fire Extinguisher | BFA |  |  | Relay
FRHSCAB | Fire Hose and Cabinet | BFA |  |  | Sand Transfer
FRHYDR | Fire Hydrant | BFA |  |  | Unloading
FRPANEL | Fire Panels | BFA |  |  | Wayside Power
FRPRTSYS | Fire Protection Devices | BFA
FRPMP | Fire Pump | BFA |  | Cooling Tower | Mechanical Draft
FRSHTTR | Fire Shutter | BFA |  |  | Natural Air Draft
FRSUPPU | Fire Suppression System | BFA
FRWST | Fire Water Storage Tank | BFA |  | Crane | Bridge
FRSTADKT | First Aid Kit | BFA |  |  | Jib
FXFURN | Fixed Furniture | BFA |  |  | Monorail
FXGRBG | Fixed Garbage Bin | BFA
FLGPL | Flag Pole | BFA |  | Crane Remote Control | Fixed
FLTROOF | Flat Roof | BFA |  |  | Portable
FLRHSMS | Floor Heating/ Snow Melting System | BFA
GATE | Gate | BFA |  | Dehumidifier | Disiccant-Liquid
GRSDSY | Grease Distribution System | BFA |  |  | Disiccant-Rotary
GRYWTANK | Grey Water Tank | BFA |  |  | Refrigerative
GRINDER | Grinder | BFA
GRNDLPS | Grounding and Lightning Protection System | BFA |  | Diesel Storage Tank | AST
GRDRL | Guard Rail | BFA |  |  | UST
HNDDRY | Hand Dryer | BFA
HNDRL | Hand Rail | BFA |  | Door | Bi-fold
HEATEXCH | Heat Exchanger | BFA |  |  | Double
HRU | Heat Recovery Unit | BFA |  |  | Revolving
HTTRSYS | Heat Trace System | BFA |  |  | Single
HTR | Heater | BFA |  |  | Sliding
HCC | Heating and Cooling Coils | BFA |  |  | Swing
HTWTRHT | Hot Water Heater | BFA
HMDFR | Humidifier | BFA |  | Door Air Curtain | Electric-Heating
HYPRS | Hydraulic Press | BFA |  |  | Hot Water/Glycol Heating
HYDRSWT | Hydronic System Water Treatment | BFA |  |  | Natural Gas (NG) Heating
INGRNHST | In Ground Hoists | BFA |  |  | Non-heated
IVAC | Industrial Vacuum | BFA |  |  | Propane Gas (LPG) Heating
INSPPIT | Inspection Pit | BFA |  |  | Steam Heating
INTRCPT | Interceptor | BFA
IRRIGATON | Irrigation | BFA |  | Drainage Catch basin | Double
JCKSTND | Jack Stand | BFA |  |  | Single
LGHTSTD | Light Standard | BFA
LGHT | Lighting | BFA |  | Draw - Out Breaker | Single Phase Three Wire
LGHTCTRL | Lighting Control System | BFA |  |  | Three Phase 4 Wire
LOADBNK | Load Bank | BFA |  |  | Three Phase 6 Wire
LOADDL | Loading Dock Levelers | BFA
LOWVLTTR | Low Voltage Transformer | BFA |  | Dryer - Air Compressor | Refrigerated
MNHOL | Manhole | BFA |  |  | Regenerative Dessicant
MHVLTTRS | Medium/ High Voltage Transformer | BFA
MBK | Metal Brake | BFA |  | Duct Heater | Electric Heating
MTSH | Metal Shear | BFA |  |  | Geothermal Heating
MTRCONT | Motor Control Centers | BFA |  |  | Hot Water/Glycol Heating
NGD | Natural Gas Distribution | BFA |  |  | Natural Gas (NG) Heating
NONPTWTR | Non - Potable Water System | BFA |  |  | Propane Gas (LPG) Heating
OHDDR | Overhead Door | BFA |  |  | Steam Heating
PTBH | Paint Booth | BFA
PRPTWLL | Parapet Wall | BFA |  | Electric Heat Trace System | Eavetrough
PKGAREA | Parking Area | BFA |  |  | Pipe
PRTSWSH | Parts Washer | BFA
PEDGATE | Pedestrian Gate | BFA |  | Elevator | Freight
PEDWLK | Pedestrian Walkway | BFA |  |  | Passenger
PHTOSYS | Photovoltaic System | BFA
PITJACK | Pit Jack | BFA |  | Emergency Generator | Diesel Fuel
PLMBFXT | Plumbing Fixture | BFA |  |  | Gasoline
PRTCOLFT | Portable Column Lift | BFA |  |  | Natural Gas
PSTINVLV | Post Indicator Valve | BFA |  |  | Propane
PRTKARCP | Pressure Tank - Air Compressor | BFA
PRSSRWSH | Pressure Washer | BFA |  | Fall Arrest System | Ballasted Anchor
PMP | Pump | BFA |  |  | Davit Arm
RTNWLL | Retaining Wall | BFA |  |  | Horizontal Lifeline
RDWY | Roadway | BFA |  |  | Ladder Rail
RFDRN | Roof Drain | BFA |  |  | Roof Anchor
RTU | Roof Top Units | BFA
RMINT | Room Interior | BFA |  | Fan | Belt Drive Fan
SANDBL | Sand Blaster | BFA |  |  | Direct Drive Fan
SEP | Separator | BFA |  |  | Unknown
SEPTNK | Septic Tank | BFA
SHD | Shed | BFA |  | Fence | Black Vinyl Coated Chain Link
SIGLGHT | Signal Light | BFA |  |  | Concrete
SGN | Signs | BFA |  |  | Galvanized Chain Link
SGNFACID | Signs - Facility ID | BFA |  |  | Masonry
SGNPARK | Signs - Parking | BFA |  |  | Page-Wire
SKYLGHT | Skylight | BFA |  |  | Welded Wire Mesh
SLPDRF | Sloped Roof | BFA |  |  | Wood
SPLKTSTN | Spill Kits Station | BFA |  |  | Wrought Iron
SPRNKSYS | Sprinkler System | BFA
STAQOZ | Stabilized Aqueous Ozone | BFA |  | Fire Extinguisher | A Rated Water
STRWY | Stairway | BFA |  |  | ABC Rated Dry Chemical
STPHS | Standpipe and Hose System | BFA |  |  | BC Rated Carbon Dioxide
SBST | Substructure | BFA |  |  | Chemical Agent
SUBSTRM | Subsurface Stormwater Management | BFA |  |  | Dry Chemical
SMPIT | Sump Pit | BFA |  |  | Foam
SPSTRUCT | Super Structure | BFA |  |  | Wet Chemical
SURFSTM | Surface Stormwater Management | BFA
SWTBRD | Switchboard | BFA |  | Fire Hydrant | Dry Barrel
TRMHTR | Terminal Heater | BFA |  |  | Wet Barrel
TBL | Tire Balancer | BFA
TIC | Tire Inflation Cage | BFA |  | Fire Pump | Fire Pump
TRFCBARR | Traffic Barrier | BFA |  |  | Jockey Pump
TRANSFMR | Transformer | BFA
TFLSYS | Transmission Fluid System | BFA |  | Fire Shutter | Coiling
TRANTANK | Transmission Tank | BFA |  |  | Sectional
UPS | Uninterruptable Power Supply | BFA
UTLMTR | Utility Meters | BFA |  | Fire Suppression System | Clean Agent Suppresion System
VAV | Variable Air Volume | BFA |  |  | Double Preaction System
VHCLECU | Vehicle Charging Unit | BFA |  |  | Single Preaction System
WCOOLSYS | Waste Coolant System | BFA
WSTCT | Waste Coolant Tank | BFA |  | Fixed Furniture | Bench
WSTOTANK | Waste Engine Oil Tank | BFA |  |  | Bike Rack
WOILSYS | Waste Oil System | BFA
WSTWCOLS | Waste Water Collection System | BFA |  | Flag Pole | Aluminum
WSTWLS | Waste Water Lift Station | BFA |  |  | Concrete
WWFT | Windshield Washer Fluid Tank | BFA |  |  | Steel
WTRSFNR | Water Softener | BFA |  |  | Wood
WWELL | Water Well | BFA
WINDSYS | Window System | BFA |  | Flat Roof | Built-Up Bituminous
WNSHLWSH | Windshield Washer | BFA |  |  | Gravel
WBCH | Work Bench | BFA |  |  | Modified Butuminous Sheet Membrane
Single-Ply
Vegetated Roof
|  |  |  | Floor Heating/ Snow Melting System | In Ground Floor Heating System
Snow Melting System
|  |  |  | Fuel Relief/Stop Tank | AST
UST
|  |  |  | Gas Detection System | Ammonia
Carbon Dioxide (CO2)
Carbon Monoxide (CO)
Hydrogen (H2)
Methane (CH4)
Multiple
Nitrogen Dioide (NOx)
Oxygen (O2)
Ozone
Propane
|  |  |  | Gate | Manual
Powered
|  |  |  | Glycol Make-Up System | Automatic
Manual
|  |  |  | Grinder | Pedestal
|  |  |  | Guard Rail | Embedded
Surfaced Mounted
|  |  |  | Hand Rail | Embedded
Integrated With Guard Rail
Surfaced Mounted
|  |  |  | Heat Exchanger | Plate
Shell + Tube
|  |  |  | Heat Recovery Unit | Fixed Plate
Rotary Wheel
|  |  |  | Heater | Overhead
Wall Mount
|  |  |  | Hot Water Heater | Boiler Water
Heat Pump Hybrid
Heater Combination
Steam to Water
Tank
Tankless
|  |  |  | Humidifier | Electric
Natural Gas (NG)
Steam
|  |  |  | Hydronic System Water Treatment | Chemical Pot Feeder
Condensate Neutralizer
Corrosion Coupon Rack
Water filter
|  |  |  | Light Standard | Single Fixture
Three Fixtures
Two Fixtures
|  |  |  | Lighting Control System | Contractor
Relay
|  |  |  | Loading Dock Levelers | Electric
Hydraulic
|  |  |  | Low Voltage Transformer | Delta-Delta
Delta-W ye
W ye-Delta
W ye-W ye
|  |  |  | Manhole | Electrical/Communication
Sewer
Snow Melt
Storm
Unknown
Valve
|  |  |  | Motor Control Centers | Ball
Butterfly
Gate
|  |  |  | Overhead Door | Coiling
Rubber
Sectional
|  |  |  | Parapet Wall | Precast Concrete
Reinforced Concrete
Steel
Wood
|  |  |  | Parking Area | Asphalt
Block Pavers
Concrete
Gravel
Mastic
Permeable Pavers
Sealer
Thin Membrane Waterproofing System
|  |  |  | Pedestrian Walkway | Asphalt
Concrete
Pavers
|  |  |  | Photovoltaic System | Auto-Tracking
Fixed
|  |  |  | Post Indicator Valve | Indicator Post Valve
Supervised Valve
|  |  |  | Pump | Close-Coupled
Double Suction
End Suction
Inline Circulator
Multi-Stage
Peristaltic
Positive Displacement
Rotary Lobe
Split-Coupled
Vertical Inline
Vertical Turbine
|  |  |  | Retaining Wall | Berm
Concrete
Gabion
Masonry
Natural Stone
Secant
Sheet Piling
Soldier Pile and Lagging
Timber
Wall Length
|  |  |  | Roadway | Asphalt
Block Pavers
Concrete
Gravel
Mastic
Permeable Pavers
Sealer
Thin Membrane Waterproofing System
|  |  |  | Separator | Grease-Water Separator
Grit-Water Separator
Oil-Water Separator
Solvent-Water Separator
|  |  |  | Shed | Salt Shed
Utility/Storage Shed
|  |  |  | Signal Light | Fixed
Strobe
|  |  |  | Sloped Roof | Asphalt Shingle
Clay Tile
Concrete Tile
Metal
Wood Shingle
|  |  |  | Spill Kits Station | Absorb Only
Biohazardous
Full Kit
|  |  |  | Sprinkler System | Deluge Sprinkler System
Double Preaction Sprinkler System
Dry Sprinkler Alarm Check Valve Assembly
Single Preaction Sprinkler System
Valve Assembly
Wet Sprinkler Alarm Check
|  |  |  | Stairway | Concrete
Fiberglass
Metal Stair with Concrete Filled Treads
Metal Stair with Grating Treads
Reinforced Plastic
|  |  |  | Storage Tank | AST
UST
|  |  |  | Sump Pit | Concrete
HDPE
Metallic
Other
|  |  |  | Super Structure | Cast-In-Place Reinforced Concrete
Concrete Block/Mansonry Unit (CMU)
Masonry Brick
Precast Concrete
Rubble (Stone)
Steel
Timber
|  |  |  | Traffic Barrier | Guide Rail System
Jersey Barrier
Wall
|  |  |  | Utility Meters | Gas
Power
Water
|  |  |  | Waste Water Collection System | Effluent
Force Main
Gravity Sewer
|  |  |  | Waste Water Lift Station | Grade Mounted
Submerged
Vertical Turbine
|  |  |  | Water Softener | Dual-Tank Water Softener System
Ion Exchange Water Softener System
Magnetic Water Softener System
Reverse Osmosis System
Water Filtering
Water Sterilization System
Context and Considerations
- All assets within Metrolinx EAM will be associated with a class and category
- All new assets will either:
(a) Be associated with the existing class and category list found in the two tables below
(b) Modifications and/or additions to the existing class and category structure will be needed (Metrolinx involvement in design)
- The table highlights the existing class list with the associated code

## RAW Data - Asset Class + Catego (hidden)
Asset Class + Department |  |  | Department + Asset Class + Category
Asset Class | Class Description | Department | Class Org | Class Code | Asset Class Description | Category Code | Category Description | Row Labels
ACCPLTF | Access Platform | BFA | BRT | ACCPLTF | Access Platform | ACCPLTFGS | Galvanized Steel | SEP
ACESRMP | Accessibility Ramp | BFA | BRT | ACCPLTF | Access Platform | ACCPLTFPM | Painted Metal | Grease-Water Separator
ARCMPRS | Air Compressor | BFA | BRT | ACCPLTF | Access Platform | ACCPLTFRF | Reinforced Fiberglass | Grit-Water Separator
ARCONIE | Air Conditioning Indoor Evaporator | BFA | BRT | ARCMPRS | Air Compressor | ARCMPRSCF | Centrifugal | Oil-Water Separator
ARHU | Air Handling Unit | BFA | BRT | ARCMPRS | Air Compressor | ARCMPRSRP | Reciprocating | Solvent-Water Separator
AHR | Air Hose Reel | BFA | BRT | ARCMPRS | Air Compressor | ARCMPRSSL | Scroll
AIRM | Air Monitoring | BFA | BRT | ARCMPRS | Air Compressor | ARCMPRSSW | Screw | ACCPLTF
ARCONC | Air-Conditioning – Condenser | BFA | BRT | ARCONC | Air-Conditioning – Condenser | ARCONCAC | Air Cooled | Galvanized Steel
TRNSFRSW | Automatic Transfer Switch | BFA | BRT | ARCONC | Air-Conditioning – Condenser | ARCONCGS | Ground Source | Painted Metal
BFP | Backflow Prevention | BFA | BRT | ARCONC | Air-Conditioning – Condenser | ARCONCWC | Water Cooled | Reinforced Fiberglass
BASMS | BAS boards, Modules & Sensors | BFA | BRT | ARCONIE | Air Conditioning Indoor Evaporator | ARCONIEPT | Packaged Terminal (PTAC)
BATCH | Battery Charger | BFA | BRT | ARCONIE | Air Conditioning Indoor Evaporator | ARCONIESC | Self-Contained | ARCMPRS
BPEMERGL | Battery Powered Emergency Lighting and Exit Lighting | BFA | BRT | ARCONIE | Air Conditioning Indoor Evaporator | ARCONIEST | Split | Centrifugal
BOILR | Boiler | BFA | BRT | ARHU | Air Handling Unit | ARHUEH | Electric Heating | Reciprocating
BOLRD | Bollard | BFA | BRT | ARHU | Air Handling Unit | ARHUFOH | Fuel Oil Heating | Screw
BFEX | Bus Fume Exhaust | BFA | BRT | ARHU | Air Handling Unit | ARHUHWGH | Hot Water/Glycol Heating | Scroll
BUSWSH | Bus Wash System | BFA | BRT | ARHU | Air Handling Unit | ARHUNGH | Natural Gas (NG) Heating
CNPY | Canopy | BFA | BRT | ARHU | Air Handling Unit | ARHUPGH | Propane Gas (LPG) Heating | ARCONC
CPCTR | Capacitor | BFA | BRT | BFP | Backflow Prevention | BFPFRSYS | Fire System | Air Cooled
CHCKVLV | Check Valve (>100mm) | BFA | BRT | BFP | Backflow Prevention | BFPWD | Water Distribution | Ground Source
CHLR | Chiller | BFA | BRT | BOILR | Boiler | BOILRGH | Glycol Heating | Water Cooled
CIRCBENC | Circuit Breaker Enclosure | BFA | BRT | BOILR | Boiler | BOILRHPSH | High Pressure Steam Heating (>75psig)
CMPADS | Compressed Air Distribution System | BFA | BRT | BOILR | Boiler | BOILRHWH | Hot Water Heating | ARCONIE
COGEN | Cogn/Trigen | BFA | BRT | BOILR | Boiler | BOILRLPSH | Low Pressure Steam Heating (<15psig) | Packaged Terminal (PTAC)
CP | Control Panel | BFA | BRT | BOILR | Boiler | BOILRMPSH | Medium Pressure Steam Heating (>16psig) | Self-Contained
CLFSYS | Coolant Fluid System | BFA | BRT | BOLRD | Bollard | BOLRDCPS | Composite | Split
COOLTANK | Coolant Tank | BFA | BRT | BOLRD | Bollard | BOLRDCRT | Concrete
CHLRCOOL | Cooling Tower | BFA | BRT | BOLRD | Bollard | BOLRDMTL | Metal | ARHU
CRN | Crane | BFA | BRT | BPEMERGL | Battery Powered Emergency Lighting and Exit Lighting | BPEMERGLEEBU | Emergency Exit Battery Unit | Electric Heating
CRNREMC | Crane Remote Control | BFA | BRT | BPEMERGL | Battery Powered Emergency Lighting and Exit Lighting | BPEMERGLESBU | Emergency Sign Battery Unit | Fuel Oil Heating
CURBOX | Curb Box | BFA | BRT | CHLR | Chiller | CHLRCFL | Centrifugal | Hot Water/Glycol Heating
DEFDISP | DEF Distribution System | BFA | BRT | CHLR | Chiller | CHLRRPT | Reciprocating | Natural Gas (NG) Heating
DEHMDFR | Dehumidifier | BFA | BRT | CHLR | Chiller | CHLRSCRL | Scroll | Propane Gas (LPG) Heating
DIFSYS | Diesel Fluid System | BFA | BRT | CHLR | Chiller | CHLRSW | Screw
DSLST | Diesel Storage Tank | BFA | BRT | CHLRCOOL | Cooling Tower | CHLRCOOLMD | Mechanical Draft | BFP
DSTTK | Diesel Transfer Tank | BFA | BRT | CHLRCOOL | Cooling Tower | CHLRCOOLNAD | Natural Air Draft | Fire System
DCSW | Disconnect Switch | BFA | BRT | CNPY | Canopy | CNPYEC | Exposed Ceiling | Water Distribution
FZDISC | Fuse Disconnect | BFA | BRT | CNPY | Canopy | CNPYMLC | Metal Linear Ceiling
DMESTRCT | Dome Structure | BFA | BRT | CNPY | Canopy | CNPYPAPC | Prefinish Aluminum Panel Ceiling | BOILR
DOMWDS | Domestic Water Distribution System | BFA | BRT | CNPY | Canopy | CNPYPAPF | Pre-finish Aluminum Panel Flashing | Glycol Heating
DR | Door | BFA | BRT | CP | Control Panel | CPDIST | Distribution | High Pressure Steam Heating (>75psig)
DRARCRTN | Door Air Curtain | BFA | BRT | CP | Control Panel | CPDRCTRL | Door Control | Hot Water Heating
DRNCTCHB | Drainage Catch basin | BFA | BRT | CP | Control Panel | CPFAA | Fire Alarm Annunciation | Low Pressure Steam Heating (<15psig)
DRNCULV | Drainage Culvert | BFA | BRT | CP | Control Panel | CPFAC | Fire Alarm Control | Medium Pressure Steam Heating (>16psig)
DRWOUTBR | Draw - Out Breaker | BFA | BRT | CP | Control Panel | CPFACC | Fuel Accuload
DPRS | Drill Press | BFA | BRT | CP | Control Panel | CPLD | Loading | BOLRD
DRYARCP | Dryer - Air Compressor | BFA | BRT | CP | Control Panel | CPOTH | Other | Composite
DUCTHEAT | Duct Heater | BFA | BRT | CP | Control Panel | CPRLY | Relay | Concrete
ESWS | Eco Structure Web Station | BFA | BRT | CP | Control Panel | CPSDTRF | Sand Transfer | Metal
ELECHTS | Electric Heat Trace System | BFA | BRT | CP | Control Panel | CPULD | Unloading
ELVTR | Elevator | BFA | BRT | CP | Control Panel | CPWSPWR | Wayside Power | BPEMERGL
EMRGDFBR | Emergency Defibrilator | BFA | BRT | CRN | Crane | CRNBRG1 | Bridge | Emergency Exit Battery Unit
EMREAS | Emergency Eyewash and Shower | BFA | BRT | CRN | Crane | CRNJIB1 | Jib | Emergency Sign Battery Unit
EMRGGEN | Emergency Generator | BFA | BRT | CRN | Crane | CRNMORL1 | Monorail
EMS | Energy Management System | BFA | BRT | CRNREMC | Crane Remote Control | CRNREMCFX | Fixed | CHLR
EOILFLS | Engine Oil Fluid System | BFA | BRT | CRNREMC | Crane Remote Control | CRNREMCPB | Portable | Centrifugal
ENGOTANK | Engine Oil Tank | BFA | BRT | DEHMDFR | Dehumidifier | DEHMDFRDL | Disiccant-Liquid | Reciprocating
EXTRWLL | Exterior Wall | BFA | BRT | DEHMDFR | Dehumidifier | DEHMDFRDR | Disiccant-Rotary | Screw
FLLARSYS | Fall Arrest System | BFA | BRT | DEHMDFR | Dehumidifier | DEHMDFRRF | Refrigerative | Scroll
FAN | Fan | BFA | BRT | DR | Door | DRRVL | Revolving
FNC | Fence | BFA | BRT | DR | Door | DRSLD | Sliding | CHLRCOOL
FBFPR | Fire Backflow Preventer | BFA | BRT | DR | Door | DRSNG | Single | Mechanical Draft
FREXTNG | Fire Extinguisher | BFA | BRT | DR | Door | DRSWNG | Swing | Natural Air Draft
FRHSCAB | Fire Hose and Cabinet | BFA | BRT | DR | Door | DRBF | Bi-fold
FRHYDR | Fire Hydrant | BFA | BRT | DR | Door | DRDBL | Double | CNPY
FRPANEL | Fire Panels | BFA | BRT | DRARCRTN | Door Air Curtain | DRARCRTNEH | Electric-Heating | Exposed Ceiling
FRPRTSYS | Fire Protection Devices | BFA | BRT | DRARCRTN | Door Air Curtain | DRARCRTNHWGH | Hot Water/Glycol Heating | Metal Linear Ceiling
FRPMP | Fire Pump | BFA | BRT | DRARCRTN | Door Air Curtain | DRARCRTNNGH | Natural Gas (NG) Heating | Prefinish Aluminum Panel Ceiling
FRSHTTR | Fire Shutter | BFA | BRT | DRARCRTN | Door Air Curtain | DRARCRTNNH | Non-heated | Pre-finish Aluminum Panel Flashing
FRSUPPU | Fire Suppression System | BFA | BRT | DRARCRTN | Door Air Curtain | DRARCRTNPGH | Propane Gas (LPG) Heating
FRWST | Fire Water Storage Tank | BFA | BRT | DRARCRTN | Door Air Curtain | DRARCRTNSH | Steam Heating | CP
FRSTADKT | First Aid Kit | BFA | BRT | DRNCTCHB | Drainage Catch basin | DRNCTCHBDBL | Double | Distribution
FXFURN | Fixed Furniture | BFA | BRT | DRNCTCHB | Drainage Catch basin | DRNCTCHBSGL | Single | Door Control
FXGRBG | Fixed Garbage Bin | BFA | BRT | DRWOUTBR | Draw - Out Breaker | DRWOUTBRSPTW | Single Phase Three Wire | Fire Alarm Annunciation
FLGPL | Flag Pole | BFA | BRT | DRWOUTBR | Draw - Out Breaker | DRWOUTBRTPFW | Three Phase 4 Wire | Fire Alarm Control
FLTROOF | Flat Roof | BFA | BRT | DRWOUTBR | Draw - Out Breaker | DRWOUTBRTPSW | Three Phase 6 Wire | Fuel Accuload
FLRHSMS | Floor Heating/ Snow Melting System | BFA | BRT | DRYARCP | Dryer - Air Compressor | DRYARCPRD | Regenerative Dessicant | Loading
FLFMTR | Fuel Flow Meter | BFA | BRT | DRYARCP | Dryer - Air Compressor | DRYARCPRF | Refrigerated | Other
FLRLFSLP | Fuel Relief/Stop Tank | BFA | BRT | DSLST | Diesel Storage Tank | DSLSTAST | AST | Relay
GSDTCSYS | Gas Detection System | BFA | BRT | DSLST | Diesel Storage Tank | DSLSTUST | UST | Sand Transfer
GATE | Gate | BFA | BRT | DUCTHEAT | Duct Heater | DUCTHEATEH | Electric Heating | Unloading
GLYMUSYS | Glycol Make-Up System | BFA | BRT | DUCTHEAT | Duct Heater | DUCTHEATGTH | Geothermal Heating | Wayside Power
GRSDSY | Grease Distribution System | BFA | BRT | DUCTHEAT | Duct Heater | DUCTHEATHWGH | Hot Water/Glycol Heating
GRYWTANK | Grey Water Tank | BFA | BRT | DUCTHEAT | Duct Heater | DUCTHEATNGH | Natural Gas (NG) Heating | CRN
GRINDER | Grinder | BFA | BRT | DUCTHEAT | Duct Heater | DUCTHEATPGH | Propane Gas (LPG) Heating | Bridge
GRNDLPS | Grounding and Lightining Protection System | BFA | BRT | DUCTHEAT | Duct Heater | DUCTHEATSH | Steam Heating | Jib
GRDRL | Guard Rail | BFA | BRT | ELECHTS | Electric Heat Trace System | ELECHTSET | Eavetrough | Monorail
HNDDRY | Hand Dryer | BFA | BRT | ELECHTS | Electric Heat Trace System | ELECHTSPP | Pipe
HNDRL | Hand Rail | BFA | BRT | ELVTR | Elevator | ELVTRFRT | Freight | CRNREMC
HEATEXCH | Heat Exchanger | BFA | BRT | ELVTR | Elevator | ELVTRPGR | Passenger | Fixed
HRU | Heat Recovery Unit | BFA | BRT | EMRGGEN | Emergency Generator | EMRGGENDF | Diesel Fuel | Portable
HTTRSYS | Heat Trace System | BFA | BRT | EMRGGEN | Emergency Generator | EMRGGENGL | Gasoline
HTR | Heater | BFA | BRT | EMRGGEN | Emergency Generator | EMRGGENNG | Natural Gas | DEHMDFR
HCC | Heating and Cooling Coils | BFA | BRT | EMRGGEN | Emergency Generator | EMRGGENPN | Propane | Disiccant-Liquid
HTWTRHT | Hot Water Heater | BFA | BRT | FAN | Fan | FANBDF | Belt Drive Fan | Disiccant-Rotary
HMDFR | Humidifier | BFA | BRT | FAN | Fan | FANDDF | Direct Drive Fan | Refrigerative
HVACARDS | HVAC Air Distribution System | BFA | BRT | FAN | Fan | FANUKWN | Unknown
HYPRS | Hydraulic Press | BFA | BRT | FLGPL | Flag Pole | FLGPLAL | Aluminum | DR
HYDRSWT | Hydronic System Water Treatment | BFA | BRT | FLGPL | Flag Pole | FLGPLCRT | Concrete | Bi-fold
INGRNHST | In Ground Hoists | BFA | BRT | FLGPL | Flag Pole | FLGPLSL | Steel | Double
IVAC | Industrial Vaccum | BFA | BRT | FLGPL | Flag Pole | FLGPLWD | Wood | Revolving
INSPPIT | Inspection Pit | BFA | BRT | FLLARSYS | Fall Arrest System | FLLARSYSBA | Ballasted Anchor | Single
INTRCPT | Interceptor | BFA | BRT | FLLARSYS | Fall Arrest System | FLLARSYSDA | Davit Arm | Sliding
IRRIGATON | Irrigation | BFA | BRT | FLLARSYS | Fall Arrest System | FLLARSYSHL | Horizontal Lifeline | Swing
JCKSTND | Jack Stand | BFA | BRT | FLLARSYS | Fall Arrest System | FLLARSYSLR | Ladder Rail
LGHTSTD | Light Standard | BFA | BRT | FLLARSYS | Fall Arrest System | FLLARSYSRA | Roof Anchor | DRARCRTN
LGHT | Lighting | BFA | BRT | FLRHSMS | Floor Heating/ Snow Melting System | FLRHSMSFHS | In Ground Floor Heating System | Electric-Heating
LGHTCTRL | Lighting Control System | BFA | BRT | FLRHSMS | Floor Heating/ Snow Melting System | FLRHSMSSMS | Snow Melting System | Hot Water/Glycol Heating
LOADBNK | Load Bank | BFA | BRT | FLRLFSLP | Fuel Relief/Stop Tank | FLRLFSLPAST | AST | Natural Gas (NG) Heating
LOADDL | Loading Dock Levelers | BFA | BRT | FLRLFSLP | Fuel Relief/Stop Tank | FLRLFSLPUST | UST | Non-heated
LOWVLTDS | Low Voltage Distribution System | BFA | BRT | FLTROOF | Flat Roof | FLTROOFBB | Built-Up Bituminous | Propane Gas (LPG) Heating
LOWVLTTR | Low Voltage Transformer | BFA | BRT | FLTROOF | Flat Roof | FLTROOFGR | Gravel | Steam Heating
MNHOL | Manhole | BFA | BRT | FLTROOF | Flat Roof | FLTROOFMBS | Modified Butuminous Sheet Membrane
MHVLTTRS | Medium/ High Voltage Transformer | BFA | BRT | FLTROOF | Flat Roof | FLTROOFSP | Single-Ply | DRNCTCHB
MBK | Metal Brake | BFA | BRT | FLTROOF | Flat Roof | FLTROOFVR | Vegetated Roof | Double
MTSH | Metal Shear | BFA | BRT | FNC | Fence | FNCBVCCL | Black Vinyl Coated Chain Link | Single
MTRCONT | Motor Control Centers | BFA | BRT | FNC | Fence | FNCCRT | Concrete
NGD | Natural Gas Distribution | BFA | BRT | FNC | Fence | FNCGCL | Galvanized Chain Link | DRWOUTBR
NONPTWTR | Non - Potable Water System | BFA | BRT | FNC | Fence | FNCMSRY | Masonry | Single Phase Three Wire
OHDDR | Overhead Door | BFA | BRT | FNC | Fence | FNCPW | Page-Wire | Three Phase 4 Wire
PTBH | Paint Booth | BFA | BRT | FNC | Fence | FNCWD | Wood | Three Phase 6 Wire
PRPTWLL | Parapet Wall | BFA | BRT | FNC | Fence | FNCWI | Wrought Iron
PKGAREA | Parking Area | BFA | BRT | FNC | Fence | FNCWWM | Welded Wire Mesh | DRYARCP
PRTSWSH | Parts Washer | BFA | BRT | FREXTNG | Fire Extinguisher | FREXTNGABC | ABC Rated Dry Chemical | Refrigerated
PEDGATE | Pedestrian Gate | BFA | BRT | FREXTNG | Fire Extinguisher | FREXTNGAW | A Rated Water | Regenerative Dessicant
PEDWLK | Pedestrian Walkway | BFA | BRT | FREXTNG | Fire Extinguisher | FREXTNGBC | BC Rated Carbon Dioxide
PHTOSYS | Photovoltaic System | BFA | BRT | FREXTNG | Fire Extinguisher | FREXTNGCA | Chemical Agent | DSLST
PITJACK | Pit Jack | BFA | BRT | FREXTNG | Fire Extinguisher | FREXTNGDC | Dry Chemical | AST
PLMBFXT | Plumbing Fixture | BFA | BRT | FREXTNG | Fire Extinguisher | FREXTNGFM | Foam | UST
PRTCOLFT | Portable Column Lift | BFA | BRT | FREXTNG | Fire Extinguisher | FREXTNGWC | Wet Chemical
PSTINVLV | Post Indicator Valve | BFA | BRT | FRHYDR | Fire Hydrant | FRHYDRDB | Dry Barrel | DUCTHEAT
PRTKARCP | Pressure Tank - Air Compressor | BFA | BRT | FRHYDR | Fire Hydrant | FRHYDRWB | Wet Barrel | Electric Heating
PRSSRWSH | Pressure Washer | BFA | BRT | FRPMP | Fire Pump | FRPMPFP | Fire Pump | Geothermal Heating
PMP | Pump | BFA | BRT | FRPMP | Fire Pump | FRPMPJP | Jockey Pump | Hot Water/Glycol Heating
RTNWLL | Retaining Wall | BFA | BRT | FRSHTTR | Fire Shutter | FRSHTTRCL | Coiling | Natural Gas (NG) Heating
RDWY | Roadway | BFA | BRT | FRSHTTR | Fire Shutter | FRSHTTRSL | Sectional | Propane Gas (LPG) Heating
RFDRN | Roof Drain | BFA | BRT | FRSUPPU | Fire Suppression System | FRSUPPUCSS | Clean Agent Suppresion System | Steam Heating
RTU | Roof Top Units | BFA | BRT | FRSUPPU | Fire Suppression System | FRSUPPUDPS | Double Preaction System
RMINT | Room Interior | BFA | BRT | FRSUPPU | Fire Suppression System | FRSUPPUSPS | Single Preaction System | ELECHTS
SANDBL | Sand Blaster | BFA | BRT | FXFURN | Fixed Furniture | FXFURNBN | Bench | Eavetrough
SEP | Separator | BFA | BRT | FXFURN | Fixed Furniture | FXFURNBR | Bike Rack | Pipe
SEPTNK | Septic Tank | BFA | BRT | GATE | Gate | GATEMAN | Manual
SHD | Shed | BFA | BRT | GATE | Gate | GATEPWR | Powered | ELVTR
SIGLGHT | Signal Light | BFA | BRT | GLYMUSYS | Glycol Make-Up System | GLYMUSYSAUTO | Automatic | Freight
SGN | Signs | BFA | BRT | GLYMUSYS | Glycol Make-Up System | GLYMUSYSMAN | Manual | Passenger
SGNFACID | Signs - Facility ID | BFA | BRT | GRDRL | Guard Rail | GRDRLEBD | Embedded
SGNPARK | Signs - Parking | BFA | BRT | GRDRL | Guard Rail | GRDRLSMT | Surfaced Mounted | EMRGGEN
SKYLGHT | Skylight | BFA | BRT | GRINDER | Grinder | PEDESTAL | Pedestal | Diesel Fuel
SLPDRF | Sloped Roof | BFA | BRT | GSDTCSYS | Gas Detection System | GSDTCSYSAM | Ammonia | Gasoline
SPLKTSTN | Spill Kits Station | BFA | BRT | GSDTCSYS | Gas Detection System | GSDTCSYSCD | Carbon Dioxide (CO2) | Natural Gas
SPRNKSYS | Sprinkler System | BFA | BRT | GSDTCSYS | Gas Detection System | GSDTCSYSCM | Carbon Monoxide (CO) | Propane
STAQOZ | Stabilized Aqueous Ozone | BFA | BRT | GSDTCSYS | Gas Detection System | GSDTCSYSHD | Hydrogen (H2)
STRWY | Stairway | BFA | BRT | GSDTCSYS | Gas Detection System | GSDTCSYSML | Multiple | FAN
STPHS | Standpipe and Hose System | BFA | BRT | GSDTCSYS | Gas Detection System | GSDTCSYSMT | Methane (CH4) | Belt Drive Fan
STORTNK | Storage Tank | BFA | BRT | GSDTCSYS | Gas Detection System | GSDTCSYSND | Nitrogen Dioide (NOx) | Direct Drive Fan
SBST | Substructure | BFA | BRT | GSDTCSYS | Gas Detection System | GSDTCSYSOX | Oxygen (O2) | Unknown
SUBSTRM | Subsurface Stormwater Management | BFA | BRT | GSDTCSYS | Gas Detection System | GSDTCSYSOZ | Ozone
SMPIT | Sump Pit | BFA | BRT | GSDTCSYS | Gas Detection System | GSDTCSYSPN | Propane | FLGPL
SPSTRUCT | Super Structure | BFA | BRT | HEATEXCH | Heat Exchanger | HEXPLATE | Plate | Aluminum
SURFSTM | Surface Stormwater Management | BFA | BRT | HEATEXCH | Heat Exchanger | HEXSHELL | Shell + Tube | Concrete
SWTBRD | Switchboard | BFA | BRT | HMDFR | Humidifier | HMDFREL | Electric | Steel
TBL | Tire Balancer | BFA | BRT | HMDFR | Humidifier | HMDFRNG | Natural Gas (NG) | Wood
TIC | Tire Inflation Cage | BFA | BRT | HMDFR | Humidifier | HMDFRST | Steam
TRFCBARR | Traffic Barrier | BFA | BRT | HNDRL | Hand Rail | HNDRLEBD | Embedded | FLLARSYS
TRANSFMR | Transformer | BFA | BRT | HNDRL | Hand Rail | HNDRLIGR | Integrated With Guard Rail | Ballasted Anchor
TFLSYS | Transmission Fluid System | BFA | BRT | HNDRL | Hand Rail | HNDRLSMT | Surfaced Mounted | Davit Arm
TRANTANK | Transmission Tank | BFA | BRT | HRU | Heat Recovery Unit | HRUFXPL | Fixed Plate | Horizontal Lifeline
UPS | Uninterruptable Power Supply | BFA | BRT | HRU | Heat Recovery Unit | HRURTWL | Rotary Wheel | Ladder Rail
UTLMTR | Utility Meters | BFA | BRT | HTR | Heater | HTROVERH | Overhead | Roof Anchor
VAV | Variable Air Volume | BFA | BRT | HTR | Heater | HTRWALLM | Wall Mount
VHCLECU | Vehicle Charging Unit | BFA | BRT | HTWTRHT | Hot Water Heater | HTWTRHTBW | Boiler Water | FLRHSMS
WCOOLSYS | Waste Coolant System | BFA | BRT | HTWTRHT | Hot Water Heater | HTWTRHTHC | Heater Combination | In Ground Floor Heating System
WSTCT | Waste Coolant Tank | BFA | BRT | HTWTRHT | Hot Water Heater | HTWTRHTHPH | Heat Pump Hybrid | Snow Melting System
WSTOTANK | Waste Engine Oil Tank | BFA | BRT | HTWTRHT | Hot Water Heater | HTWTRHTSW | Steam to Water
WOILSYS | Waste Oil System | BFA | BRT | HTWTRHT | Hot Water Heater | HTWTRHTT | Tank | FLRLFSLP
WSTWCOLS | Waste Water Collection System | BFA | BRT | HTWTRHT | Hot Water Heater | HTWTRHTTL | Tankless | AST
WSTWLS | Waste Water Lift Station | BFA | BRT | HYDRSWT | Hydronic System Water Treatment | HYDRSWTCCR | Corrosion Coupon Rack | UST
WTRSFNR | Water Softener | BFA | BRT | HYDRSWT | Hydronic System Water Treatment | HYDRSWTCNZ | Condensate Neutralizer
WWELL | Water Well | BFA | BRT | HYDRSWT | Hydronic System Water Treatment | HYDRSWTCPF | Chemical Pot Feeder | FLTROOF
WINDSYS | Window System | BFA | BRT | HYDRSWT | Hydronic System Water Treatment | HYDRSWTWFT | Water filter | Built-Up Bituminous
WNSHLWSH | Windshield Washer | BFA | BRT | LGHTCTRL | Lighting Control System | LGHTCTRLCTC | Contractor | Gravel
WBCH | Work Bench | BFA | BRT | LGHTCTRL | Lighting Control System | LGHTCTRLRLY | Relay | Modified Butuminous Sheet Membrane
|  |  | BRT | LGHTSTD | Light Standard | LGHTSTDSFX | Single Fixture | Single-Ply
|  |  | BRT | LGHTSTD | Light Standard | LGHTSTDTFX | Two Fixtures | Vegetated Roof
|  |  | BRT | LGHTSTD | Light Standard | LGHTSTDTHFX | Three Fixtures
|  |  | BRT | LOADDL | Loading Dock Levelers | LOADDLEL | Electric | FNC
|  |  | BRT | LOADDL | Loading Dock Levelers | LOADDLHDL | Hydraulic | Black Vinyl Coated Chain Link
|  |  | BRT | LOWVLTTR | Low Voltage Transformer | LOWVLTTRDD | Delta-Delta | Concrete
|  |  | BRT | LOWVLTTR | Low Voltage Transformer | LOWVLTTRDW | Delta-W ye | Galvanized Chain Link
|  |  | BRT | LOWVLTTR | Low Voltage Transformer | LOWVLTTRWD | W ye-Delta | Masonry
|  |  | BRT | LOWVLTTR | Low Voltage Transformer | LOWVLTTRWW | W ye-W ye | Page-Wire
|  |  | BRT | MNHOL | Manhole | MNHOLEC | Electrical/Communication | Welded Wire Mesh
|  |  | BRT | MNHOL | Manhole | MNHOLSM | Snow Melt | Wood
|  |  | BRT | MNHOL | Manhole | MNHOLST | Storm | Wrought Iron
|  |  | BRT | MNHOL | Manhole | MNHOLSW | Sewer
|  |  | BRT | MNHOL | Manhole | MNHOLUKW | Unknown | FREXTNG
|  |  | BRT | MNHOL | Manhole | MNHOLVL | Valve | A Rated Water
|  |  | BRT | MTRCONT | Motor Control Centers | MTRCONTBF | Butterfly | ABC Rated Dry Chemical
|  |  | BRT | MTRCONT | Motor Control Centers | MTRCONTBL | Ball | BC Rated Carbon Dioxide
|  |  | BRT | MTRCONT | Motor Control Centers | MTRCONTGT | Gate | Chemical Agent
|  |  | BRT | OHDDR | Overhead Door | OHDDRCL | Coiling | Dry Chemical
|  |  | BRT | OHDDR | Overhead Door | OHDDRRBR | Rubber | Foam
|  |  | BRT | OHDDR | Overhead Door | OHDDRSL | Sectional | Wet Chemical
|  |  | BRT | PEDWLK | Pedestrian Walkway | PEDWLKAPT | Asphalt
|  |  | BRT | PEDWLK | Pedestrian Walkway | PEDWLKCRT | Concrete | FRHYDR
|  |  | BRT | PEDWLK | Pedestrian Walkway | PEDWLKPVR | Pavers | Dry Barrel
|  |  | BRT | PHTOSYS | Photovoltaic System | PHTOSYSAT | Auto-Tracking | Wet Barrel
|  |  | BRT | PHTOSYS | Photovoltaic System | PHTOSYSFX | Fixed
|  |  | BRT | PKGAREA | Parking Area | PKGAREAAPT | Asphalt | FRPMP
|  |  | BRT | PKGAREA | Parking Area | PKGAREABP | Block Pavers | Fire Pump
|  |  | BRT | PKGAREA | Parking Area | PKGAREACRT | Concrete | Jockey Pump
|  |  | BRT | PKGAREA | Parking Area | PKGAREAGL | Gravel
|  |  | BRT | PKGAREA | Parking Area | PKGAREAMT | Mastic | FRSHTTR
|  |  | BRT | PKGAREA | Parking Area | PKGAREAPP | Permeable Pavers | Coiling
|  |  | BRT | PKGAREA | Parking Area | PKGAREASLR | Sealer | Sectional
|  |  | BRT | PKGAREA | Parking Area | PKGAREATMWS | Thin Membrane Waterproofing System
|  |  | BRT | PMP | Pump | PMPCCPL | Close-Coupled | FRSUPPU
|  |  | BRT | PMP | Pump | PMPESUC | End Suction | Clean Agent Suppresion System
|  |  | BRT | PMP | Pump | PMPINC | Inline Circulator | Double Preaction System
|  |  | BRT | PMP | Pump | PMPMSTG | Multi-Stage | Single Preaction System
|  |  | BRT | PMP | Pump | PMPPDEV | Positive Displacement
|  |  | BRT | PMP | Pump | PMPPSL | Peristaltic | FXFURN
|  |  | BRT | PMP | Pump | PMPRLOB | Rotary Lobe | Bench
|  |  | BRT | PMP | Pump | PMPSCPL | Split-Coupled | Bike Rack
|  |  | BRT | PMP | Pump | PMPSDSUC | Double Suction
|  |  | BRT | PMP | Pump | PMPVINL | Vertical Inline | GATE
|  |  | BRT | PMP | Pump | PMPVTUR | Vertical Turbine | Manual
|  |  | BRT | PRPTWLL | Parapet Wall | PRPTWLLPC | Precast Concrete | Powered
|  |  | BRT | PRPTWLL | Parapet Wall | PRPTWLLRC | Reinforced Concrete
|  |  | BRT | PRPTWLL | Parapet Wall | PRPTWLLSL | Steel | GLYMUSYS
|  |  | BRT | PRPTWLL | Parapet Wall | PRPTWLLWD | Wood | Automatic
|  |  | BRT | PSTINVLV | Post Indicator Valve | PSTINVLVIPV | Indicator Post Valve | Manual
|  |  | BRT | PSTINVLV | Post Indicator Valve | PSTINVLVSV | Supervised Valve
|  |  | BRT | RDWY | Roadway | RDWYAPT | Asphalt | GRDRL
|  |  | BRT | RDWY | Roadway | RDWYBPVR | Block Pavers | Embedded
|  |  | BRT | RDWY | Roadway | RDWYCRT | Concrete | Surfaced Mounted
|  |  | BRT | RDWY | Roadway | RDWYGVL | Gravel
|  |  | BRT | RDWY | Roadway | RDWYMT | Mastic | GRINDER
|  |  | BRT | RDWY | Roadway | RDWYPPVR | Permeable Pavers | Pedestal
|  |  | BRT | RDWY | Roadway | RDWYSLR | Sealer
|  |  | BRT | RDWY | Roadway | RDWYTMWS | Thin Membrane Waterproofing System | GSDTCSYS
|  |  | BRT | RTNWLL | Retaining Wall | RTNWLLBR | Berm | Ammonia
|  |  | BRT | RTNWLL | Retaining Wall | RTNWLLCRT | Concrete | Carbon Dioxide (CO2)
|  |  | BRT | RTNWLL | Retaining Wall | RTNWLLGBN | Gabion | Carbon Monoxide (CO)
|  |  | BRT | RTNWLL | Retaining Wall | RTNWLLMRY | Masonry | Hydrogen (H2)
|  |  | BRT | RTNWLL | Retaining Wall | RTNWLLNS | Natural Stone | Methane (CH4)
|  |  | BRT | RTNWLL | Retaining Wall | RTNWLLSC | Secant | Multiple
|  |  | BRT | RTNWLL | Retaining Wall | RTNWLLSP | Sheet Piling | Nitrogen Dioide (NOx)
|  |  | BRT | RTNWLL | Retaining Wall | RTNWLLSPL | Soldier Pile and Lagging | Oxygen (O2)
|  |  | BRT | RTNWLL | Retaining Wall | RTNWLLTB | Timber | Ozone
|  |  | BRT | RTNWLL | Retaining Wall | RTNWLLWL | Wall Length | Propane
|  |  | BRT | SEP | Separator | SEPGRWS | Grease-Water Separator
|  |  | BRT | SEP | Separator | SEPGTWS | Grit-Water Separator | HEATEXCH
|  |  | BRT | SEP | Separator | SEPOWS | Oil-Water Separator | Plate
|  |  | BRT | SEP | Separator | SEPSWS | Solvent-Water Separator | Shell + Tube
|  |  | BRT | SHD | Shed | SHDSLTSD | Salt Shed
|  |  | BRT | SHD | Shed | SHDUSSD | Utility/Storage Shed | HMDFR
|  |  | BRT | SIGLGHT | Signal Light | SIGLGHTFX | Fixed | Electric
|  |  | BRT | SIGLGHT | Signal Light | SIGLGHTSB | Strobe | Natural Gas (NG)
|  |  | BRT | SLPDRF | Sloped Roof | SLPDRFAPTS | Asphalt Shingle | Steam
|  |  | BRT | SLPDRF | Sloped Roof | SLPDRFCRT | Concrete Tile
|  |  | BRT | SLPDRF | Sloped Roof | SLPDRFCYT | Clay Tile | HNDRL
|  |  | BRT | SLPDRF | Sloped Roof | SLPDRFML | Metal | Embedded
|  |  | BRT | SLPDRF | Sloped Roof | SLPDRFWDS | Wood Shingle | Integrated With Guard Rail
|  |  | BRT | SMPIT | Sump Pit | SMPITCRT | Concrete | Surfaced Mounted
|  |  | BRT | SMPIT | Sump Pit | SMPITHDPE | HDPE
|  |  | BRT | SMPIT | Sump Pit | SMPITML | Metallic | HRU
|  |  | BRT | SMPIT | Sump Pit | SMPITOTH | Other | Fixed Plate
|  |  | BRT | SPLKTSTN | Spill Kits Station | SPLKTSTNAO | Absorb Only | Rotary Wheel
|  |  | BRT | SPLKTSTN | Spill Kits Station | SPLKTSTNBH | Biohazardous
|  |  | BRT | SPLKTSTN | Spill Kits Station | SPLKTSTNFK | Full Kit | HTR
|  |  | BRT | SPRNKSYS | Sprinkler System | SPRNKSYSDPSS | Double Preaction Sprinkler System | Overhead
|  |  | BRT | SPRNKSYS | Sprinkler System | SPRNKSYSDSCV | Dry Sprinkler Alarm Check Valve Assembly | Wall Mount
|  |  | BRT | SPRNKSYS | Sprinkler System | SPRNKSYSDSS | Deluge Sprinkler System
|  |  | BRT | SPRNKSYS | Sprinkler System | SPRNKSYSSPSS | Single Preaction Sprinkler System | HTWTRHT
|  |  | BRT | SPRNKSYS | Sprinkler System | SPRNKSYSVA | Valve Assembly | Boiler Water
|  |  | BRT | SPRNKSYS | Sprinkler System | SPRNKSYSWSC | Wet Sprinkler Alarm Check | Heat Pump Hybrid
|  |  | BRT | SPSTRUCT | Super Structure | SPSTRUCTCMU | Concrete Block/Mansonry Unit (CMU) | Heater Combination
|  |  | BRT | SPSTRUCT | Super Structure | SPSTRUCTCRFC | Cast-In-Place Reinforced Concrete | Steam to Water
|  |  | BRT | SPSTRUCT | Super Structure | SPSTRUCTMB | Masonry Brick | Tank
|  |  | BRT | SPSTRUCT | Super Structure | SPSTRUCTPCRT | Precast Concrete | Tankless
|  |  | BRT | SPSTRUCT | Super Structure | SPSTRUCTRLS | Rubble (Stone)
|  |  | BRT | SPSTRUCT | Super Structure | SPSTRUCTSL | Steel | HYDRSWT
|  |  | BRT | SPSTRUCT | Super Structure | SPSTRUCTTB | Timber | Chemical Pot Feeder
|  |  | BRT | STORTNK | Storage Tank | STORTNKAST | AST | Condensate Neutralizer
|  |  | BRT | STORTNK | Storage Tank | STORTNKUST | UST | Corrosion Coupon Rack
|  |  | BRT | STRWY | Stairway | STRWYCRT | Concrete | Water filter
|  |  | BRT | STRWY | Stairway | STRWYFG | Fiberglass
|  |  | BRT | STRWY | Stairway | STRWYMCF | Metal Stair with Concrete Filled Treads | LGHTCTRL
|  |  | BRT | STRWY | Stairway | STRWYMGT | Metal Stair with Grating Treads | Contractor
|  |  | BRT | STRWY | Stairway | STRWYRFP | Reinforced Plastic | Relay
|  |  | BRT | TRFCBARR | Traffic Barrier | TRFCBARRGRL | Guide Rail System
|  |  | BRT | TRFCBARR | Traffic Barrier | TRFCBARRJB | Jersey Barrier | LGHTSTD
|  |  | BRT | TRFCBARR | Traffic Barrier | TRFCBARRWL | Wall | Single Fixture
|  |  | BRT | TRNSFRSW | Automatic Transfer Switch | TRNSFRSWAUTO | Auto | Three Fixtures
|  |  | BRT | TRNSFRSW | Automatic Transfer Switch | TRNSFRSWMAN | Manual | Two Fixtures
|  |  | BRT | UTLMTR | Utility Meters | UTLMTRGAS | Gas
|  |  | BRT | UTLMTR | Utility Meters | UTLMTRPWR | Power | LOADDL
|  |  | BRT | UTLMTR | Utility Meters | UTLMTRWT | Water | Electric
|  |  | BRT | WSTWCOLS | Waste Water Collection System | WSTWCOLSEFT | Effluent | Hydraulic
|  |  | BRT | WSTWCOLS | Waste Water Collection System | WSTWCOLSFM | Force Main
|  |  | BRT | WSTWCOLS | Waste Water Collection System | WSTWCOLSGSW | Gravity Sewer | LOWVLTTR
|  |  | BRT | WSTWLS | Waste Water Lift Station | WSTWLSGMNT | Grade Mounted | Delta-Delta
|  |  | BRT | WSTWLS | Waste Water Lift Station | WSTWLSSUB | Submerged | Delta-W ye
|  |  | BRT | WSTWLS | Waste Water Lift Station | WSTWLSVERTUR | Vertical Turbine | W ye-Delta
|  |  | BRT | WTRSFNR | Water Softener | WTRSFNRDTWSS | Dual-Tank Water Softener System | W ye-W ye
|  |  | BRT | WTRSFNR | Water Softener | WTRSFNRIEWSS | Ion Exchange Water Softener System
|  |  | BRT | WTRSFNR | Water Softener | WTRSFNRMWSS | Magnetic Water Softener System | MNHOL
|  |  | BRT | WTRSFNR | Water Softener | WTRSFNRROS | Reverse Osmosis System | Electrical/Communication
|  |  | BRT | WTRSFNR | Water Softener | WTRSFNRWFLT | Water Filtering | Sewer
|  |  | BRT | WTRSFNR | Water Softener | WTRSFNRWSS | Water Sterilization System | Snow Melt
Storm
Unknown
Valve
MTRCONT
Ball
Butterfly
Gate
OHDDR
Coiling
Rubber
Sectional
PEDWLK
Asphalt
Concrete
Pavers
PHTOSYS
Auto-Tracking
Fixed
PKGAREA
Asphalt
Block Pavers
Concrete
Gravel
Mastic
Permeable Pavers
Sealer
Thin Membrane Waterproofing System
PMP
Close-Coupled
Double Suction
End Suction
Inline Circulator
Multi-Stage
Peristaltic
Positive Displacement
Rotary Lobe
Split-Coupled
Vertical Inline
Vertical Turbine
PRPTWLL
Precast Concrete
Reinforced Concrete
Steel
Wood
PSTINVLV
Indicator Post Valve
Supervised Valve
RDWY
Asphalt
Block Pavers
Concrete
Gravel
Mastic
Permeable Pavers
Sealer
Thin Membrane Waterproofing System
RTNWLL
Berm
Concrete
Gabion
Masonry
Natural Stone
Secant
Sheet Piling
Soldier Pile and Lagging
Timber
Wall Length
SHD
Salt Shed
Utility/Storage Shed
SIGLGHT
Fixed
Strobe
SLPDRF
Asphalt Shingle
Clay Tile
Concrete Tile
Metal
Wood Shingle
SMPIT
Concrete
HDPE
Metallic
Other
SPLKTSTN
Absorb Only
Biohazardous
Full Kit
SPRNKSYS
Deluge Sprinkler System
Double Preaction Sprinkler System
Dry Sprinkler Alarm Check Valve Assembly
Single Preaction Sprinkler System
Valve Assembly
Wet Sprinkler Alarm Check
SPSTRUCT
Cast-In-Place Reinforced Concrete
Concrete Block/Mansonry Unit (CMU)
Masonry Brick
Precast Concrete
Rubble (Stone)
Steel
Timber
STORTNK
AST
UST
STRWY
Concrete
Fiberglass
Metal Stair with Concrete Filled Treads
Metal Stair with Grating Treads
Reinforced Plastic
TRFCBARR
Guide Rail System
Jersey Barrier
Wall
TRNSFRSW
Auto
Manual
UTLMTR
Gas
Power
Water
WSTWCOLS
Effluent
Force Main
Gravity Sewer
WSTWLS
Grade Mounted
Submerged
Vertical Turbine
WTRSFNR
Dual-Tank Water Softener System
Ion Exchange Water Softener System
Magnetic Water Softener System
Reverse Osmosis System
Water Filtering
Water Sterilization System

## 5.1 List of Manufacturers
List of Manufacturers |  | INDEX
Manufacturer | Description
AAON | AAON
AARONSCALECO | Aaron Scale Co.
AARPW | AAR POWER BOSS INC.
ABAAM | ABA of America, Inc.
ABB | ABB Ltd.
ABBVG | BYGG, A.B. - OCH - TRANSPORT EKONOMI
ABEXX | Abex Corporation
ABLBD | ABLE BODY CO., INC.
ABSOPULSE | ABSOPULSE Electronics Ltd
AC | AC
ACCCN | Accuride Canada, Inc.
ACCCR | Accuride Corporation
ACCMN | ACCURATE M.F.G. PRODUCTS LTD.
ACCSS | ACCESSORY CONTROL & EQUIP CO.
ACCUENERGY | ACCUENERGY
ACDLC | AC Delco
ACEEC | ACE ELECTRIC CO.
ACEPT | ACE PAINT
ACFIRE | A-C Fire Pump Systems
ACFTP | ACE TARP & AWNING
ACKLANDS-GRAINGER | Acklands - Grainger Inc.
ACKLANDSINDUSTRIAL | ACKLANDS INDUSTRIAL
ACKLANDSLTD | ACKLANDS LTD.
ACM | ACM
ACME | Acme
ACMEQ | ACME QUALITY PRODUCTS
ACOCONTAINER | ACO container systems
ACORNENG | ACORN ENGINEERING
ACRNENG | Acorn Engineering Company
ACSOX | Asco
ACSPR | A. C. SPARK PLUG DIV., GMC
ACTARIS | Actaris
ACTCOMMUNICATIONS | ACT COMMUNICATIONS
ACTFRSTAID | Action First Aid
ACTIONSALESLIGHTING | Action Sales & Lighting Ltd.
ACUAMP | Automation Direct
ACURA | Acura Division of Honda Motor America, Inc.
ADELCOSUPPLYCOMPANY | Adelco Supply Company Inc.
ADKTR | Adkins Truck Equipment Company
ADL | Alexander Dennis
ADMCRP | Adams Corp
ADMGR | ADMARK GRAPHIC SYSTEM INC.
ADMOREFSD | Admore - Fire Separation Doors
ADP | Unit Heater Manusacturer
ADS | ADS
ADVANCE | Advance
ADVBR | ADVANCE BRUSHES INC.
ADVEN | Advanced Energy
ADVMC | Advance Machine, Inc.
ADVRM | ADVANCE-ROMER SANITARY PRODUCTS
ADVTG | Advantage
AECLV | A.E. Clevite Engine Parts Co.
AEG | AEG
AERLN | AERO-LINER CO.
AEROFLEX | Aeroflex
AERQP | Aeroquip Corporation
AFAR | AFAR
AFL | AFL Industries Inc.
AFLO | Aire-Flo
AGAFL | AGA FLEET PRODUCTS
AIMLT | AimLite
AIRAP | AIR-A-PLANE CORP.
AIRON | Airon Group of Companies
AIRPORT | Airport
AIRPR | Air Products and Chemicals, Inc.
AIRRF | AIR REFINER (DIVISION OF DANA)
AIRTEST | Airtest Technologies Inc
AIRTHERM | Airtherm
AIRTX | AIR TEX INDUSTRIES
AIRXCEL | Airxcel
AKIND | AK Industries Inc.
AKMCP | AKMI CORP.
AKOUSTIK | Akoustik Engineering
ALBANY | ALBANY
ALBDOOR | Albany Door Systems
ALBER | Alber Cellcoder
ALBPUMP | Albany Pump Company Ltd.
ALBTL | Alabama Trailer Company, Inc.
ALBTR | TROSTEL PACKINGS, ALBERT, LTD.
ALCAD | ALCAD
ALCOA | Aluminum Company of America
ALDIND | Alderon Industries
ALECTRA | Alectra
ALEMT | ALEMITE & INST DIV., STEWART WARNER
ALFAINST | Alfa Instruments
ALGSDI | Algas-SDI
ALINE | Airline
ALIVER | Aliance Verdi
ALLAM | ALL AMERICAN TRUCK SLEEPER
ALLCH | Allis-Chalmers Corporation
ALLDB | ALLIED BOLT & SCREW
ALLED | ALLIEDSIGNAL TRUCK BRAKE SYSTEMS CO.
ALLEMITE | Allemite LLC
ALLENBRADLEY | ALLEN-BRADLEY
ALLGD | ALGOOD
ALLISON | Allison Transmission Inc.
ALLMAR INT | ALLMAR INTERNATIONAL
ALLNB | ALLEN BRADLEY CO.
ALLSN | ALLISON DIVISION, GMC (OBSOLETE)
ALLSTAR | All Star Manufacturing
ALLSTEELFARBRICATIONINC | All Steel Farbrication Inc
ALLTR | ALLTRUCK,DUROBILT MFG.
ALLVL | ALLEGHENY VALVE CO.
ALLVN | ALLVAN CORPORATION
ALMAC | ALMAC INDUSTRIES LTD.
ALMBD | ALUMINUM BODY CORP.
ALMVN | ALUMAVENT
ALNWD | ALAN WOOD STEEL CO.
ALPEX | ALPEX MACHINE & TOOL CO.
ALPNE | ALPINE
ALSTOM | ALSTOM
ALSTOMSIGNALING | Alstom Signaling Inc.
ALSYS | A & L Systems, Inc.
ALTEC | Altec Industries, Inc.
ALTPRO | ALTPRO
ALUMINUS | ALUMINUS
ALUPSCAN | Always On UPS Systems Canada Inc.
ALVDO | Alvarado
ALYRC | ALLOY RODS CORP.
ALYTR | ALLOY TRAILERS, INC.
AMART | Amar Trailer Parts
AMAXL | American Axle and Manufacturing
AMDRY | American Dryer
AMEPR | AMERICAN PRECISION COMPANY
AMERX | AMEREX CORP.
AMES | Ames
AMETEKPWR | Ametek Powervar
AMETK | AMETEK
AMFAN | American Fan Company
AMGMETALS | AMG Metals Inc.
AMHRB | AM HAIRE BODY COMPANY
AMIX | Aeromix
AMMETER | American Meter Company
AMPHN | AMPHENOL CORP., RF MICROWAVE OPERATIONS
AMPPR | AMP PRODUCTS CORP.
AMRBD | AMERICAN BODY & EQUIPMENT CO.
AMRBR | AMERICAN BRAKEBLOK DIV., ABEX CORP.
AMRBS | AMERICAN BOSCH DIV., AMBAC IND
AMRCL | AMERICAN-COLEMAN CO.
AMRCR | American Carrier Equipment, Inc.
AMRGS | AMERICAN GREASE STICK CO.
AMRHS | AMERICAN HOIST & DERRICK CO.
AMRLF | American LaFrance
AMRLN | AMER-LINCOLN DIV., SCOTT & FETZER CO.
AMRLP | American Lifting Products, Inc.
AMRMT | American Motors Corporation (obsolete)
AMRSP | AMERICAN SPRINGS, INC.
AMRST | AMERICAN STEEL FOUNDRIES (ASF)
AMRTC | AMERICAN TRUCK BODY, INC.
AMRTR | AMERICAN TRAILERS INC.
AMRTW | AMERICAN TRUCK WASH, INC.
AMRX | Amerex Corporation
AMSCX | American Mobile Satellite Corporation
AMSIGNALS | AM SIGNALS
AMSPEC | American Specialties, Inc.
AMSTAND | American Standard
AMTCC | AMOT CONTROLS CORPORATION
AMTRN | AMERICAN TRANSPORTATION CORP.
AMTROL | Amtrol
AMTXX | Advanced Maintenance Technologies, Inc.
ANCHM | ANCHOR MOUNTS
ANCHOR | ANCHOR
ANCHR | ANCHORLOK DIV., ROYAL INDUSTRIES
ANCOX | ANDERSON COMPANY, THE
ANCRA | ANCRA CORPORATION
ANCRCONPRDT | ANCHOR CONCRETE PRODUCTS
ANCXX | ANCO Products
ANDBL | Andrew Billets and Son
ANDRW | ANDREWS MACHINE SCREW CO.
ANIXTER | ANIXTER
ANRITSU | Anritsu
ANSALDO | ANSALDO
ANSLL | ANSELL EDMONTH INDUSTRIAL, INC.
ANSULSNTRY | Ansul Sentry
ANTHS | ANTHES DIVISION, GLEASON CORP.
AOMIX | Air-O-Mix Systems Inc.
AOSMITH | A.O. Smith Ltd.
APC | APC By Schneider Electric
APEXX | APEX, DIV. COOPER POWER TOOLS
APLBL | Apollo Ball Valve Div. of Conbraco Ind., Inc.
APNAA | AP NORTH AMERICAN AFTERMARKET DIV.
APOLO | Apollo
APPENERGY | Applied Energy Systems
APPLCOMF | Applied Comfort Products Carver Inc.
APPLT | APPLETON ELECTRIC CO.
APPRT | A.P. Parts
APSCO | APSCO, Inc.
APWRPRO | Air Powered Products Ltd.
AQGUARD | AquaGuard
AQRIUS | Aquarius
AQTELLCAN | Aquatell Canada
ARAG | Arag
ARCTIC | Arctic
ARCTR | ARCTIC TRAVELER DIV. oF TRANE
ARDYN | Airodyne Industries, Inc.
ARFSG | AEROFLASH SIGNAL
ARGDF | Airglide, Inc.
ARGOX | Argo Instruments Corporation
ARI-HETRA | Ari-Hetra
ARJAY | Arjay
ARKTR | Arkansas Trailer Manufacturing, Inc.
ARMPW | AIR-O-MATIC POWER STEERING CO.
ARMRB | ARMSTRONG RUBBER CO.
ARMRL | ARMOR ALL PRODUCTS CO.
ARMSTRNG | Armstrong
ARNES | Arnes Welding, Ltd.
ARO | ARO
ARROW | Arrow Manufacturing Company
ARRTR | Arrow Trailers Corporation
ARRWHART | Arrow-Hart of Canada Ltd.
ARSHL | AIRSHIELD CORPORATION
ARSRC | AIRESEARCH MFG. DIV., GARRETT CORP.
ARTEC | Artec
ARTFX | Arctic Fox
ARTMN | Rest-Rite, division of Artman Company
ARVID | Arvin Industries, Inc.
ARVIN | Arvin Ride and Motion Control Products
ARZN | Aerzen
ASAFE | A Safe
ASCA | ASCA
ASCO | ASCO
ASCOPT | ASCO Power Technologies
ASHDR | ASHCROFT DRESSER INSTRUMENTS
ASHDW | ASHDOWN MFG. CORP.
ASHIP | ASHLAND INDUSTRIAL PRODUCTS, DIV. VALVOLINE
ASHLAN | Ashland
ASHLN | ASHLAND OIL, INC.
ASIGRPCAN | ASI Group Canada
ASPEED | Air Speed
ASPLN | ASPLUNDH MANUFACTURING DIV.
ASSABLOY | ASSA ABLOY
ASTRA | Astra
ASTRO | Astro Industrial Machine, Ltd.
ASTROJOINTBRAKELTD | Astro Joint & Brake Ltd.
ASTROPLST | Astroplast
ASTWS | AUSTIN-WESTERN DIV., CLARK EQUIP. CO.
ATCFROST | ATC-FROST
ATECO | Ateco Equipment, Inc.
ATEK | Airtek Ltd.
ATHEY | Athey Products Corporation
ATKNS | ATKINSON
ATLAS | ATLAS HOIST & BODY INC.
ATLASCO | Atlas Copco
ATLCN | ATLAS CENTENNIAL TRUCK BODY MFG. CO.
ATLCP | Atlas Copco, Inc.
ATLHW | Atlas, H. Weyhausen, K.G
ATLIN | Atlantic India Rubber Company
ATLTR | ATLANTIC TRUCK & TRAILER, LTD.
ATTNK | AUTOTANK CO.
AUBCL | Auburn Clutch Company, Inc.
AUDVX | Audiovox Corporation
AUMND | AUMAND TRAILER & EQUIP CO. LTD.
AURORA | Aurora
AUTAC | AUTAC INC.
AUTCR | AUTOCAR DIV., WHITE MOTOR CORP. (OBSOLETE)
AUTHD | AUTO HARDWARE
AUTLT | AUTOLITE DIVISION, FORD MOTOR CO.
AUTMT | AUTOMOTIVE AIR, INC.
AUTOANALYSERSERVICES | Auto Analyser Services Inc.
AUTODOOR | Auto Doors Inc.
AUTOV | AUTO-VEHICLE PARTS CO.
AUTST | Auto Steering Trailers, Ltd.
AVAYA | Avaya
AVENT | Aerovent
AVIGILON | Avigilon
AVK | AVK
AVR | AVR
AVRNMT | Aerovironment
AVTRON | AVTRON LOAD BANK
AWARD | AWARD TRAILERS
AWECO | AWECO
AWIS | Air Wise Inc.
AXIOM | Axiom Manufacturing
AXLEQ | AXLE & EQUIPMENT SALES CO.
AZCO | Azco
AZTPR | Aztec Products, Inc.
BACKX | Back Motor Bodies, Ltd.
BADGER | Badger Fire Protection
BAKEQ | BAKER EQUIPMENT & SUPPLY, INC.
BAKER | BAKER, MTL HDLG DIV., OTIS ELEV CO.
BAKERTRANSITPARTS | Baker Transit Parts Inc.
BALDOR | Baldor
BALMAX | Ballomax
BALTCO | Baltimore Aircoil Company Inc.
BAM | Bam
BANCD | Bandag Canada
BANDG | Bandag, Inc.
BARBL | BAR-BEL FABRICATING CO., INC.
BARCHENG | Barchard Engineering Ltd.
BARD | Bard
BARNES | Barnes Pumps Canada Inc.
BARNS | BARNES LUMBER & MFG. CO.
BATCO | BATCO
BAUMANN | Baumann
BAYCO | BAYCO INDUSTRIES
BBAFR | BBA Friction, Inc.
BBBMF | BABB MFG. CO., INC.
BBC | BBC Brown Boveri
BBEQP | B&B Equipment Sales Company, Inc.
BCAXX | BCA, FEDERAL-MOGUL
BCHMN | BEACH MANUFACTURING COMPANY
BCKRB | BUCKEYE RUBBER PRODUCTS INC.
BDCCL | BEDCOCK CLUTCH BRAKE
BDFRD | BEDFORD
BDRMC | BEDARCO MC GRUER - CN
BEALL | BEALL PIPE & TANK CORP.
BEAMS | BEAMS INDUSTRIES, INC.
BECKETT | Beckett
BEDCO | BEDCO
BEEWR | BEE WIRE AND CABLE
BEGGS | BEGGS INC.
BEGHCAN | Beghelli Canada Inc.
BEHRA | BEHR America, Inc.
BEKO | Beko
BEL | BEL
BELART | Bel-Art Inc.
BELDEN | Belden
BELIMO | Belimo
BELL | Bell
BELLA | Bell Additives, Inc.
BELLGOSS | Bell & Gossett
BELTHERM | Bel Thermal Units Inc.
BEMAG | BEMAG
BEMAR | BE-MAR INC.
BENDX | BENDIX CORPORATION, THE
BENECOR | Benecor
BENNETANDELLIOTT | Bennett & Elliott Ltd
BENNING | Benning
BEPCO | BEPCO INC.
BERGX | BERG MFG. CO., THE
BERKO | Berko
BERNER | Berner
BERNG | Bering Truck Company
BERRY | BERRYMAN PRODUCTS, INC.
BESTPWR | Best Power
BFSIND | BFS Industries
BGRGC | BIG RIG COMPONENTS DIV.
BIDDLE | Biddle Air Systems Ltd.
BIGASSFANS | Big Ass Fans
BIGBY | BIG BOY COMPONENTS
BIGDB | BIG D BRAKE & CLUTCH
BIGJO | BIG JOE MFG. CO.
BIKAC | BIKE ATHLETIC CO.
BILCO | Bilco
BIRD | Bird
BIRON | BIRON
BITNR | BITNER MANUFACTURING CO.
BKBTR | B.K. & B. TRUCK BODIES, LTD.
BKREQ | BAKER EQUIPMENT ENGINEERING CO.
BLACK | BLACK & DECKER, INC.
BLACKBOX | BLACKBOX
BLAWX | BLAW KNOX CNST EQ (WHITE CONS IND)
BLBRD | BLUE BIRD BODY COMPANY
BLCDM | BLACK DIAMOND ENTERPRISES INC.
BLCPM | BLACKMER PUMP DIVISION, DOVER CORP.
BLDFL | Baldwin Filters, Inc.
BLDNT | BELDEN TRANSPORT DIVISION
BLINE | Bee Line Company
BLKCR | BLACKSTONE CORPORATION
BLKDM | BLACK DIAMOND, INC.
BLKEQ | BULK EQUIPMENT MFG., INC.
BLKHW | BLACKHAWK AUTOMOTIVE, INC.
BLKMER | Blackmer
BLKN | Belkin
BLKSTRM | Black Storm
BLLGT | BILLY GOAT INDUSTRIES, INC.
BLLRV | RIVERS, BILL CORP., THE
BLLTR | BEALL TRANS LINER, INC.
BLMMF | BELMOR MFG LTD
BLSXX | Brake Lining Supply
BLUESTRM | Blue Storm
BLUGN | BLUE GIANT EQUIP OF CANADA LTD.
BM | B&M
BMMANU | B&M Manufacturing Inc.
BMWXX | BMW of North America, Inc.
BNDWS | BENDIX-WESTINGHOUSE AUTO AIR BRK
BNESL | BOONE, A.G., SALES & SERVICE
BNKHD | BANKHEAD
BNKLY | BINKLEY CO., THE
BNKMF | BINKS MANUFACTURING CO.
BNSTB | BENSON TRUCK BODIES, INC.
BNSWG | BINSWANGER GLASS CO.
BOBRICK | Bobrick Washroom Equipment Company
BOMAR | BOMAR TANK DISCHARGE SYSTEMS, INC.
BOONE | BOONE TRAILERS INC.
BOSCH | BOSCH CORPORATION, ROBERT
BOSQUET | Bosquet - Air Distribution
BOSREXCAN | Bosch Rexroth Canada Corp.
BOSSMAN | Bossman
BOTHWELL | BOTHWELL
BOULAY | Boulay Fabrication Inc.
BOUSQUET | HVAC Air Distribution System
BOWER | BOWER, FEDERAL-MOGUL
BOWMN | BOWMAN
BRADEN | Braden - Paccar Winch
BRADN | BRADEN INDUSTRIES INC.
BRADWHITE | Bradford White
BRANTFORD | Brantford
BRASCON | BRASCON
BRAYBUILD | Bray Building Specialties Ltd.
BRBGR | BARBER-GREENE CO.(SUBS SMITH ENGINEERING)
BRCKW | BROCKWAY MOTOR TRUCKS DIV.
BRDCN | BRIDGESTONE (CANADA), INC.
BRDEQ | BRUDI EQUIPMENT, INC.
BRDLY | Bradley
BRDTR | BRIDGESTONE TIRE CO. OF AMERICA
BRGBC | BORG & BECK DIV., BORG-WARNER CORP.
BRGGN | BERGOIUGNAN USA INC.
BRGSR | BERGSTROM
BRGST | BRIGGS & STRATTON CORP.
BRGWR | BORG-WARNER CORP.
BRHTS | BEHR Heat Transfer Systems
BRIGADIER | Brigadier McAvity Canada
BRIGG | BRIGGS-WEAVER, INC.
BRITECH | Britech Distribution Inc.
BRITECHCABCON | Britech Heating Cables & Controls
BRITESPAN | BRITESPAN
BRKEL | BURKSHIRE ELECTRICAL CABLE CO.
BRKMS | BRAKEMASTER CORP.
BRKPR | Brakepro, Ltd.
BRKPT | BRAKE PARTS INC. DIV. ECHLIN INC.
BRKTC | BRAKE TECHNOLOGY CO., INC.
BRKWH | BRAKE & WHEEL PARTS
BRMNG | BIRMINGHAM MFG. CO., INC.
BRNNR | BRENNER TANK CO., INC.
BRNTF | BRANTFORD
BROAN | Broan-NuTone Canada, Inc
BROWN | BROWN TRAILER DIV., CLARK EQUIP CO.
BRRCM | BURRUSS COMPANY
BRRTR | Barrett Trailers, Inc.
BRRTT | BARRETT ELECTRONICS CORP.
BRSFL | BRISTOL FLARE CORP.
BRSMF | BORES MFG., INC.
BRTEN | BERTOLINI ENGINEERING CO, INC.
BRTLF | BARTLETT LIFTING DEVICES, INC.
BRTLT | BARTLETT TRAILER CORP.
BRWCR | BROWN CARGO VAN, INC.
BRYANDONK | Honeywell Bryan Donkin Gas Technologies Ltd.
BRZCL | Breeze Industrial Products
BSBSF | B.S. & B. SAFETY SYSTEMS, INC.
BSSMF | BOSS MFG. CO.
BSSMN | BUSSMANN
BSTIK | BOSTIK INC.
BSTRM | BOSTROM DIV., UNIVERSAL OIL PRODUCTS CO.
BTLFT | B.T. LIFT CANADA, LTD.
BTTMC | BETTS MACHINE CO.
BTTSP | Betts Spring Company
BUCER | BUCYRUS-ERIE CO. OF CANADA, LTD.
BUCKEYE | Buckeye Fire Equipment Company
BUCKF | BUCKEYE FIRE EQUIPMENT CO.
BUDDX | BUDD COMPANY, THE
BUDERUS | Buderus
BUDIN | BUD INDUSTRIES, INC.
BUELL | BUELL MFG. CO.
BUELLER | Bueller Gas
BUICK | Buick Motor Division of General Motors Corp.
BUNTB | BUNTING BEARINGS CORP.
BUSIA | BUS INDUSTRIES OF AMERICA
BUSTN | Bustin Industrial Products, Inc.
BUSTR | BUS & TRUCK SUPPLY CO., CNTL TRWY
BUTLR | BUTLER MFG. CO.
BXBPR | BUXBAUM PRODUCTS, CO.
BYRPR | BUYERS PRODUCTS CO.
BYRTW | BOYERTOWN AUTO BODY WORKS
C AND D | C & D
C.H.I. | C.H.I.
CADBT | C & D BATTERIES (ELTRA CORP. )
CAIN | Cain Industries
CALEFACTIO | Calefactio
CALTECH | Caloritech
CALVR | CALAVAR CORPORATION
CAMBRASS | Cambridge Brass
CAMDEN | CAMDEN
CAMERON | Cameron International
CAMTRAN | Cam Tran CO Ltd
CANABLAST | Canablast Industries Inc.
CANADIANA | Canadiana
CANADIANSOLAR | Canadian Solar
CANARM | Canarm Ltd.
CANBUILD | Can Build
CANDURA | Candura
CANGENEL | Canadian General Electric
CANRON | CANRON
CANVALVE | Canada valve
CANWAY | Canway Equipment Manufacturing Inc
CARARM | Cararm for Fans
CARMR | CAR-MAR, INC.
CARNES | Carnes
CAROL | CAROLINA MILLS, INC.
CAROSTAN | Carostan Controls
CARQU | CARQUEST CORP
CARRIER | CARRIER
CARRR | CARRIER CORPORATION
CARTE | Carte International Inc.
CARTR | CARTER CARBURETOR DIV., ACF IND
CASCD | CASCADE CORPORATION
CASCO | CASCO PRODUCTS, DIV. SEQUA CORP.
CASEX | CASE, J. I. CO. (SUBS TENNECO)
CASPW | CASE POWER & EQUIP LTD.
CAT | CAT
CATAPILLAR | Catapillar
CATERPILLAR | Caterpillar Corporation
CATTR | CATO TRAILER SERVICE CO., INC.
CATTRON | Cattron-Theimeg
CBLCR | CABLE CRAFT COMPANY
CBTSF | CABOT SAFETY CORP.
CCAN | C-CAN
CCHEQ | COACH & EQUIPMENT MFG. CORP.
CCHRN | COCHRANE EQUIPMENT CO.
CCPANEL | Custom Control Panels Inc.
CCPI | Con Cast Pipe Inc
CCPMN | CCP MANUFACTURING CO.
CCPWR | C&C Power
CDLDV | CADILLAC DIV., EVANS PRODUCTS CO.
CDLLC | Cadillac Motor Car Div. of GeneralMotorsCorp.
CDTECHNOLOGIES | C&D Technologies
CECXX | CEC
CENTRIPRO | CentriPro
CENTRY | Century Manufacturing
CES | C.E.S.
CFBND | C.F. BENDER, INC.
CGAVAZZI | Carlo Gavazzi
CGRPR | CGR PRODUCTS
CHAMP | Champion
CHCGH | CHICAGO HARDWARE & FIXTURE CO.
CHCGN | CHICAGO PNEUMATIC TOOL CO.
CHCKR | CHECKER MOTORS CORP.
CHCRW | CHICAGO RAWHIDE MFG. CO.
CHCTB | CHICAGO TUBE & IRON CO.
CHEMF | C.H. & E. MFG. CO.
CHGOBLOW | Chicago Blower Corp.
CHGOFAUC | Chicago Faucets
CHGOPNEU | Chicago Pneumatic
CHLCK | CHALLENGE-COOK BROS., INC.
CHLLN | CHALLENGER
CHLNG | CHALLENGER ARCTIC TRAVLR DIV., TRANE
CHLSS | CHALMERS SUSPENSIONS, INT'L, LTD.
CHLTR | CHILDS TRUCK BODIES
CHMCL | CHAM-CAL ENGINEERING
CHMCO | CHAMPION CO.,THE
CHMHM | CHAMPION HOME BUILDERS CO.
CHMPC | CHAMPION COATINGS
CHMPN | CHAMPION CARRIERS INC.
CHMPS | CHAMP SERVICE LINE DIV.,STD.MOTORPRODUCTSINC.
CHMSP | CHAMPION SPARK PLUG, DIV. COOPER INDUSTRIES
CHMTR | CHAMBERLIN TRAILERS
CHNNL | CHANNEL LOCK INC.
CHRGPNT | ChargePoint Inc.
CHRMR | Chrysler Corp Marine/Industrial Div
CHROMALOX | Chromalox Inc.
CHRONO | Chronomite
CHRYS | Chrysler Corporation
CHUBB | Chubb Ltd.
CHURCHILL | Churchill
CHVRL | Chevrolet Motor
CHVRN | CHEVRON USA INC.
CIGENTEC | Cigentec
CINCINNATI FANS | Exhaust Fans
CIRCA | CIRCA
CISCO | Cisco
CITYX | CITY WELDING & MFG. CO.
CJRTM | C.J. ROBERTS MANUFACTURING CO.
CKALV | CHECK-ALL VALVE MFG. CO.
CLARK | CLARK EQUIPMENT CO.
CLARKE | Clarke Manufacturing
CLAVAL | CLA-VAL
CLEANGRD | CleanGuard
CLEAR | CLEAR CORPORATION
CLFIREPRO | Classic Fire Protection Inc.
CLGHX | CLOUGH EQUIPMENT CO.
CLIMX | CLIMAX INT'L EQUIP CO. LTD.
CLLHN | CALLAHAN ENGINEERING CO.
CLLMN | COLLINS MANUFACTURING CO., LTD.
CLM | CLM
CLMAN | COLEMAN COMPANY
CLMTR | COLUMBIA TRAILER CO. LTD.
CLMTTE | Climette
CLOPAY | CLOPAY
CLOWCAN | Clow Canada
CLRKB | CLARK BROTHERS INSTRUMENT CO.
CLRKD | CLARKE DIV., MCGRAW-EDISON CO.
CLRTR | CLARK TRAILER SERVICE, INC.
CLTHR | CALTHERM CORPORATON
CLTIND | Colton Industries
CLVLN | CLEVELAND STEEL PRODUCTS CORP.
CLVTW | CLEVELAND TWIST DRILL CANADA LTD.
CLYIR | CLYDE IRON
CLYTN | CLAYTON MANUFACTURING CO.
CM | CM LTD.
CMBM | Cambium Networks
CMFRTAIRE | Comfort Air Mechanical Services
CMMNS | Cummins Engine Company, Inc.
CMMPL | COMMERCIAL PLASTICS
CMMRC | COMMERCIAL TRUCK BODIES LTD.
CMMSH | COMMERCIAL SHEARING, DIV. OF COMPONENT TECH.
CMMSN | CUMMINS SUNSTRAND INC.
CMMTR | COMMERCIAL TRUCK BODIES
CMMVN | COMMERCIAL VANS INC./BABCOCK MOTOR BODIES LTD
CMPCH | CAMPBELL CHAIN CO.
CMPCN | COMPAIR-CANADA LTD.
CMPPR | COMPLETE PARTS
CMSWTGRLTD | Commercial Switchgear Ltd
CMTELE | Comet Industries Inc
CMTLC | COMTELCO INDUSTRIES
CN | CN
CN STANDARD PLAN | CN Standard Plan
CNDCR | CANADIAN CAR DIV., HAWKDER SIDDELEY LTD.
CNDRC | CONDAR CARRIAGE CO.
CNSMT | CONSOLIDATED METCO INC.
CNTAR | CONTINENTAL AIR & TECHNOLOGY, INC.
CNTIN | CENTENNIAL INDUSTRIES DIV., DOUGLAS & LOMASON
CNTMN | CONTRAN MANUFACTURING, 1982 LTD.
CNTNL | CENTENNIAL (DUNLOP TIRE & RUBBER)
CNTNN | CONTINENTAL MOTORS CORP.
CNTOWER | CN Tower
CNTPR | CONTINENTAL PRODUCTS CO.
CNTTC | CENTRAL TRUCK BODY CO., LTD.
CNTTN | CONTINENTAL TIRE NORTH AMERICA
CNTTR | CONTINENTAL TRAILER CORP.
CNTTW | CONTINENTAL TRAILWAYS
CNVRGTCHINC | ConVergence Technologies, Inc
CNVRT | CONVERTO MANUFACTURING CO.
CNVTNMT | Convectair NMT Inc.
COATESEL | Coates Electric
COCOPV | COCO paving
COFFRET | COFFRET
COKBD | COOK BODY COMPANY
COLEMANMACH | COLEMAN-MACH
COLEX | COLE TRAILER COMPANY
COLHR | Cole Hersee Company
COLMB | COLUMBIA BODY & EQUIP CORP.
COLSL | Colonial Sales Division
COLSN | COLSON CASTER CORP.
COMAIR | Comairco Equipment Ltd.
COMATRELECO | Comat Releco
COMET | COMET CORP.
COMETCHEMICALCOMPANYLTD | Comet Chemical Company Ltd.
COMFEE | Comfee
COMMANDER | COMMANDER
COMMDRHW | Commercial Doors and Hardware
COMNET | ComNet Networks and Security Inc.
CONCAST | Con Cast
CONCTRLLTD | Continental Controls Ltd
CONDOR | CONDOR
CONDORSIGANDCOMM | Condor Signal and Communications
CONTECH | Contech
COOK | Cook
COOKC | COOK COMPOSITES & POLYMERS
COOKP | COOK PAINT & VARNISH CO.
COOPER | Cooper Industries
COOPR | Cooper Automotive
COPCO | COPCO STEEL & ENGINEERING CO.
COPESUPPLYINC | COPE SUPPLY INC
COPPERBUS | Copper Bus
CORELITE | CORELITE
CORNING | Corning Inc.
CORPC | CORPAC CO., LTD.
CORTC | CRANE COR TEC, INC.
COSTL | COASTAL MOBILE & MODULAR CORP.
COULOMB | Coulomb Technologies
COVIO | COVIO
CPCTY | CAPACITY, INC.
CPRTR | COOPER TIRE & RUBBER CO.
CPTRB | CAPITAL TRUCK BODIES
CRAGG | CRAGG
CRANE | Crane
CRBTT | CORBETT
CRC | CRC
CRDCN | CARDINAL CONTROLS CO. INC.
CRDNL | CARDINAL PRODUCTS INC.
CRGMT | CARGOMATIC DIV., TRI-DAIR INDUSTRIES
CRGTR | CARGOTROL
CRICTRL | Cristal Control
CRISTAL | Cristal
CRITICALENV | Critical Environment Technologies Canada Inc
CRLCB | CAROL CABLE CO., DIV. OF AVNET CORP.
CRLGR | CAROLINA GRATING CO. INC.
CRLON | CARLON
CRLSL | CARLISLE CORP.
CRNFR | CRANE FRUEHAUF
CRNTP | CORONET PARTS
CRONIN | Cronin Fabrication
CROZIER | CROZIER
CRPNT | CARPENTER BODY WORKS, INC.
CRRLL | CARROLL CO.
CRRYM | CARRYMASTER
CRSCN | CRESCENT CO., DIV. OF AVNET CORP.
CRSGR | CROSBY GROUP
CRSHN | CROUSE-HINDS DIV., COPER INDUSTRIES
CRTFD | CERTIFIED,BUTLER MFG. CO.
CRTNT | CORTINA TOOL & MOLDING CO.
CRTRN | CARTRAN MFG. LTD.
CRTWR | CARTWRIGHT
CRVTS | CRAVEN TASKER
CRWCC | CROWN COACH CORP.
CRWCN | CROWN CONTROLS CORP.
CRWDV | CROWN DIVISION, THE ALLEN GROUP, INC.
CRWEN | CROWN ENGINES & PARTS CO., LTD.
CRWNE | CROWN ELECTRONICS
CSHMN | CUSHMAN MOTORS
CSHTR | CASH TRAILERS, INC.
CSICTRL | CSI Controls
CSL | CSL
CSTBD | CUSTOM BODY MFG.
CSTCD | CUSTOM CRAFTED DOLLIES, INC.
CSTIN | CUSTOM INDUSTRIES
CSTRD | CUSTOM RADIO CORPORATION
CTRLPWRCO | Controlled Power Co
CTRLSPECINC | Control Specialties Inc.
CTRPL | CATERPILLAR TRACTOR CO.
CTRTG | CENTREVILLE TAG-A-LONG TRAILERS INC.
CTTRL | COTTRELL, INC.
CULLIGAN | Culligan Water Softener
CULTEC | Cultec Recharger
CUMMINS | CUMMINS POWER GENERATION
CUMMINSONT | Cummins Ontario Limited
CURTISINDUSTRIES | Curtis Industries Of Canada Ltd.
CURTISMILWWIS | CURTIS MILW.,WIS
CURTS | CURTIS MANUFACTURING
CUSTM | CUSTOM TRAILERS
CUSTOMFAB | Custom Fabrication
CUSTOMSTEELMFG | CUSTOM STEEL MFG
CUTLERHAMMER | CUTLER-HAMMER
CUTLETHAMMER | CUTLET HAMMER
CYCGR | CYCLO-GUARD AIR DRYERS
CYCLD | Cycloid Company
DACSYS | Dynamic Air Conveying Systems
DACTR | DACO TRAILER, INC.
DAFXX | DAF (IHC, NETHERLANDS)
DAIKIN | Daikin Applied Canada Inc.
DAIRY | DAIRY EQUIPMENT CO.
DAITC | DAI TECHNOLOGIES
DAKOT | DAKOTA MANUFACTURING CO.
DALLS | DALLAS TRUCK AIR CONDITIONING & ELECTRIC
DANAX | DANA CORPORATION
DANFOSS | DANFOSS INC.
DANHR | Danaher Corporation
DAPXX | DAP, INC.
DAREQ | Darr Equipment Company
DARTX | DART,K.W.\TRALR
DASTUART | D.A. Stuart, Inc.
DATAPROBE | DATAPROBE
DATSN | DATSUN
DAVCO | DAVCO, INC.
DAVEY | DAVEY COMPRESSOR CO.
DAVIS | DAVIES TRUCK EQUIP LTD.
DAYCO | DAYCO CORPORATION
DAYLMT | DAYTECH LIMITED
DAYTN | DAYTON STEEL FOUNDRY
DAYTON | Dayton Electric Co.
DBISALA | . DBI SALA confined space winch
DBSMR | DUBOIS MARKETING, INC.
DBSPECTRA | Db Spectra
DCB | Data Comm for Business Inc
DCC | Dynamic Climate Control Inc.
DCKSN | DICKSON WELDING COMPANY
DDGDV | DODGE DIVISION, RELIANCE ELECTRIC CO.
DDR | DDR Americas
DEARBORN | Dearborn, Inc
DEBLC | DEBOLIAC
DECAST | DECAST
DECIB | DECIBLE PRODUCTS
DECO | Double Eco
DEDIETRICH | Boiler DeDietrich Hot Water Heating
DEGNSPCTRL | Design Space Trailers Inc
DEIND | D&E Industries, Inc.
DEKLB | DEKALB COMMERCIAL BODY CORP.
DELAM | DELCO-REMY AMERICA
DELBR | DELBAR PRODUCTS, INC.
DELHI | Delhi
DELIN | DELTA INDUSTRIES
DELL | DELL
DELTA | DELTA
DELTACFT | Delta Commercial Foreign Trade Inc.
DELTAT | DELTA Transformer
DELVN | DELAVAN INDUSTRIES INC.
DEMAC | Demac
DEMAG | Demag
DEMCO | DEMCO PRODUCTS, DETHMERS MFG. CO.
DEROS | DE ROSA & SONS, INC.
DESARDLNS | DESARDLNS
DETCO | DETCO INDUSTRIES, INC.
DETROITDIESEL | Detroit Diesel
DEUTZ | DEUTZ CORPORATION, N.A.
DEVAIR | Devair for Air Compressor
DEWALT | Dewalt
DEZURIK | Dezurik Of Canada Ltd
DFFNR | DUFF-NORTON COMPANY
DGLAT | DOUGLAS AUTOTECH CORPORATION
DGLLM | DOUGLAS & LOMASON CO.
DGNHM | DAGENHAM
DGTENECND | Digital Energy Canada Inc.
DIAMONDTHEWILLOWSCORP | Diamond The Willows Corp
DIENG | Diesel Engineering
DIESL | DIESEL POWER SUPPLY, INC.
DIETZ | DIETZ CO., R. E.
DIGI | DIGI International
DIGILINKGENESIS | DIGILINK Genesis
DIGITRCELTD | Digitrace LTD Inc.
DILTE | Dialight Corporation
DIMPLEX | DIMPLEX
DIPAC | DIPACO
DITEC | Ditec Entrematic
DIVCO | DIVCO TRUCK CO.
DIXIE | Dixie Electric, Inc.
DIXSN | DIXSON, INC.
DKIKI | Diesel Kiki
DKVNM | DEKOVEN MANUFACTURING
DLCRM | DELCO-REMY DIV., GMC
DLCTY | DEL CITY WIRE
DLDNM | DUAL DYNAMICS, INC.
DLINK | D-Link
DLLAS | DALLAS SPRING
DLLPR | DILL PRODUCTS
DLMTC | DUAL MATIC PRODUCTS CO.
DLRTR | DEALERS TRUCK EQUIPMENT, INC.
DLTTC | DELTA TRUCK BODY, INC.
DLTTR | DELTA TIRE CORP. (ARMSTRONG/UNIROYAL)
DLYBD | DAILEY BODY COMPANY
DMNDB | DIAMOND B. BODY & TRAILER CORP.
DMNDT | DIAMOND T (OBSOLETE)
DMNRE | DIAMOND REO TRUCKS INC.
DMPST | DEMPSTER BROTHERS
DNHRD | DANHARD, INC.
DNLDB | BILLINGS INC., DONALD
DNLDS | DONALDSON CO., INC.
DNLTR | DUNLOP TIRE & RUBBER CORP.
DNRSS | DANRUSS ENTERPRISES
DOBRM | DOBERMANN TIRE CORP.
DODGE | DODGE DIV., CHRYSLER MOTOR CORP.
DOGLS | DOUGLAS BATTERY MFG. CO.
DOMAT | Dominion Automotive Industries, Inc.
DOMETIC | DOMETIC
DOMNN | DOMINION ENGINEERING WORKS LTD.
DOMTECH | Domtech
DONGAN | Dongan Electric Manufacturing Company
DONYARD | Don Yard
DOOSAN | Doosan International USA, Inc. (Generators)
DORAY | DO-RAY LAMP CO., INC.
DORST | DORSET
DORSY | DORSEY TRAILERS INC.
DOSATRON | Dosatron Water-Powered Dosing Technology (dosing pumps)
DOUBLE | Double
DOUGLAS | Douglas Manufacturing
DOVER | DOVER CORP., OPW DIV.
DOWCR | DOW CORNING CORP.
DOWXX | DOW CHEMICAL CO.
DPCKE | Delphi Packard Electric Systems
DPNTA | DUPONT AUTOMOTIVE PRODUCTS
DRBLT | DUROBILT MFG.
DRBTR | DURABODY & TRAILER, LTD.
DRCHR | DUROCHROME PRODUCTS, INC.
DRCTENEGY | Direct Energy Marketing Ltd
DREWCND | Drew Canada
DRISTEEM | Dri-Steem Corporation
DRKAT | DURKEE-ATWOOD CO.
DRKTR | DRAKE TRUCK BODIES
DRLTR | DURALITE TRUCK BODY & CONTAINER CORP.
DRMEN | DRUM ENGINEERING, INC.
DRMPR | DORMAN PRODUCTS CO.
DRMRK | D.R. MARKETING, INC.
DROTT | DROTT MANUFACTURING CO.
DRPWR | Deere Power Systems Group
DRUMDWLD | Drummond Welding & Steel Works Ltd
DRXIN | DREXEL INDUSTRIES, INC.
DSC | DSC
DSCLK | Disc-Lock International
DSSPR | DSS PRODIESEL
DTCIN | DATCON INSTRUMENT COMPANY
DTDSA | DETROIT DIESEL ALLISON, GMC (OBSOLETE)
DTDSC | Detroit Diesel Corporation
DTEINDUS | Dte Industries Limited
DTRAT | DETROIT AUTOMOTIVE PRODUCTS CORP.
DTRDS | DETROIT DIESEL ENG. DIV., GMC (OBSOLETE)
DTRTR | DETROIT TRAILER CO.
DUBOIS | Dubois
DUFFERINCONCRETE | DUFFERIN CONCRETE
DULDY | DUAL DYNAMICS
DUNBR | DUNBAR MANUFACTURING INC.
DUNHM | DUNHAM MFG. CO.
DUPNT | DUPONT DENEMOURS & CO., E. I.
DURACELL | Duracell
DURFM | DURA-FORM SEATING
DURHAM | Durham
DVCPR | DUVECO PRODUCTS
DVRPR | DOVER PARKERSBURG
DVSMN | DAVIS MANUFACTURING CO.
DWF | Dominion Wheel & Foundries
DXNVL | DIXON VALVE & COUPLING CO.
DXTER | Dexter Axle Company
DYMAC | DyMac Global
DYNA | Dynapole
DYNAC | DYNACRAFT CORP.
DYNAFORCE | Dynaforce Door Air Curtain Fans
DYNFL | DYNAFLEX PRODUCTS
DYNRV | DYNEX/RIVETT INC.
DYSON | Dyson Canada Ltd.
DYTPR | DAYTON PARTS, INC.
DYTWL | DAYTON-WALTHER CORP.
E3 | E3
EAGEL | EAGLE ELECTRIC MFG. CO., INC.
EAGLE | EAGLE DESIGNS
EASTX | EAST MANUFACTURING CO.
EATON | EATON
EATONALLPRO | EATON-ALL-PRO
EATVR | EATON VORAD TECHNOLOGIES
EBB | EBB
ECCOC | ECCO CHEMICALS INC.
ECCOX | ELECTRONIC CONTROLS CO.
ECHLN | ECHLIN INC.
ECII | ECII
ECLCT | ECLECTIC PRODUCTS, INC.
ECO | Eco
EDBLL | E.D. BULLARD CO.
EDGETCH | Edgetch
EDWSYSTCH | Edwards Systems Technology
EDX WIRELESS | EDX WIRELESS INC
EEMAX | Eemax Inc
EFAFLEX | Efaflex Canada O/O Emergency Door Service
EGHPN | EIGHT POINT TRAILER CORP.
EGLIN | EAGLE INTERNATIONAL, INC.
EGRESSSYSTEMSCANADALTD | Egress Systems of Canada Ltd.
EHOFMANN | E. Hofmann Plastics
EHPRICE | EH Price
EISDV | EIS DIVISION, STANDARD MOTOR PRODUCTS, INC.
ELCGS | ELECTRIC & GAS WELDING
ELCTR | Electrodyne Division of Gauss Corporation
ELCVH | ELECTRIC VEHICLE ASSOCIATES, INC.
ELDRD | EL DORADO R.V., INC.
ELECDATA | Electronic Data Systems
ELECSAFE | Electrical Safety Authority
ELECSYSLTD | Electrical Systems Ltd.
ELECTROCABLES | ElectroCables
ELECTROMODE | ELECTROMODE
ELECTROPNEUMATICCORPORAT | ELECTRO PNEUMATIC CORPORATION
ELEYCORP | ELEY CORPORATION
ELGLC | ELGIN-LEACH CORP.
ELIAS | ELIAS, THOMAS, MFG. CO. LTD.
ELKAY | Elkay
ELLCN | ELLCON-NATIONAL INC.
ELLTT | ELLIOTT MANUFACTURING CO., INC.
ELO | Elo Touch Solutions
ELS | E.L.S.
ELSLC | ELS Language Centers - Toronto
ELSTER | elster
ELSTN | ELSTON CO., INC.
ELWPR | ELWELL-PARKER ELEC CO., THE
EMCMN | EIMCO MINING MACHINERY
EMCWH | EMCO WHEATON, INC.
EMERGILITE | Emergi-Lite
EMERSON | Emerson
EMPIRECTRL | Empire Controls Ltd
EMRIN | EMERY INDUSTRIES, INC.
EMRON | EMERGENCY ONE
ENCON | Encon Group Inc
ENDAN | ENDERBY-ANDERSON CO.
ENDRESS | Endress+Hauser Canada Ltd.
ENDRP | ENDURO PRODUCTS
ENDURON | Enduron Custom Inc
ENERCON | Enercon Canada Inc.
ENERPRO | Enerpro Systems Corporation.
ENERSYS | ENERSYS
ENERTEC | ENERTEC
ENERV | Enervac
ENGA | Enga Controls Inc
ENGAIR | Engineered Air
ENGAIRLM | Eng AIR/LM
ENGLR | ENGLER INSTRUMENT CO.
ENGPR | ENGINEERED PRODUCTS, CO.
ENMAR | En Mar Systems Ltd.
ENPWG | Engine Power Group (Briggs & Stratton)
ENSEICOM | Enseicom
ENTYR | ENTYRE, E D & CO.
ENVGRD | Envirogard Products Ltd.
ENVSOL | Charlotte Products Ltd.
ENVTECH | Environmental Technology Inc.
ENVYROZONE | ENVYROZONE
EPDST | Electronic Products Division
EPSON | Epson Canada
EQELECTRIC | EQ Electric
ERFXX | ERF, LTD.
ERICO | ERICO Products, Inc.
ERIWH | ERIE WHLS DIV., ERIE MALLEABLE IRON
ERKSN | ERIKSON CORP.
ERLAU | Erlau
ERWELCAN | Erwel Canada
ESBGP | ESAB GROUP INC., THE
ESPAR | ESPAR, INC.
ESSCK | ESSICK DIV., A-T-O INC.
ESSEN | ESSEX ENGINEERING & MANUFACTURING CO.
ESSOPETROLEUMCANADA | Esso Petroleum Canada
EST | Electro Surface Technologies, Inc.
ESTLSCOMM | EST Life Safety & Communications
ESTPN | EAST PENN MANUFACTURING CO., INC.
ETHERWAN | ETHERWAN
ETNEN | EATON ENGINEERED POLYMER PROD. DIV.
ETNMR | EATON MARION DIV., EATON CORP.
ETNTP | EATON TRUCK PARTS
ETNVL | EATON VALEO CLUTCH CORPORATION (OBSOLETE)
ETRON | E-TRON
EUCLD | EUCLID INC. WHITE MOTOR CORP. (OBSOLETE)
EUCLI | Euclid Industries, Inc.
EUROBEX | Eurobex
EUROVAC | Eurovac/Clean Air Technologies Inc.
EVANS | EVANS PRODUCTS CO.
EVAPCO | EVAPCO, Inc.
EVERD | EVEREADY BATTERY CO., INC.
EVI | E.V.I.
EVOLVE | Evolve
EVRIN | EVERCO INDUSTRY CO.
EVRJH | EVRO JOHNSON PUMP LIMITED
EWING | Aluminium Flag Pole
EXCELDRY | Excel Dryer Inc.
EXIDE | EXIDE POWER SYSTEMS DIV., (ESB INC. )
EXODRAFT | Exodraft Ltd.
EXPANFLEX | Expanflex
EXTECH | Extech
EXTR | Extreme Networks
EXTROL | Extrol
EXXON | EXXON CO., USA
EYESALINE | Eyesaline
EZGATE | EZ Gate
EZRID | E-Z RIDE SUSPENSIONS
EZYAT | EZY-AUTO TRAILER DIV,SOUTHERN SALES&SERV. CO.
FABCO | FABCO
FABGL | FAB-GLAS INDUSTRIES, INC.
FANSTEEL | FANSTEEL
FANTECH | FANTECH
FARGO | FARGO,CHRYSLER CANADA LTD.
FARNELL | Farnell
FARRIS | Farris Engineering
FARRX | FARR CO.
FASCO | FASCO
FASTRAX | FASTRAX
FBMNF | F & B MANUFACTURING
FBRMT | FABRICATED METALS INC.
FCFP | Forest City Fire Protection
FCKIN | F. C. KINGSTON CO.
FCTEN | FACET ENTERPRISES INC.
FDRMG | FEDERAL-MOGUL CORP.
FDRMT | FEDERAL METAL HOSE CORP, FED. MFG. CORP.
FEDDERS | Fedders
FEDERALPIONEER | FEDERAL PIONEER
FEDPION | Federal Pioneer Ltd.
FEDRL | FEDERAL SIGN & SIGNAL CORP.
FELPR | FEL-PRO INCORPORATED
FEMYR | MYERS, F.E. & BROTHERS CO., THE
FEPETRO | FE Petro
FERDM | FERODO AMERICA INC.
FERMAR | Fermar
FERRE | FERREE MOTOR & EQUIPMENT CO.
FERRUPS | Ferrups
FETECH | Forum Energy Technologies
FFEQUIP | Flag Fire Equipment Ltd.
FGPRD | F/G PRODUCTS, INC.
FIATX | FIAT DISTRIBUTORS INC.
FIAXX | Fia, Inc.
FIBERFOX | FiberFox
FICOX | FICO, AB
FIELDINGCHEMICAL | Fielding Chemical Technologies Inc.
FILKO | FILKO AUTOMOTIVE PRODUCTS (DIV. F&B)
FILLRITE | Fill-Rite
FINDER | FINDER
FIREBA | Fire & Burglar Alarms LTD
FIREFLEX | FireFlex System Inc.
FIRELOCKNXT | FireLock NXT
FIRST | FIRST
FISHCTRL | Fisher Controls International, LLC
FLBKN | FELBURN-KINGHAM CO.
FLEET | Fleet Engineers, Inc.
FLEMMING | Pit Jack
FLEXF | Flexflab Horizons International
FLEXISOFT | FLEXI SOFT
FLEXL | FLEX-A-LITE CONSOLIDATED INC.
FLEXON | Flexon Industries
FLGST | FLAGG STEEL PRODUCTS
FLLPR | FULLWELL PRODUCTS INC.
FLLRT | FILL-RITE DIV., TUTHILL CORP.
FLO | Flo For NRV Charger
FLOMATIC | Flomatic Corporation
FLORG | FLORIG EQUIPMENT CO., INC.
FLOSOURCE | FloSource Inc
FLSIN | FLOSCAN INSTRUMENTS CO.
FLTCM | FLEET COMPONENTS, DIV. OF WABASH NATIONAL CO.
FLTEN | FLEET ENGINEERS, INC.
FLTGR | FLEET GUARD, INC. (SUBS. CUMMINS)
FLTLN | FLEETLINE PRODUCTS INC.
FLTLS | FAULTLESS CASTER DIV., BABCOCK INDUSTRIES
FLTTR | FLEET TRUCK BODIES, INC.
FLUKE | Fluke
FLURC | FLUOROCARBON
FLXAL | FLEX-A-LITE CORP.
FLXBL | FLXIBLE CO.
FLXSU | FLXIBLE SOUTHERN CO.
FLXTN | FLEXTRAC-NODWELL LTD.
FLXTR | FLEXI-TRUC, GILBERT FLEXI-VAN, INC.
FMCXX | FMC CORP.
FNTCN | FONTAINE TRUCK BODIES - CN
FNTFW | Fontaine Fifth Wheel Company
FNTTR | FONTAINE TRUCK EQUIPMENT CO.
FNW | Ferguson Enterprises, LLC
FOMCL | Ford Motor Co. Canada Ltd.
FORDX | FORD, A DIVISION OF FORD MOTOR CO.
FORESTLANEWAY | Forest Laneway
FORSTERINSTRUMENTS | Forster Instruments Inc.
FORTERRA | FORTERRA
FORTINET | Fortigate Firewalls
FPE | FPE
FPPFCHEMICAL | FPPF Chemical Co.
FRAMX | FRAM CORPORATION
FRANKE | Franke
FRBNK | FAIRBANKS CO.
FRCTN | FRICTION MATERIAL CO, INC.
FRDLT | Ford Motor Company
FRDMN | FREEDMAN SEATING CO.
FRDMR | FARDIER-MIRABEL, LTD.
FRDNB | FREUDENBERG NON-WOVENS LTD.
FRDSM | SMITH, FORD, MACHINE, LTD.
FRECS | FREIGHTLINER CUSTOM CHASSIS CORP.
FREDC | Fredco Enterprises
FREEINDUS | Freiborne Industries Inc.
FRGHT | Freightliner Corporation
FRIGI | Frigidaire
FRIULAIR | Friulair
FRONTIERCLIMAREF | Frontier Climaref
FROSTPRD | Frost Products Ltd.
FRSCN | FIRESTONE (CANADA), INC. (OBSOLETE)
FRSNDEV | Four Seasons Site Development Ltd.
FRSST | FIRESTONE STEEL PRODUCTS CO.
FRSTM | FROSTMASTER, CARRIER-TRANSICOLD CO.
FRSTN | FIRESTONE TIRE & RUBBER CO.
FRSTR | FROST TRAILER CO.
FRTGR | FORT GARRY INDUSTRIES, LTD. - CN
FRUHF | FRUEHAUF DIV., FRUEHAUF CORP.
FRYEX | FRYE TRAILER CORP. INC.
FSCURTIS | Curtis-Toledo, Inc.
FSIDX | Firestone Industrial Products
FTVAL | Fort Vale, Inc.
FUJITSU | Fujitsu
FULFLO | Fulflo Specialties, Inc.
FULLR | FULLER TRANSMISSION
FULTON | Fulton Manufacturing Industries LLC
FUNKX | FUNK MFG. CO.
FUSOX | Mitsubishi Fuso Truck of North America, Inc.
FVSTR | FIVE STAR MFG.
FWDXX | FWD CORP.
FWMSG | MURPHY MANUFACTURER, INC., FRANK W.
GALEC | GAL Canada Elevator Products
GALPSYS | GAL Power Systems
GAMTM | GAME-TIME, INC.
GANDALF | GANDALF
GARDCO | GARDCO LIGHTING
GARDCORP | I-Gard Corp
GARDENCITYOXYGENLTD | Garden City Oxygen Ltd.
GARDINERBENDER | Gardiner Bender
GARRISON | Garrison & Garrison
GARWD | GAR WOOD INDUSTRIES INC
GASBY | Gasboy International, Inc.
GASMAST | Gasmaster Industries Ltd.
GATES | GATES RUBBER CO., THE
GBRLR | GABRIEL RIDE CONTROL PRODUCTS, INC.
GBSPECIALTIES | G & B SPECIALTIES
GCHNR | GICHNER MOBILE SYSTEMS (UNION CORP. )
GDRCH | GOODRICH CO., THE B. F.
GDREN | GOODRICH, B. F., ENGINEERED SYSTEMS CO.
GDYCN | Goodyear Canada, Inc.
GE | GE
GEGASA | GEGASA
GELIGHTING | Ge Lighting Controls
GELIGHTINGSOLUTIONS | GE LIGHTING SOLUTIONS
GENAIRPRD | GENERAL AIR PRODUCTS
GENDYMIC | General Dynamics
GENERACPOWERSYSTEM | GENERAC POWER SYSTEM
GENERALCABLE | General Cable
GENERALRLWYSIGNAL | General Railway Signal
GENERALSIGNAL | General Signal
GENERIC | Generic For Fire Hose
GENESIS | GENESIS
GENETEC | Genetec
GENFIL | General Filtration
GENIE | Genie Industries
GENINDPOW | Generac Industrial Power
GENTEC | Gentec Manufacturing Inc.
GEOCL | GEOCEL CORPORATION
GERRD | GERARD, RAY & SONS
GETAC | Getac Technology Corporation
GETS | GETS
GFSC | Globe Fire Sprinkler Corp.
GGCRG | G.G. CARGO TRAILER INDUSTRIES
GGS1F246 | GGS1F246
GIANT | Giant Manufacturing Co. Ltd.
GILLG | GILLIG CORP. (FORMERLY GILLIG BROS.)
GILMR | GILMORE TRAILER INC.
GINDY | GINDY MFG. CORP.
GINOVE | Ginove
GISP | Guardian Industrial Supply Group Inc.
GLBDR | GLOBAL DOORS, INC.
GLBEE | GLOBE ELECTRIC CO., INC.
GLDHL | GLEDHILL ROAD MACHINERY CO.
GLENTEK | GLENTEK
GLFCT | GULF CITY BODY & TRAILER WORKS, INC.
GLHRP | Glenn Harp and Sons, Inc.
GLLEQ | GALLAGHER EQUIPMENT CO.
GLMRM | GILMOUR MFG. CO. DIV., VERMONT AMERICAN CORP.
GLNIR | GALION IRON WORKS & MFG. CO.
GLOBALCOMMANDER | Global Commander
GLOBE | GLOBE UNION INC.
GLOBEMA | Globe Manufacturing
GMCCL | General Motors Corp. Of Canada Ltd.
GMCXX | GMC Truck Division
GMNIN | GEMINI INDUSTRIES, INC.
GMXXX | General Motors Corporation
GNB | GNB
GNBXX | GNB, INC.
GNRBT | GENERAL BATTERY CORP
GNREL | GENERAL ELECTRIC CO.
GNREN | GENERAL ENGINES CO., THE
GNRFR | GENERAL FIRE EXTINGUISHER CORP.
GNRLARE | General Filters, Inc.
GNRRS | GENERAL RESOURCE CORPORATION
GNRTR | GENERAL TRUCK BODY MFG. OF TEXAS, INC
GNTLK | GENT-L-KLEEN PRODUCTS, INC.
GNTRT | GENERAL TIRE & RUBBER CO., THE
GODYR | Goodyear Tire and Rubber Company
GOJOI | GO-JO INDUSTRIES
GOLDSTAR | Gold Star Manufacturing, L.L.C.
GOLTE | Golight, Inc.
GOMNF | G & O MANUFACTURING CO.
GOODL | Goodall Manufacturing, L.L.C.
GOODS | GOODSON AUTOMOTIVE MACHINE SHOP SUPPLIES
GOODYEAR | Goodyear Canada Inc.
GORBEL | Gorbel Inc.
GORDON | GORDON RAY
GORGYTIMING | Gorgy Timing
GORRUPP | The Gorman-Rupp Company
GOULD | GOULD, INC.
GOULDS | Goulds Pumps Canada Inc.
GPCUSMT | GP -Custom Metals
GPSCRGRD | GP- Screen Guard
GPSYS | General Power System
GRACO | Graco Inc.
GRAMM | GRAMM TRAILER CORP.
GRANDSTREAM | Grandstream
GRASCAN | Grascan
GRBTT | GORBETT BROS INC.
GRCPM | GRACO PUMPS OF CANADA, LTD.
GRDEQ | GIRARD EQUIPMENT, INC.
GRDIN | GUARDIAN INDUSTRIES
GRDNR | GARDNER DENVER CO.
GREE | Gree Electric Appliances Inc.
GREENHECK | Greenheck
GREENSTAR | GREEN STAR
GREENTURTLE | Green Turtle Technologies Ltd
GREGORYSIGNAGE | GREGORY SIGNAGE
GRESN | GRESEN MANUFACTURING CO.
GRETL | GREAT LAKES PARTS, INC.
GREYSTONE | Greystone Manufacturing LLC
GRGPA | GEORGIA PACIFIC
GRGRM | GEORGIA ARMATURE CO.
GRHWH | GRAHAM-WHITE SALES CORP.
GRMAL | GRUMMAN ALLIED INDUSTRIES
GRMOL | Grumman Olsen Industries, Inc.
GRMRP | GORMAN-RUPP CO., THE
GRMSC | GRIMMER SCHMIDT CORP.
GRNDR | GRAND ROCK CO, INC., THE
GRNGR | GRAINGER, W.W., INC.
GRNHECK | Greenheck Fan Corporation
GRNNG | GRANNING SUSPENSIONS
GROTE | Grote Industries, Inc.
GROVE | GROVE MANUFACTURING CO.
GROVR | GROVER PRODUCTS CO.
GRRHY | GARRISON HYDRAULICS DIV.(SPICER), DANA CORP.
GRS | GRS
GRSALSTOM | GRS/ALSTOM
GRSPATCO | GRS/PATCO
GRSRDG | GRS/RDG
GRSTN | GERSTENLAGER CO.
GRTDN | GREAT DANE TRAILERS
GRTLK | GREAT LAKES
GRUNDFOS | Pump Tech Inc.
GRVDV | GRAVELY DIVISON, CLARKE-GRAVELY CORP.
GRYHN | GREYHOUND CORPORATION
GRYRC | GREY-ROCK DIV., RAYBESTOS-MANHATTAN
GRZZL | GRIZZLY BRAKE DIV., LELAND CORP.
GS | GS
GSHCC | GOSHEN COACH CORP.
GSR | GSR
GSTBC | GUSTIN-BACON GRP, CERTAIN-TEED PRDCTS CRP.
GSW | GSW
GTDVC | GT Development Corporation
GTI | GTI Corporation Ltd
GUARDIANELECTRIC | GUARDIAN ELECTRIC
GUNIT | Gunite Corporation
GUSPRO | GUSPRO INC. Chatham Ontario Canada ( Parts Washer)
GWBDY | G & W BODY WORKS, INC.
GWINSTEK | Gwinstek
GYCLEANSYS | Glyclean Systems
HAAKON | Haakon Industries
HADBR | HADBAR
HAGER | HAGER HINGE CO.
HAIER | Haier lnc.
HAITAMA | Haitama
HAKWE | HAKO WERKES
HALDR | Halder Brake Products Corporation
HALDX | HALDEX
HALLIDAY | Halliday Products Inc.
HALO | Halo
HALOCOM | Halo Commercial
HALSEY | Halsey Taylor Technical Services
HALSY | HALSEY TAYLOR
HAMBL | Hammer Blow
HAMILTONGO | Hamilton GO Centre
HAMILTONSTREETRAILWAY | Hamilton Street Railway
HAMMOND | HAMMOND
HANNINGKAHL | Hanning & Kahl
HANREEL | Hannay Reel Inc.
HANSLERSMITHLTD | Hansler Smith Ltd.
HARMON | HARMON
HARPERDETROITDIESELLTD | Harper Detroit Diesel Ltd.
HARTING | HARTING Technology Group
HAVIS | Havis Inc
HAWS | Haws Corporation
HAYDN | HAYDEN INC.
HAYES | Hayes
HAYLZ | Hayes Lemmerz International, Inc.
HBBMF | HOBBS MFG. CO.
HCKMF | HUCK MFG. CO. DIV., IND. FASTENER
HCKNY | HACKNEY BROS BODY CO.
HCKSN | HACKNEY & SONS
HCKTH | HECKETHORN
HCTECH | HC Technologies
HDHDS | H.D. HUDSON MFG. CO.
HDLIN | HOUDAILLE INDUSTRIES, INC.
HDLYP | HADLEY PRODUCTS
HE | HE
HEILX | HEIL CO.
HELLA | HELLA, INC.
HENKL | Henkel Co. Chemicals Gr. Lubricant Technolog.
HENWR | HEIN-WERNER CORP.
HERAS | Entrance Gate Manufacturer
HESSE | HESSE CORP.
HETKN | HEAT-KING, THERMO KING CORP.
HGGDV | HOGG & DAVIS, INC.
HGHIN | HIGHWAY INDUSTRIES INC.
HGHNS | HUGHES NETWORK SYSTEMS, INC.
HGHTL | HUGHES TOOL CO., INC.
HGHTR | HIGHWAY TRAILERS OF CANADA LTD.
HGHWY | HIGHWAY PRODUCTS INC.
HGSDT | Hegenscheidt-Mfd
HIABC | HIAB CRANES AND LODERS, INC.
HIBFC | HIAB-FOCO, AB
HINMT | HINO MOTORS LTD.
HIPOWER | HIPOWER SYSTEMS
HITACHIRAILSTS | Hitachi Rail Signalling and Transportation Systems
HLCLP | HELI-COIL PRODUCTS, INC.
HLLAT | HOLLAND ATLANTIC HITCH CO
HLLEQ | HOLLAND EQUIPMENT, LTD.
HLLND | HOLLAND HITCH CO.
HLSEN | HOLSET ENGINEERING, INC.
HLTBD | HULET BODY COMPANY
HLTCC | HALTEC CORPORATION
HMBRS | HUMBERSIDE
HMSTD | Homestead
HNDRC | Hendrickson Mfg. Co. (obsolete)
HNDRN | HENDERSON MFG CO.
HNDRT | Hendrickson Trailer Suspension Systems
HNSNC | HANSON, A.L., COMPANY
HNTRM | HUNTER MANUFACTURING COMPANY
HOBBS | HOBBS TRAILERS
HOBRT | HOBART BROTHERS CO.
HOLLY | HOLLEY CARBURETOR CO.
HOLMN | HOLMAN DIV., COMP AIR LTD.
HOLMS | HOLMES CO., ERNEST (DOVER CORP.)
HOLND | HOLLAND CO., THE J. H.
HOLOPANE | Holophane
HOMAN | HOMAN & CO., INC.
HOMMD | HOMEMADE UNITS, EXCEPT CALIF.
HONDA | Honda Motor America, Inc.
HONEYWELL | HONEYWELL
HOOFP | HOOF PRODUCTS CO.
HOSEHARDWARE | Hose Hardware Inc.
HOTPOINT | Hotpoint
HOTSY | Ontario Hotsy Inc.
HOUGH | HOUGH DIV., IHC
HOVEY | Hovey Industries Inc.
HOVEYIND | Hovey Industries Inc.
HOWARDGOULD | HOWARD & GOULD
HPC | Hewlett-Packard Company
HPS | Hammond Power Solutions Inc.
HPWD | Hooper Welding Enterprises Ltd
HRCGL | HERCULES-GALION PRODUCTS INC.
HRCHL | HERCULES HALL SCOTT
HRCLS | HERCULES ENGINES INC.
HRCMN | HERCULES MFG. CO.
HRCTR | HERCULES TRAILER INC.
HRLDV | HARLEY-DAVIDSON MOTOR CO.
HRMGL | Harmon Auto Glass/Apogee Enterprises
HRPMP | Hurricane Pump Distribution Inc
HRRNG | HARRINGTON MANUFACTURING CO., INC.
HRRRD | HARRISON RADIATOR DIV., GMC
HRTID | HORTON INDUSTRIES
HRTTR | HERITAGE TRAILERS, INC.
HSAMR | HOSE AMERICA
HSCLR | H & S CLUTCH REBUILDERS
HSCO | Hassco Industries Inc
HSNS | Hisense
HSSPR | H. S. & S. PRODUCTS
HSTNG | HASTINGS COMPANY
HTCAM | HITACHI AMERICA LTD.
HTCHN | HUTCHENS INDUSTRIES, INC.
HTCIN | HUTCHINSON INDUSTRIES, LTD.
HTDTM | Hunterdon Transformer Co
HTSL | Hattersley (Canada) Limited
HUBBL | HUBBELL, INC.
HUBER | HUBER CORPORATION, A-T-O INC.
HUBL | Hubbel
HUDSONPLUMBINGSUPPLIES | Hudson Plumbing Supplies Ltd.
HUMES | HUMES TRUCK & TRAILER MFG. CO.
HUSKY | HUSKY CORP.
HVFCR | H.V.F. CORPORATION
HVYDT | HEAVY DUTY MANUFACTURING, INC.
HWRDS | HOWARD S. LEIGHT & ASSOC.
HWSCO | HEWS COMPANY, THE
HWSUP | H & W SUPPLY CORP
HWTID | HEWITT INDUSTRIES
HWWTS | WATSON, H. S.
HYCOI | Hyco International, Inc.
HYDGUARD | Hydroguard
HYDLT | HYDROLECTRIC LIFT TRUCKS, INC
HYDRA | Hydra-Pak Systems Ltd
HYDRATOOL | Hydra Tool
HYDRO-ONE | HYDRO-ONE
HYDROGUARD | Hydroguard
HYDRV | HYDROVILLE CORP.
HYSDN | HAYES-DANA LTD.
HYSTR | Hyster Co.
HYUND | Hyundai Motor America, Inc.
IBEXX | IBEX DIV., JELCO INC.
ICE | ICE
IDEAL | IDEAL DIV., STANT CORP.
IDEX | Idex Corporation
IDLCR | IDEAL TRUCK & CHROME ACCESSORIES
IDLSL | IDEAL SEAL, INC.
IDTECH | ID Tech
IEC | International Environmental Corporation
ILLFR | ILLINOIS FRIGID CORP.
IMBRIUM | Imbrium
IMIPRECENG | IMI Precision Engineering
IMPCR | IMPCO CARBURETION, INC.
IMPER | IMPERIAL INC.
IMPES | IMPERIAL EASTMAN
IMPRL | Imperial Industries Inc
IMPXS | IMPEX SPRING DIV., UCF AMERICA
INCON | Incon Group
INDECO | Indeeco Llc
INDEX | INDEX SENSORS AND CONTROLS
INDPN | INDEPENDENT METAL PRODUCTS
INDSS | INDUSTRIAL SOLVENTS CORP.
INDST | INDUSTRIAL TIRE EXCHANGE
INDUSTRIALCONTROLSPANEL | Industrial Controls Panel
INDUSTRIALLIMITED | Industrial Limited
INDUSTRIALTIMBER | Industrial Timber
INFIN | Infiniti
INFRASAVE | Infrasave Tube Heater
INGEN | Ingenia Technologies Inc.
INGENICO | Ingenico Group
INGER | Ingersoll-Rand Inc.
INGRM | INGRAM ROLLER, ACME IRON WORKS
INGRN | Ingersoll-Rand Company
INHCL | INTERNATIONAL HARVESTER CANADA LTD.
INLNR | INA LINEAR TECHNIK INC.
INSFM | INSTA-FOAM PRODUCTS, INC.
INSIGHT | Insight
INSLX | INSL-X PRODUCTS CORP.
INT | INTERNATIONAL (NAVISTAR)
INTBT | INTERSTATE BATTERY SYSTEM OF AMERICA
INTCP | International Comfort Products Corporation
INTERCLEAN | Inter Clean
INTERMATIC | Intermatic
INTERPUMP | INTERPUMP
INTERRAIL | INTERRAIL
INTHR | INTERNATIONAL HARVESTER CO. (OBSOLETE)
INTLM | Intellimeter Canada Inc
INTTR | INTERCONTINENTAL TRUCK BODY - MONTANA, INC.
INVENSYS | Invensys
INVERTER | Inverter
IPTSD | Industrial Parts Depot
IRNEGLE | Iron Eagle Industries
ISC | Interalia Systems Corps.
ISRNG | ISRINGHAUSEN INC.
ISSPR | ISSPRO
ISUSX | Isus Axle Corporation
ISUZU | American Isuzu Motors, Inc.
ITCAR | ITW CargoSafe/Load Control Technology
ITE | ITE
ITRN | Itron
ITT | Itt Inc.
ITTGR | ITT GRINNELL VALVE CO.
ITWCP | ITW Corporation
IVCFR | IVECO FORD (OBSOLETE)
IVECO | IVECO TRUCKS OF NORTH AMERICA, INC.
J A BECKER | In Ground Hoist
JABLD | BALDWIN, J. A., MFG. CO.
JACBS | Jacobs Vehicle Systems
JACKS | JACKS DISTRIBUTING
JACOB | JACOBS CHUCK MFG. CO.
JAEGR | JAEGER MACHINE CO.
JAGUR | Jaguar, division of Ford Motor Company
JALTN | J & L TANK, INC.
JANOS | JANOS
JAYMD | JAY MADSEN CORP.
JAYRSMITH | JAY R SMITH
JBROD | J Broder Associates, Inc.
JCBSN | JACOBSEN MFG. CO.
JCKSN | JACKSON PRODUCTS
JCSEN | JCS ENTERPRISES
JEEPX | JEEP CORP. (OBSOLETE)
JEFFERSONELECTRIC | JEFFERSON ELECTRIC
JEMAC | JE-MAC CORP.
JENCF | Jencofan
JENCO | Jenco Canada Led
JENN | Jenn Fan
JETCO | JETCO, INC.
JFFLX | JIFFLOX
JHNBN | JOHN BEAN DIV., FMC CORP.
JHNCN | JOHNSON CONTROLS, INC
JHNCT | Johnson Controls Inc.
JHNDR | John Deere Ltd.
JHNEV | JOHN EVANS MFG. CO.
JHNSN | JOHNSON MFG. CO. DIV., GARDINER METAL
JHNTR | JOHNSON TRUCK BODIES
JHNTW | JOHNSON & TOWERS BALTIMORE, INC.
JJEBX | J. Jeb Manufacturing Co.
JJTRAILER | J & J Trailer & Manufacture And Sales Limited
JKNS | Jenkins
JLGIN | Jlg Industries
JMSKN | JAMES KING COMPANY
JNKBR | JENKINS BROS.
JNNSN | JANNELL & SON, CO.
JNP | Juniper Networks
JNSTR | JANESVILLE TRUCK EQUIPMENT CO.
JOBCO | JOBCO
JODOG | JO-DOG MFG. CO.
JOHNWOOD | John Wood Water Heaters
JONES | JONES PERFORMANCE PRODUCTS, INC.
JOSLYN | JOSLYN
JOSTI | JOST INTERNATIONAL
JOYXX | JOY INC.
JPFBR | J.P. FABRICATORS
JRP | Exhaust Fan
JRRDN | JERR-DAN CORPORATION
JRSMITH | JR SMITH
JSFTECHFORTRAN | JSF Technologies, Fortran
JTHHY | JATHY HYDROLICS INC.
JTMPI | J.T.M. PRODUCTS, INC.
JUNGNER | JUNGNER
JVC | Jvc
KAESER | Kaeser Compressors, Inc
KAISR | V.W. Kaiser Engineering, Inc.
KALMZ | KALAMAZOO MFG. CO.
KALYN | KALYN, INC.
KAMTK | Kam Truck Components
KARKL | KARI KOOL TRANSPORT DIV., DAIRY EQUIPMENT CO.
KAY | Kay Chemical Co.
KAZOO | KAZOO
KBAXL | K-B AXLE DIV., E B WIGGINS INC.
KBBEN | KOEBBE ENTERPRISE, INC.
KDLMP | K-D LAMP CO.
KDMNF | K-D MANUFACTURING CO.
KDRD | Kindred
KEEPRITE | Keeprite
KELSON | Kelson
KELTN | THE KELTON CO.
KEMLT | KEMLITE CORP.
KENAIDAN | Kenaidan Contracting Ltd.
KENALL | Kenall
KENSH | KENOSHA AUTO TRANSPORT
KENTL | KEN TOOL
KENTM | KENT MOOR TOOL GROUP, SEALED POWER CORP.
KENWOOD | KENWOOD
KEYVALVE | Keystone Valve
KGPCO | KGPCo Canada ULC
KHL | Kohler Power Systems
KHOLER | KHOLER
KHRNG | KOEHRING CO.
KIAXX | Kia Motors America, Inc.
KIDDE | Kidde
KIDDW | KIDDE, WALTER, DIV. OF KIDDE INC.
KIDRN | KIDRON BODY CO.
KIMAN | Kiman
KIMHT | KIM HOTSTART MFG. CO.
KINED | KINEDYNE CORP.
KINESIK | Kinesik
KING | King
KINR | Kinnear Industries Corp. Ltd.
KITCARE | Kit Care Corporation
KITO | Kito Canada Inc
KITZ | Kitz Corporation
KLD | Kld Labs, Inc
KLDBN | Kold-Ban International, Ltd.
KLDHL | KOLD-HOLD, KOLD-HOLD DIV., TRANTER
KLEERBLUE | KLEERBLUE DEF DISPENSER
KLKM | Klockner Moeller
KLLBR | KILLEBREW MFG. CO.
KLLCR | KELLY CRESWELL CO., INC.
KLLER | J.J. KELLER
KLLSP | KELLY-SPRINGFIELD TIRE CO.
KLRKT | KOLOR-KUT PRODUCTS CO.
KLSHY | KELSEY-HAYES CO.
KLSTD | KOLSTAD COMPANY, INC.
KLTH | Keltech Ltd.
KLTL | Klein Tools
KLXIN | KLIXON INDUSTRIES DIV., TEXAS INSTRUMENTS
KMRLM | KALMAR LMV
KMTSF | KOMATSU FORKLIFT USA, INC.
KNAPP | KNAPP, WM. A., CO.
KNDMN | KNOEDLER MANUFACTURERS, INC.
KNDSL | KenDiesel
KNELL | Kneell' Door & Hardware
KNGHT | KNIGHT & CO., LTD., L.
KNGSG | KING-SEAGRAVE LTD.
KNGTB | KING'S TRUCK BODY WORKS
KNGTR | KINGSTON TRAILER, INC.
KNKVL | KUNKLE VALVE CO., INC.
KNOIL | Kleenoil Filtration, Inc.
KNPHD | KNAPHEIDE MFG. CO., THE
KNSCO | KENSICO MFG. CO.
KNTCK | KENTUCKY MFG. CO.
KNTSU | Kanematsu USA, Inc.
KNWRT | Kenworth Truck Company
KOHLERPOWERSYSTEM | KOHLER POWER SYSTEM
KOHLR | KOHLER CO.
KOLVN | KOOLVAN, ARCTIC TRAVELER DIV., TRANE
KONE | Kone Elevators & Escalators
KONET | KONETA RUBBER CO.
KP | KP
KPC | K.P.C. Power Electrical Ltd
KPIND | KP INDUSTRIES
KPRT | Keeprite Refrigeration
KRDCL | KORODY COLYER
KRHNR | KROHNERT STAINLESS INC.
KRNIT | KERNITE DIV., NCH CORP.
KRPRD | KAR PRODUCTS
KRSHW | KERSHAW MFG. CO., INC
KRSYS | Keri Systems, Inc.
KRYLN | KRYLON
KSB | KSB
KSRAL | KAISER ALUMINUM & CHEMICAL CORP.
KSRJP | KAISER JEEP OF CANADA LTD.
KSTFT | KUSTOM FIT
KSTRS | KESTER SOLDER CO.
KTENM | K-10 Enterprises, Inc.
KTHMN | KEITH MANUFACTURING CO.
KUBOT | Kubota, Ltd.
KUTKW | KUT-KWICK CORP.
KWBTT | K W BATTERY CO.
KWIKW | KWIK-WAY INDUSTRIES, INC.
KWKLK | Kwik-Lok Corporation
KWPRD | K & W PRODUCTS
KWSWS | KYSOR WESTRAN
KYMED | Kysor-Medallion
KYSBY | KYSOR OF BYRON, KYSOR IND CORP.
KYSCD | KYSOR/CADILLAC DIV., KYSOR IND
KYSOR | KYSOR INDUSTRIAL CORP.
KYSTN | KEYSTONE TRAILER & EQUIPMENT CO.
KYTH | Keytech
LABRQ | LABRIE EQUIPMENT INC.
LAHER | LAHER SPRING & ELECTRIC CAR CORP.
LAKOS | Lakos
LANTRONIX | Lantronix
LARSON | Larson
LBBCK | LUBBOCK MFG. CO.
LBBOW | LIBBEY-OWENS FORD CO.
LBFOSTER | LB FOSTER
LBLMS | LABELMASTER
LBRFN | LUBER-FINER
LBRPL | LUBRIPLATE DIV., FISK BROS. REF. CO.
LBRT | Liebert
LCD | Lighting Control & Design, Inc.
LCOM | L-Com, Inc.
LCON | Lincoln Motor Company
LCSAF | LUCAS AFTERMARKET OPERATIONS
LCTTE | LOCTITE CORPORATION
LDI | Ldi Industries Inc
LDPMP | Leader Pump (1993) Ltd
LDWSN | LEDWELL & SON ENTERPRISES
LEACH | LEACH CO.
LEADERFANINDUSTRIES | LEADER FAN INDUSTRIES
LECNV | LEECE-NEVILLE CO.
LEERX | LEER SOUTHWEST
LEETR | LEE TIRE & RUBBER CO. (GOODYEAR)
LEICA | Leica Microsystems
LENNOX | Lennox
LENX | Lennox International Inc.
LEROI | LEROI AIR EQUIP OF CANADA LTD.
LEROY | Leroy-Somer
LERSG | LEAR SIEGLER INC.
LESON | Leeson Canada Inc
LEVCO | Lev-Co The Local Exhaust & Ventilation Company Inc.
LEWIS | LEWIS, J W JR & CO.
LFBR | Lifebreath
LFKTR | LUFKIN TRAILERS
LFNA | Lafert North America
LFQSM | LIFE QUEST MOBILITY CENTER INC.
LFTAL | LIFT-A-LOFT CORP.
LFTMT | LIFETIME TRUCK PRODUCTS, INC.
LFTPA | LIFT PARTS MFG.
LG | LG Corp
LHNV | Lochinvar
LHTHR | L & H THREADED RODS DIV., GRAY AMERICAN CO.
LIEBERT | LIEBERT
LIFESAFE | Liftsafe Engineering & Service Group Inc.
LIFTR | LIFT RITE INC.
LIGHTNIN | Lightnin
LIMEL | LIMA ELECTRIC COMPANY, INC
LIMEN | Limen
LINCL | LINCOLN DIV., PENTAIR CO
LINDE | LINDE HYDRAULICS CORP., LINDE (WGFR)
LINDSAY | LINDSAY
LINKUNFNC | Linkun Fence
LIPRL | LIPE ROLLAWAY CORP.
LITTLEMULE | Little Mule
LITWT | LITEWATE TRANSPORT EQUIPMENT CORP.
LKPW | Lakeland Power
LKSFB | LAKESIDE FABRICATING & ENGRG CO.
LMBRT | LAMBRETTA, SERVETA INDUSTRIAL, S.A.
LMCL | Lumacell
LMI | Lmi Pumps
LMNPLSE | Lumenpulse
LNCEC | LINCOLN ELECTRIC CO., INC.
LNCEL | LINCOLN ELECTRIC CO. OF CANADA LTD.
LNCLN | Lincoln, division of Ford Motor Company
LNDDV | LINDE DIV., UNION CARBIDE CORP.
LNDRV | Land Rover North America, Inc.
LNGFR | LANGFORD TRUCK EQUIPMENT
LNGRC | LONG REACH MFG.
LNHLR | LINEHAULER INC., ROCOR INT'L
LNKMF | LINK MANUFACTURING, LTD.
LNMRI | LENMAR INDUSTRIES INC.
LNMST | LINEMASTER SWITCH CORP., THE
LNNCT | LYNN COACH & TRUCK CO.
LNNIN | LUNN INDUSTRIES, INC.
LNSBG | LANSING BAGNALL LTD.
LOEDX | LOED CORPORATION
LONDN | LONDON CONCRETE MACHINERY DIV.
LONGP | Long Special Products Group
LONGX | Long Manufacturing, Ltd.
LORENCOOK | Loren Cook
LOXXX | LOX EQUIPMENT CO.
LPSLB | LPS LABORATORIES
LQDC | Liquid Controls Llc
LRDCP | LORD CORPORATION
LSBRN | L & S BEARING CO.
LSFBR | FIBRES DE VERRE CRORAK, LES, INC.
LSLCR | LISLE CORP.
LSTDS | LISTER DIESEL, INC.
LTRET | Lutron Electronics Co., Inc
LTTLF | LITTELFUSE
LUBRQ | Lubriquip, Inc.
LUCAS | LUCAS AUTOMOTIVE
LUMARK | LUMARK
LVTN | Leviton
LW | L&W Industries, LLC
LWNDC | LOWEN DECAL CO.
LWSPR | LAWSON PRODUCTS CO.
LWSSH | LEWIS-SHEPARD DIV., HYSTER CORP.
LYLDF | LEYLAND DAF
LYLTR | LEYLAND TRUCKS
LYMNM | LEYMAN MFG. CO.
MACAIR | Mac Air
MACANAN | Macanan
MACKX | Mack Trucks, Inc.
MACT | Macton
MAFNA | Heat Recovery Unit HRU
MAFTA | HVAC Air Distribution
MAGLN | MAGLINE, INC.
MAGNA | MAGNADYNE CORP.
MAGNAPLUS | Magnaplus
MAGNAVOLT | MAGNAVOLT
MAGNECRAFT | MAGNECRAFT
MAGNUS | Magnus
MAGRS | MAGIRUS, IVECO TRUCKS, N.A.
MAHFF | MAHAFFY MATERIALS HANDLING LTD.
MAINE | MAINE RUBBER INTERNATIONAL
MAIXX | MAI INDUSTRIES INC.
MAJES | MAJESTIC TURBO-CHARGES, INC.
MALLORY | Mallory
MALVS | MALVESE MFG. CO
MAMMOTH | MAMMOTH
MANAC | MANAC, INC.
MARATHON | MARATHON
MARATHONBATTERIES | Marathon Batteries Pvt. Ltd
MARCP | Mac-Air Compressor Ltd.
MARCUS | MARCUS
MARELLI | Marelli Generators
MARIN | MARION POWER SHOVEL CO., INC.
MARKELEC | Markham Electric
MARKHOT | Mark Hot
MARKL | MARKAL CO.
MARLEY | Marley Engineered Products
MARMN | MARMON MOTOR CO.
MARR | MARR
MARS | Mars
MARSAIR | Mars Air
MARSH | MARSHALLTOWN
MARSHALLEXCELSIOR | Marshall Excelsior
MARSHREFRIG | Marshall Refrigeration Company
MARSN | MARSON CORP.
MARTH | MARATHON
MARVAIR | Marvair Airxcel Inc.
MARVL | MAR VAL INDUSTRIES, INC.
MAS | MAS
MASSY | MASSEY FERGUSON
MASTERMANU | Master Manufacturing Inc
MASTERPACT | Masterpact
MATCH | MATCH
MAXITROL | Maxitrol
MAXUS | MAXUS INC.
MAYFRAN | MAYFRAN
MAZDA | MAZDA (TOYO KOGYO CO., LTD. )
MBCMP | M & B COMPANY, INC., OF WISCONSIN
MBHVY | Mitsubishi Heavy Industry America, Inc.
MBKMOTORS | MBK Motors
MBLAR | MOBIL AERIAL TOWERS, INC.
MBLOL | MOBIL OIL CORPORATION
MBLTC | MOBILE TECH CORP.
MBLTS | MOBIL TELESYSTEMS INC.
MCAVITY | McAvity
MCBEE | Interstate McBee
MCCBP | MCCABE-POWERS BODY CO.
MCCRD | MCCORD CORPORATION
MCCTY | MCCOY-TAYLOR, INC.
MCDGS | MCCORD GASKET CORP.
MCDONALD | McDONALD
MCDRM | MCDERMOTT, JULIAN A. CORP.
MCG | MCG
MCGMF | MCGILL MANUFACTURING CO., INC
MCGRAWEDISON | MCGRAWEDISON
MCHFL | MICHIGAN FLEET EQUIPMENT CO
MCHLN | MICHELIN TIRE CORP.
MCHNX | MECHANEX CORP., THE
MCHTR | MICHELIN TIRES (CANADA) LTD.
MCI | Motor Coach Industries
MCKBD | MICKEY BODY COMPANY INC. W.F.
MCKTR | MACK TRAILERS, GEORGE TRF & RIG
MCLFT | MAC'S LIFTGATE, INC.
MCNN | Micanan
MCNTR | MCNEILUS TRUCK & MFG., INC.
MCQUAY | McQuay Heat Pump
MCRES | MICRO-ESSENTIAL LABORATORY, INC.
MCTE | Manchester Tank & Equipment Co.
MDALN | M.D. Alignment Services, Inc.
MDCEL | MIDCO ELECTRONICS
MDLBR | MIDLAND BRAKE, INC. (OBSOLETE)
MDLND | MIDLAND FORGE DIV., COLUMBUS MCKINNON CO.
MDLRS | MIDLAND-ROSS CORP.
MDMFC | Modine Manufacturing Company
MDNE | Modine Manufacturing
MDNMF | MODINE MFG CO AUTOMOTIVE & INDUSTRY SALES
MDPNM | M-D PNEUMATICS, INC.
MDSIN | MIDAS-INTERNATIONAL CORP.
MDSPOWERINC | MDS Power Inc.
MDWTR | MID-WEST AUTO REBUILDERS, INC.
MDYBD | MAYDAY BODY & EQUIPMENT CORP.
MEANWELL | MEANWELL
MEDFEN | Medallion Fence
MELCHER | MELCHER
MELRO | MELROE DIV., CLARK EQUIP CO.
MERCURYELECTRICPRODUCTS | Mercury Electric Products Mfg.
MERIT | MERIT TANK & BODY INC.
MERITGLZ | Merit - Glazing
MERSEN | Mersen
MERTR | Meritor Automotive, Inc.
MERWB | Meritor WABCO
MESC | Mes Controls
MESCE | MESC ELECTRONIC SYSTEMS, INC.
METALUX | METALUX
METP | Met-Pro
METPRO | Met-Pro Global Pump Solutions
METUZ | Metuz
MEZTEK | meztek for Terminal Heater
MFAT | Mafna Air Technologies Inc.
MGATU | Magnetic Autocontrol
MGHTY | MIGHTY DISTRIBUTING
MGI | MGI
MGMBR | MGM BRAKES, INDIAN HEAD CO.
MGNFB | MAGNA-FAB LTD.
MGNFL | MAGNAFLUX DIV., ILL. TOOL WORKS, INC.
MGTE | Magneto Electric Service Company
MGTK | Magnetek, Inc.
MICOI | MICO INC.
MICROHARDCORP | Microhard Corp
MICROMETL | Micrometl
MIDBS | MID BUS INC.
MIDLD | MIDLAND-GRAU
MIDNB | MID NEBRASKA TANK
MIDTK | Midwest Truck and Auto Parts, Inc.
MIDTRONICS | Midtronics
MIDWS | MID-WEST BODY, INC.
MIKNET | The Mikey Network
MILLR | MILLER TRAILERS INC.
MILOU | MILO'S UPHOLSTRY
MILRAIL | MilRail
MILWK | MILWAUKEE ELECTRIC TOOL CORP.
MINBS | MINIBUS
MINER | MINER
MINIVEIL | Miniveil
MIRUS | MIRUS
MISCVENDORCOD | Miscellaneous Vendor COD
MISTERCHEMICALLTD | Mister Chemical Ltd.
MITBSLIM | Mitsubishi Slim
MITSU | Mitsu
MITSUBISHI | MITSUBISHI
MITSUBISHIELECTRIC | MITSUBISHI ELECTRIC
MKCN | Munck Cranes Inc
MKPL | M.K. Plastics
MLER | Mueller Canada
MLLEL | MILLER ELECTRIC MFG. CO.
MLLER | MOELLER PRODUCTS CO., INC.
MLLPR | MILLER PRODUCTS CORP
MLLTR | MILLINGTON TRUCK BODY CO., INC.
MLNE | Moloney Electric Inc.
MLSBR | MALSBARY MANUFACTURING CO.
MLTON | MILTON INDUSTRIES
MLTVN | MULTI-VAN, LTD.
MLWVL | MILWAUKEE VALVE CO.
MMTC | Mmtc Inc.
MNCPW | MUNCIE POWER PRODUCTS, INC.
MNDIN | MOND INDUSTRIES
MNNMN | MINNESOTA MINING & MANUFACTURING CO.
MNRAU | MONROE AUTOMOTIVE EQUIPMENT CO.
MNRCH | MONARCH INDUSTRIAL TIRE
MNRST | MONROE STANDARD, INC.
MNRTR | MINORU TRUCK LTD.
MNSNT | MONSANTO COMPANY
MNTWC | MANITOWOC CO., INC.
MOBIL | MOBILE PRODUCTS DIV., HUPP INC.
MOBILFLEX | MobilFlex
MOBLM | MOBILE MATERIALS HANDLING EQUIPMENT LTD.
MODERN | Modern
MODERNELEVATOR | Modern Elevator
MODERNMANUFACTURING | MODERN MANUFACTURING
MODERNMANUFACTURINGINC. | MODERN MANUFACTURING INC.
MODERNTRACK | Modern Track
MODINE | Modine Heater Overhead
MODULO | Modulo
MOEN | Moen
MOLDEDTB | Molded Terrazzo Basins
MOLLR | MOELLER MANUFACTURING CO., INC.
MONDOPRODUCTSCOMPANYLTD | Mondo Products Company Ltd.
MONON | MONON TRAILER INC.
MONTN | MONTONE MFG. CO.
MOOGX | MOOG AUTOMOTIVE, INC.
MOPAR | MOPAR DIV., CHRYSLER CORP.
MORFB | MOIRA FIBERGLASS INDUSTRIES, LTD.
MORGN | MORGAN TRAILER MFG. CO.
MORSN | MOORE & SONS, INC.
MOTOM | Moto Mirror, Inc.
MOTOMASTER | MOTOMASTER
MOTORCOACHINDUSTRIESLTD | Motor Coach Industries Ltd.
MOTOROLA | MOTOROLA
MOTTR | MOTO-TRUC, MTL HDLG DIV., OTIS ELEV
MOTTX | MOTT CORPORATION
MOUSER | Mouser Electronics Canada
MOXA | Moxa Inc
MPLLF | MAPLE LEAF METAL PRODUCTS LTD.
MRCBN | Mercedes-Benz of North America, Inc.
MRCBR | MRC BEARING SERVICES
MRCM | Mircom
MRCRY | Mercury, division of Ford Motor Company
MRDYN | MARADYNE CORP.
MRET | Marathon Electric
MRGSF | MORGAN SAFETY PRODUCTS
MRGSK | MR. GASKET INC. DIV., ECHLIN INC.
MRKBD | MARK BODY DIVISION
MRMHR | MARMON-HERRINGTON AUTOMOTIVE DIV.
MRMNT | MAREMONT CORP.
MRNBD | MARION BODY WORKS, INC.
MRNCL | MARINE COOLERS INC.
MRPMN | MURPHY MANUFACTURING CO.
MRRTE | MERRITT EQUIPMENT CO., INC.
MRRTT | MERRITT TRAILERS INC.
MRRYC | MURRAY CORPORATION
MRRYD | MOR RYDE
MRSCN | MORSE CONTROLS, INCOM INTERNATIONAL, INC.
MRSIN | MARSH INSTRUMENT CO., GENERAL SIGNAL
MRTAB | MERIT ABRASIVE PRODUCTS, INC.
MRTFM | Marcus Transformer Of Canada Ltd
MRTSN | MARTIN SENOUR COMPANY
MRVN | Marvin
MRWLP | MARWIL PRODUCTS
MSA | Msa Safety Sales, Llc
MSCAG | M.A.N. (MASCHINENFABRIK AUGSBURG-NURNBERG AG)
MSCAR | MS Carita
MSSSS | MISSISSIPPI TANK CO., INC.
MSTRM | MASTERMOTIVE, INC.
MSTTR | MASTER TRUCK MANUFACTURING
MTB | MTB
MTCA | Motion Canada
MTCHL | MITCHELL, JOHN E., CO.
MTHEQ | MATHEWS EQUIPMENT, INC.
MTLTR | MATLOCK TRUCK BODY & TRAILER CORP.
MTNCN | Motion Control Industries, Carlisle Corp.
MTPP | Metropolitan Pump Co Limited
MTRAU | MOTOROLA AUTOMOTIVE PRODUCTS, INC.
MTRCC | MOTOR COACH INDUSTRIES INC.
MTRCR | MOTORCRAFT CORP.
MTRHS | METRO HOIST & BODY CO.
MTRMS | MOTOR MASTER PRODUCTS CORP.
MTRTR | METRO TRANS CORPORATION
MTRWH | MOTOR WHEEL CORP.
MTSBS | Mitsubishi Motors North America, Inc.
MTUO | Mtu Onsite Energy
MTV | MTV
MTVRC | MOTIVAIR CORP.
MULTITECH | Multitech
MUNCK | Munck
MWM | MWM For OSH CO-GEN
MXNIN | MAXON INDUSTRIES, INC.
MYERS | MYERS INDUSTRIES, INC.
MYES | Myers
MYFN | Mayfran Canada Ltd
MYRSH | MYERS SHERMAN CO.
NABRS | NABORS TRAILERS, INC.
NALGT | NATIONAL LIFT GATE
NALR | Nailor
NAMCO | NAMCO NORTH AMERICAN MFG. CO.
NAND | Nand
NAPA | NAPA
NAPAX | NAPA
NARDA | Narda
NARSCO | Narsco
NASS | North American Signal Systems
NASV | North American Safety Valve
NATCX | Nevada Automotive Test Center
NATIONALELECTRICGATECO. | NATIONAL ELECTRIC GATE COMPANY
NATIONALFIRE | National Fire Equipment Ltd
NATNL | NATIONAL SEAL DIV., FEDERAL-MOGUL
NATURSOFT | NaturSoft
NAVIEN | Hot Water Heater
NCHFL | NICHOLSON FILE CO. DIV., COOPER TOOLS
NCKIN | NICKSON INDUSTRIES INC.
NEAPC | NEAPCO, INC.
NEDCO | Nedco
NEORAY | Neo-Ray
NEPLN | NEOPLAN USA
NEPM | National Energy Equipment Inc.
NEPTRNC | Neptronic
NETSPIRE | Netspire
NEWAY | NEWAY DIV., LEAR SIEGLER INC.
NEWFLYERINDUSTRIESLTD | New Flyer Industries Ltd.
NEWLF | NEW LIFE
NEWMAR | NEWMAR
NEWMARPOWER | Newmar Power
NEWOPTICS | New Optics
NEWPR | NEW PROCESS GEAR DIV., CHYRSLER CORP.
NEXANSCABLE | Nexans Cable
NEXUS | NEXUS
NFEL | NFEL
NFEM | National Fire Equipment
NFP | National Fire Protection
NHFAT | NIEHOFF AUTOMOTIVE PRODUCTS
NICEB | NICE BALL BEARING CO.
NICOPRESS | Nicopress
NIFE | NIFE
NIKON | Nikon Camera
NIXON | NIXON PLASTI VAN LTD.
NKSN | Nekison Engineering & Contractors Ltd.
NLCCH | NALCO CHEMICAL COMPANY
NLSDV | NELSON DIVISION, NELSON MANUFACTURING
NMAG | Nemag
NOCO | NOCO
NOMA | Noma
NORAM | NOR-AM TRANSPORT EQUIPMENT, LTD.
NORD | Nord
NORDC | NORDCO PRODUCTS
NORTEXROF | Nortex - Roofing
NORTH | NORTH
NORTHERN | NORTHERN BRN TELECOM
NORTRAK | Nortrak Inc.
NORTX | NORTEX
NORWOOD | Norwood
NOSCN | NOSE CONE MANUFACTURING CO.
NOTAPPLICABLE | Not Applicable
NOVA | Nova
NOVANNICOM | NOVANNI COMMERCIAL
NOVAPOLE | Nova Pole
NOVUIRON | NovuIron
NPPLA | NIPPONDENSO OF LOS ANGELES, INC.
NPPND | NIPPONDENSO COMPANY LTD.
NPTN | Neptune Chemical Pump Co
NRB | Nrb Inc.
NRCOS | NORTH COAST BEARINGS, INC.
NRS | NRS
NRTHS | NORTH SAFETY
NRTHSIDE | Northside Sales Co
NRTHW | NORTHWEST ENGINEERING CO.
NRTM | Northern Transformer Corporation
NRTRN | NARTRON CORP.
NSHBR | NASH BROTHERS
NSSDA | Nissan Diesel America, Inc.
NSSMT | Nissan Motor Corporation In Usa, Inc.
NTFR | Notifier Canada
NTNCC | NATIONAL COACH
NTNCR | NATIONAL CRANE CORP.
NTNST | NATIONAL SEATING CO.
NTWMN | NETWORK MANUFACTURING
NUMD | Nu-Media Display Systems Inc
NUTN | Nutone Inc.
NUTRN | NUTURN CORP.
NUVAN | NUVAN TRAILERS
NVHD | Canada Hand Dryers
NVMG | Nova Magnetics Inc
NVNT | Nvent
NVSTR | Navistar International Transportation Corp.
NWCRT | NEWCOURT, INC.
NWFB | Newfab Ltd
NWPGS | NEW PIG CORP.
NWSP | National Washroom Supply
OAC | OAC
OAKVILLE | Oakville
OASIS | Oasis
OCONNOR | O'Connor Tanks Limited
OCR | OCR Canada Ltd
OCVC | Ocv Control Valves, Llc
ODYSSEY | ODYSSEY
OHIOX | OHIO BODY MFG. CO.
OHMITE | OHMITE
OKIBC | OKI BEARING CO.
OKONITE | OKONITE
OLDCASTLE | OLDCASTLE
OLDSM | Oldsmobile Motor Div. of General Motors Corp.
OLMNS | OILMENS EQUIPMENT CORP.
OLSBD | OLSON, J.B.E., BODIES CORP.
OLVRC | OLIVER RUBBER COMPANY
OMEGACOMP | Omega Compressor
OMGE | Omega Engineering Inc.
OMNIDRIVE | OMNIDRIVE
OMNILUMEN | OMNILUMEN
OMNITRON | Ominitron Systems Technology
OMRON | OMRON
ONAN | ONAN
ONANX | ONAN DIV., STUDEBAKER CORP.
ONESTOP | One-Stop
ONSITEENERGY | ON SITE ENERGY
ONTBARRIERWALLLTD | Ontario Barrier Wall Ltd
OPELX | OPEL (ADAM OPEL AG, SUB OF GMC)
OPRS | Operator Specialty Co Inc
ORCIN | ORCON INDUSTRIES, INC. ORCON INDUSTRIES, INC.
ORIONBUSINDUSTRIESLTD | Orion Bus Industries Ltd.
OSBRN | OSBORN MFG. CO
OSHKS | OSHKOSH TRUCK CORP.
OSMFG | O & S MFG. DIV., GULF & WESTERN MFG. CO.
OTACOSEATINGCOMPANY | Otaco Seating Company Ltd.
OTCXX | OTC DIV., SPX
OTIS | Otis Elevator Company
OTP | OTP
OTTST | OTTAWA TRUCK DIV., GULF WESTERN MFG. CO.
OUELLET | OUELLET
OVRBR | OVERLAND BRAKES INC.
OWTNN | OWATONA MFG. CO., INC.
OZZELEC | OZZ Electric
PACBK | Pac Brake Promotion, Inc.
PACCR | PACCAR, Inc.
PACEC | PACIFIC ENGINEERING CO.
PAGSS | PAGE SUSPENSIONS, DURA CORP.
PAIXX | PARTS ASSOCIATES, INC.
PAKMR | PAK-MOR MFG. CO.
PALLX | Pall Corporation
PALMAR | Palmar Inc.
PALML | MUELLER CO., PAUL
PANDUIT | Panduit
PARAGON | Paragon Fire Hose Manufacturer
PARAPWR | Paramount Power
PARGO | PARGO INC., COLUMBIA CAR CORP.
PARHN | Parker-Hannifin Corporation
PARSH | PARISH DIVISION, DANA CORP.
PATCHO | Patcho
PATCO | Patco
PATCOGRS | PATCO/GRS
PATTERSON | Patterson
PAYLD | PAYLOAD CARRIERS LTD.
PBDGL | PEABODY-GALION
PC106804 | PC106804
PCP | PCP
PCTEL | PCTEL Inc
PDMCLAREN | P.D. McLaren Limited
PEELBEARING | Peel Bearing
PEER | PEER
PELCO | Pelco Incorporated
PENGO | PENGO CORP(SUBS GEARHART-OWEN INDUSTRIES)
PENNVENT | Penn Ventilation
PENTIAR | PENTIAR
PENZX | PENZ
PERFC | PERFECT CIRCLE PRODUCTS DIV., DANA CORP.
PERLX | PER-LUX, INC.
PERMC | Permco
PERRY | PERRY FILTERS
PETERBOROUGH | Peterborough
PETRO-CANADAPRODUCTS | Petro-Canada Products Inc.
PETROCANPRODUCTS | Petro-Canada Products Inc.
PETROVEND | Petrovend
PEUGT | PEUGEOT, S. A.
PFEG | Pacific Engineering Inc.
PFFFM | PFAFFMANN, E., MFG. CO
PHCRN | P & H CRANE CO., HARNISCHFEGER CORP.
PHELN | PHELAN MFG. CO.
PHLIN | Philatron International, Inc.
PHLMN | PHILLIPS MANUFACTURING CO.
PHLP | Philips
PHLPJ | PHILLIP J. INDUSTRIES, INC.
PHLPS | PHILIPS LIGHTING COMPANY
PHLTM | PHILLIPS TEMRO, INC.
PHOENIXCONTACT | Phoenix Contact
PICOX | PICO
PIKEX | PIKE TRAILER CO.
PINES | PINES TRAILER CORP. INC.
PITMN | PITMAN MFG. CO.
PKHF | Parker Hannifin
PLAD | Plad Equipment, Ltd.
PLANGROUP | PlanGroup
PLEWS | PLEWS/EDELMANN DIV., STANT CORP.
PLFD | Pulsafeeder, Inc.
PLLCK | POLLACK, JOSEPH CORP.
PLLPR | POLLACK PRODUCTS CO.
PLNMT | PLANE MATE, BOOTHE AIRSIDE SYS INC.
PLRST | POLARSTREAM, LINDE DIV., UNION CARBIDE
PLSTH | PulseTech Products Corporation
PLSTK | PLASTI-KOTE COMPANY INC.
PLYMOVE | Plymovent Inc.
PLYMT | PLYMOUTH
PMALL | PEM ALL FIRE EXTINGUISHER CORP.
PMENG | Precision Machined Engines, Inc.
PMI | Pmi Manufacturing Inc
PMLT | Permalert
PMSU | PMSU
PNBY | Pennbarry, Inc.
PNNCO | PENNCO INDUSTRIES INC.
PNNZL | Pennzoil Products Company
PNRNC | PIONEER, INC.
PNSNC | Panasonic
PNTCX | Pontiac Motor Div. of General Motors Corp.
PNTM | Poineer Transformer Ltd.
PNTR | Pentair
PNVY | Pneuveyor Systems International, Ltd.
PNXC | Phoenix Control
POLAR | POLAR-AMERICAN (POLAR MFG. CO.)
POLRS | Polaris Industries Inc.
POLYFLEX | Polyflex Products, Inc.
POLYPHASER | PolyPhaser
PORTFOLIO | Portfolio
POSX | POS-X
POTTERBRUMFIELD | Potter & Brumfield
POWER | POWER SUPPLY COMPONENTS
POWERCOMMANDER | Powercommander
POWERCONVERSIONSINC | POWER CONVERSIONS INC.
POWERFIRST | POWER FIRST
POWERGEAR | POWER GEAR
POWERPSSONIC | POWER PS SONIC
POWERS | Powers
POWERSAFE | POWERSAFE
POWERSURVEY | Power Survey
POWERSYSTEM | POWER SYSTEM
POWRSURGE | POW-R-SURGE
PPART | PAI PARTS
PPGIN | PPG INDUSTRIES GLASS GROUP
PPGXX | PPG INDUSTRIES
PPP | PPP
PRAXAIRCANADA | Praxair Canada Inc.
PRCSS | PROCESS ENGINEERING INC.
PRCUN | PRECISION UNIVERSAL JOINT CORP.
PRECDT | Pre-cast detention tank
PRECO | Preco, Inc.
PRECS | PRECISION BRAND PRODUCTS, INC.
PRELCO | PRELCO
PRELECTRONICS | PR Electronics
PREML | PREMO LUBRICATION TECHNOLOGIES, INC.
PREST | PRESTONE PRODUCTS
PREVOSTCAR | Prevost Car Inc.
PREZERVER | Prezerver
PRFRM | PERFORMANCE FRICTION CORPORATION
PRGRS | PROGRESS INDUSTRIES, INC.
PRICEMANU | Price Manufacturing Co
PRID | Price Industries
PRIMARYELECTRICALSUPPLY | Primary Electrical Supply
PRKHN | PARKER-HANNIFIN CORP.
PRKHR | PARKHURST MFG. CO.
PRKNS | PERKINS ENGINES INC.
PRKRQ | PARKER QUICK COUPLING DIV,PARKER HANNIFIN CO.
PRLSS | PEERLESS TRAILER & TRUCK SERVICE
PRLTR | PUROLATOR INC.
PRMCN | PREMIER/CENTRAL TRUCK BODY CO.
PRMIN | PREMIER INDUSTRIES, INC.
PRMMF | PREMIER MFG.
PRMMV | PRIME-MOVER CO., THE
PRMPW | PREMIUM POWER PRODUCTS DIV., NAVISTAR
PRMT | Prominent
PRMTX | PERMATEX INDUSTRIAL CORP.
PROGRESSRAIL | PROGRESS RAIL
PROP | Pro-Par Inc.
PROSENSE | ProSense
PROTEAM | ProTeam The Vacuum Company
PROTEK5 | Pro-Tek5 Systems, LTD
PROTO | PROTO IND. TOOLS DIV., STANLEY WORKS
PROXICAST | Proxicast
PRSN | Precisioneering Limited
PRSTE | PRESOLITE ELECTRIC, INC.
PRSTL | PRESTOLITE
PRTCH | PRO-TECH RESPIRATORS
PRTCO | PRUTSMAN MIRROR COMPANY
PRTKN | PRITCHARD-KING, INC.
PRTPL | PROTECTIVE PLASTICS LTD.
PRTRS | PORTERSVILLE EQUIPMENT CO.
PRTYP | Prototype, Inc.
PRVST | PREVOST CAR INC.
PSCPRESSURE | Psc Pressure Systems Company Inc
PSECO | Pseco Inc.
PSFT | Posi-Flate
PSGP | Precision Gas Products Inc.
PSI | PSI
PSTRM | POWERSTREAM
PTBRK | P. T. BRAKE LINING CO., INC.
PTFT | Pentalift Equipment Corporation
PTI | PTI
PTRBL | Peterbilt Motors Company
PTRPR | PETER PIRSCH & SONS, CO.
PTRSN | Peterson Manufacturing Company
PTTBN | PETTIBONE MERCURY CORP.
PTTML | PETTIBONE-MULLIKEN CORP.
PTTRB | POTTER AND BRUMFIELD, INC.
PTTRES | Potter Electric Signal Company, Llc
PTTRM | Potter Manufacturing Co
PTTS | Post Time Services
PURE | Pure Humidifier Company
PURFN | Puradyn Filter Technologies, Inc.
PURSL | PUROSIL
PUSA | Park USA
PVPOWERED | PV Powered
PWRLF | POWERLIFT CORP.
PWRSP | Power Service Products, Inc.
PWRVAR | Powervar
PWRWR | Powerware
PWRWRTEC | Powerwave Technologies
PWWV | Powerwave Energy Solution Inc
PYCH | Pyro-Chem
PYFS | Pyrene Fire Safety Manitoba
PYRENE | Pyrene
PYRLP | PYROIL PERFORMANCE PRODUCTS DIV., VALVOLINE
PYSC | Physio Control
QEL | Quatrosense Environmental Ltd.
QKRCI | QUAKER CITY IRON WORKS, INC.
QKRST | QUAKER STATE CORP.
QLTS | Quality Steel Corporation
QLTTB | QUALITY TRUCK BODY
QLTTR | QUALITY TRAILER PRODUCTS, INC.
QUALITYCHEMICALMFG | Quality Chemical Mfg.
QUALITYCLEANINGPROD | QUALITY CLEANING PRODUCT
QUCKC | Quick Cable Corporation
QUELLET | quellet
QUEST | QUEST
QUICKCHARGECORP | Quick Charge Corp
QUKSP | QUAKER SUPREME CHEMICAL CORP.
QULCM | QUALCOMM INC
RAB | Rab Design Lighting Inc.
RACOR | RACOR
RAD-UXBD-BLDG-MANUFACTUR | Placeholder for UXBD building manufacturer
RADIO | RADIO ACCESSORY COMPANY
RADIODETECTION | RADIODETECTION
RAERV | RenewAire Energy Recovery Ventilation
RAFAT | RAFAT
RAILDEVELOPMENTGROUP | RAIL DEVELOPMENT GROUP
RAILSCO | RAILS CO
RAILWAYDEVELOPMENT | Railway development
RAILWAYEQUIPCOMPANY | Railway Equipment Company
RAMAR | RAM AIR (DIVISION OF SIEMANS AUTOMOTIVE)
RAMXX | RAM, HIGHWAY TRAILERS EASTERN LTD.
RANCE | Rance Aluminum Trailers
RAPAC | RAPAC Network International, Inc.
RASUP | R & A SUPPLY CO.
RAYCHEM | Raychem
RAYLC | Rayloc, division of Genuine Parts Company
RBNRD | ROBINAIR DIVISION
RBRCN | Robertshaw Controls Company, Inc.
RBROW | RUBERY OWEN CANADA LTD.
RBRTS | ROBERTSON TRAILERS
RCHAL | REACH-ALL MFG. & ENGINEERING CO.
RCHGG | ROCHESTER GAUGES INC.
RCHMT | RICHELIEL METAL INC. - CN
RCIND | R.C. INDUSTRIES, INC.
RCKCL | ROCKFORD CLUTCH DIV., BORG-WARNER
RCKIN | ROCKWELL INTERNATIONAL CORP. (OBSOLETE)
RCKST | "ROCKWELL STANDARD DIV., NORTH AMER RW"
RCKWB | Rockwell WABCO (obsolete)
RDG | RDG
RDKWL | RUDKIN-WILEY CORP.
RDMTR | ROADMASTER TRAILER & EQUIPMENT, LTD.
RDNBD | READING BODY WORKS, INC.
RDTSP | Radiator Speciality Company
RDWLL | RIDEWELL CORPORATION
RDYPW | READY-POWER CO., THE
RE-VERVER | Re-Verver Ray Tube Heater
REBELPRO | Rebel Protecta
RECO | RECO
REDDT | RED DOT CORP.
REFBK | REEF-BAKER CORP.
REFPLUS | Ref Plus
REGOX | REGO
REHAU | Rehau
REIXX | REI (RADIO ENGINEERING INDUSTRY)
RELECO | RELECO
RELNC | RELIANCE TRAILER MFG. INC.
REMKE | REMKE, INC.
RENLT | RENAULT, REGIE NATIONALE DE USINES
RENZOR | Renzor
REPLAST | Replast
RESCUE | Rescue 7 Inc.
RETRC | RE-TRAC MANUFACTURING COMPANY
REVERBER | Re-Verber-Ray
REX | REX
REXPM | Rex Power Magnetics
REXXX | REXNORD INC. (FORMERLY REX CHAINBELT)
REZNOR | Reznor
RFI | RFI Technology Solutions
RFLXT | REFLEXITE NORTH AMERICA
RGC | Rgc-Reimann & Georger Corp.
RGNX | Reginox
RGRAY | R.G. Ray Corporation
RHDSCHWZ | Rhode And Schwarz
RHEEM | Rheem Canada Inc.
RHEEMRUDD | Rheem-rudd advantage plus
RICHWIL | Richards-Wilcox Canada
RIELLO | Riello Canada Inc.
RIKER | RIKER MFG. CO.
RINCK | RINCK-MCILWANE, INC.
RITEPRO | Ritepro Corp.
RITRON | Ritron Inc
RITTAL | Rittal Systems Ltd.
RITZCLD | Ritz - Cladder
RLBBD | RELIABLE BODY CO. INC.
RLLRY | ROLLS-ROYCE MOTORS, LTD.
RLNCF | RELIANCE FASTENERS
RMMATERIALS | R&M Materials Handling, Inc.
RMNGT | REMINGTON (DUNLOP TIRE & RUBBER)
ROBERTGORDON | Roberts-Gordon Canada Inc.
ROBONIC | Robonic
RODEMAX | Rodemax
ROGER | ROGERS BROTHERS CORP.
ROILN | ROILINE, WAUKESHA MOTOR CO.
ROLFT | ROL-LIFT CORP.
ROLLO | ROLL-O-MATIC CORP.
ROMAFENCE | Roma Fence
ROMETLTD | Romet Ltd
ROMHD | Rome Heavy Duty
ROOFX | ROOF MFG. CO.
ROSCO | ROSCO MANUFACTURING CO.
ROTMS | ROTO-MASTER
ROTOMOLD | Roto Mold Vertical Storage Tank
ROTORK | Rotork Controls Ltd.
ROVER | ROVER
ROYAL | ROYAL
ROYLP | Royal Purple Inc
RPPRB | ROPPE RUBBER CORPORATION
RPRPM | ROPER PUMP CO.
RRWHL | REARWHEELS COVER COMPANY, INC.
RSCOMP | RS Components
RSRLM | RUSTOLEU
RSSIN | ROUSSY INDUSTRIES, LTD., D & C
RSSLL | RUSSELL ENGRG WORKS INC., JAMES
RSTRP | ROSTRA PRECISION CONTROLS
RTRCM | RETRAC MIRROR DIV,LUVERNE TRUCK EQUIPMENT INC
RUBBERMAID | Rubbermaid
RUGGEDCOM | ruggedcom
RUNTAL | Runtal
RUSKIN | RUSKIN
RVNMT | RAVENS-METAL PRODUCTS, INC.
RYANX | RYAN INDUSTRIES, CORDON INT'L
RYCCN | REYCO OF CANADA
RYCIN | Reyco Industries, Inc.
RYGWG | RAYGO-WAGNER, INC.
RYLSC | ROYAL SCREEN CRAFT
RYMND | RAYMOND CORP., THE
RYNAL | REYNOLDS ALUMINUM SUPPLY CO,REYNOLDS METALSCO
RYNR | Raynor Garage Doors
RYPK | Raypak
RYTEC | Rytec
RYTECH | Rytech
SAARMSTRONG | S.A. Armstrong Limited
SABSC | SAAB SCANIA AB
SAFECROSS | Safecross First Aid Ltd.
SAFETRAN | SAFETRAN
SAFEWAYPLUMBINGANDHEAT | Safeway Plumbing And Heating
SAFT | SAFT
SAMSN | SAMSON TRAILER CO.
SAMSON | Samson Controls Inc.
SAMSUNG | SAMSUNG
SANDPIPER | Warren Rupp, Inc.
SANGO | SANGAMO ELECTRIC CO.
SANYO | Sanyo Canadian Machine Works Inc.
SARCO | SARCO CO., INC.
SARPR | SAUER PRODUCTS, INC
SASIBRAILWAY | SASIB Railway
SATRN | Saturn Motor Company
SAVESTATION | SaveStation
SAXON | SAXON
SBRTR | SIEBERT TRAILER MANUFACTURING, INC.
SCADALINK | SCADALink
SCARBORO | Scarboro Pump Mfg. Co. Ltd.
SCDISTRIBUTIONCO | S&C DISTRIBUTION CO.
SCELECTRIC | S&C Electric Canada
SCHAEFER | Schaefer System International Ltd
SCHAF | SCHAEFFER MACHINE CO., INC.
SCHAT | SCHRADER AUTOMOT. PRODUCTS DIV,SCOVILL MFG CO
SCHBD | SCHIEN BODY & EQUIPMENT CO
SCHDR | SCHODORF
SCHEIDTBACHMANN | Scheidt-Bachmann Canada
SCHNEIDERELECTRIC | Schneider Electric
SCHON | SCHONEAU
SCHRC | SCHRECK INDUSTRIES INC.
SCHRM | SCHRAMM INC.
SCHTR | SCHUMACHER TRAILER & BODY CO.
SCHUMBERG | Schumberger
SCHWANK | Schwank Group
SCHWIHAG | Schwihag
SCIXX | SCI
SCNIA | SCANIA
SCRTR | SCRANTON TRUCK BODY & EQUIPMENT CO.
SCTGN | SOCIETE GENERALE DE SERVICE - CN
SDDAT | SEDDON-ATKINSON VEHICLES LTD. (SUBS., IHC)
SDGS | Superior Door & Gate Systems Inc.
SEARCHLITE | SearchLITE
SEATS | SEATS, INC.
SECURITYSYS | Security Systems Inc.
SEGRV | SEAGRAVE FIRE APPARATUS INC.
SEIKO | SEIKO INSTRUMENTS USA, INC.
SEL | SEL
SELCT | SELECTA-SWITCH, INC.
SELMA | SELMA TRAILER & MFG. CO.
SENECA | Seneca Power Generation
SENS | SENS
SENSUS | Sensus
SERCO | Serco Manufacturing Co
SETON | Seton
SFLOW | Superflow Corporation
SGNLT | SIGNALTONE, DIV. OF VALEO AUTOMOTIVE
SGNNM | SIGNALTONE - NEIMAN
SGNST | SIGNAL-STAT CORP. (ABEX CORP. )
SGSTG | SAGINAW STEERING GEAR DIV., GMC CORP.
SHARPE | Sharpe Valves
SHELCO | Shelco Filters
SHIELDPRODUCT | Sheild Products
SHKSP | SHAKESPEARE
SHLLO | SHELL OIL
SHMEL | Schumacher Electrical
SHOAL | SHOALS AMERICAN INDUSTRIES, INC.
SHPPR | SHEPPARD, R. H. CO., INC.
SHRRL | SHERMAN & REILLY, INC.
SHRTL | SHURE
SHRWN | Sherwin-Williams, Co., The
SHULR | SHULER AXLE DIV., EATON CORP.
SHWEN | SCHWITZER ENGINEERED COMPO.,WALLACE MURRAY CO
SICRD | SICARD INC.
SIEMENS | SIEMENS
SIGMA | Sigma Corporation
SIGMASTEK | SigmasTek
SIGNALTECH | Signal-Tech
SIGNIFI | Signifi Solutions
SIGNT | Signet Systems, Inc.
SILOO | SILOO INC.
SILVR | Silver Eagle Manufacturing Co., Inc.
SIMAL | SIEMENS ALLIS INC.
SIMCA | SIMCA (CHRYSLER-FRANCE)
SIMMONS | Simmons Machine Tool Corp
SIMPLEX | Simplex
SINCLAIR | Sinclair
SIRCO | SIRCO INDUSTRIES
SISUU | SUSU USA INC.
SJERHOMBUS | SJE Rhombus
SKFIN | SKF INDUSTRIES, INC.
SKJ | SJK Dental Corporation Ltd.
SKNVL | SKINNER VALVE DIVISION HONEYWELL, INC.
SKWEL | S.K. WELLMAN CO.
SKYDOME | Skydome
SKYJACK | Skyjack Inc
SKYJK | Skyjack Inc.
SKYWARD | Skyward
SLANTFIN | Slant/Fin
SLCAR | SEALCO AIR CONTROLS, INC.
SLDPW | SEALED POWER CORPORATION
SLMRF | SALIM'S REFRIGERATION CANADA, LTD.
SLMRP | SOLIMAR PNEAUMATICS
SLMSN | SALEM SANDERS
SLNDR | SILENT DRIVE, INC.
SLNTH | SILENT HOIST & CRANE CO.
SLNVL | SLOAN VALVE COMPANY
SLOAN | Sloan Transportation Products
SLPRM | SURE PLUS MANUFACTURING
SLPWR | Solpower Corporation
SLUDGE | Sludge Monster
SLVEG | SILVER EAGLE, BUS & TRUCK SUPPLY CO.
SMITHANDERSON | Smith & Anderson
SMPLS | SYMPLASTICS LTD.
SMRST | SOMERSET
SMTTR | SMITH, ALVIN, TRUCK BODY SALES, INC.
SNDIESELSERVICE | SN Diesel Service
SNDIN | Sanden International (USA), Inc.
SNDRT | SNYDER TANK CORP.
SNDST | SUNDSTRAND CORP.
SNGST | SANGSTERS AUTO BODY
SNNNP | SUNNEN PRODUCTS CO.
SNNTR | SUNNYVALE TRUCK EQUIP. CO.
SNSST | SUNSHINE STAINLESS TANK & EQUIPMENT CO.
SNTMT | SUNITOMO TIRE
SNYDER | Snyder Equipment Company Inc.
SOLARIA | Solaira
SOLER | Soler & Palau Canada
SOUDURE | Soudure F.M. Welding Inc.
SPACESAVER | Spacesaver
SPANCO | SPANCO
SPARCO | Sparco
SPCLT | SPECIALTY MANUFACTURING COMPANY
SPCNS | SPCNS HOMEMADE UNITS, CALIF.
SPECCHEM | Specialty Chemicals Ltd.
SPECO | SPECO DIV., COMPONENTS SPECIALTIES, INC.
SPECTRON | Spectron Manufacturing Inc.
SPEEDAIRE | SPEEDAIRE
SPENX | SPEN CO., HENRY
SPICR | SPICER AXLE-TRANS DIVS DANA CORP.
SPILKLEEN | Spill Kit
SPINASW | Spina Steel Workers CO. LTD
SPIRAXSARCO | Spirax Sarco Canada Ltd
SPIROTHERM | Spirotherm, Inc.
SPNNR | SPINNER II PRODUCTS
SPNTT | SPINETT INC.
SPRAG | SPRAGUE DEVICES, INC.
SPRAP | SPRAY PRODUCTS CORP.
SPRECHSCHUH | Sprecher+Schuh
SPRIR | SUPERIOR BATTERY MFG. CO., INC.
SPRNW | SPERRY NEW HOLLAND
SPRRT | SUPERIOR TECH MARK INC.
SPRTN | SPARTON MFG. CO.
SPRTR | SPARTAN TRANSIT SUPPLY CORP.
SPTRM | Spectracom
SPXFLOW | SPX FLOW Inc
SQNTA | SEQUENTIA, INC.
SQRED | Square D
SQUARED | Square D
SRP | Superior Radiant Products
SRPWR | Sure Power Industries, Inc
SRSRB | SEARS ROEBUCK
SRV | SRV
SRVPR | SERVICE PRODUCTS CO., INC.
SRVRM | SERVICE REMTEC, INC. - CN
SRVSP | SERVICE SPRING
SSTC | Stormceptor STC
SSTRP | S & S TRUCK PARTS
SSWHT | S.S. WHITE TECHNOLOGIES
STANCOR | Stancor Transformers
STANFORDRSCH | Stanford Research Systems Inc.
STANPRO | Stanpro Lighting Systems Inc.
STANT | STANT
STARTECH | STARTECH
STARX | STAR INDUSTRIES, INC.
STATICON | STATICON
STATICONLTD | Staticon LTD.
STC | STC
STDAB | STANDARD ABRASIVES, INC.
STDCT | STANDARD COATING CORP.
STDFR | STANDARD FORGE AXLE CO., INC.
STDMN | STEADMAN INDUSTRIES LTD.
STDMT | STANDARD MOTOR PRODUCTS, INC.
STDTH | STANDARD-THOMSON CORP.
STECO | STECO
STEELCRAFT | Steelcraft Inc.
STEELCRFT | Steelcraft Technologies Inc.
STEELFAB | SteelFab, Inc.
STEELWAYMAT | Steelway Building Systems
STEEPROCK | Steeprock
STELC | STELCO, INC.
STELPRO | STELPRO
STERLING | Sterling Manufacturing Co
STERNWILL | Stern Williams
STERNWILLIAMS | Stern-Williams Co
STERTIL | Stertil-Koni Usa
STEYR | STEYR
STGHT | STOUGHTON TRAILERS, INC.
STHCO | SOUTHCO INC.
STHFL | SOUTHFIELDS
STHRN | SOUTHERN TRAILER MFG. CO.
STHTC | SOUTHERN TRUCK BODY CORP.
STHTR | SOUTHWEST TRUCK BODY CO.
STHWS | SOUTHWESTERN PETROLEUM CORP.
STIPOWER | STI Power
STKVS | STOKVIS MULTITON CORP.
STLTR | SATELLITE TRUCK BODY CO.
STMCEP | Stormceptor
STMCO | STEMCO MANUFACTURING CO.
STNAT | STANADYNE AUTOMOTIVE CORPORATION
STNLY | STANLEY HARDWARE DIV., STANLEY WORKS
STNST | STAINLESS & STEEL PRODUCTS CO.
STNTN | STAINLESS TANK & EQUIPMENT, INC.
STPAD | STEPHANS-ADAMSON INC.
STPHN | SUTPHEN FIRE EQUIPMENT CO.
STRACHAN | Strachan
STRAT | STRATOLINE CORP.
STRCK | Strick Corporation
STRCONLTD | Structural Contracting LTD
STRDY | STRATA DYNE CO.\TRALR
STREAMLINE | Streamline
STRFL | STRATO-FLARE
STRHD | STAR HEADLIGHT & LATERN CO.
STRKE | Strike First Corporation
STRKM | STARK MANUFACTURING
STRLG | Sterling Truck Corporation
STRLN | STERLING ENGINEERING & MFG. CO.
STRMN | STARK MANUFACTURING, INC.
STRSC | Star Track Railcar Spill Containment
STRTC | STURDY TRUCK BODY (1972), LTD.
STRTF | STRATOFLEX
STRTR | STURDY TRUCK EQUIPMENT CO.
STRUCTURALTANK | STRUCTURAL TANK
STRUKTON | Strukton Rail
STTTR | STOT TRUCK, LTD.
STVCL | STOCKHAM VALVE AND FITTING
STWDR | STEWART DURA-VAN
STWIC | STEWART WARNER INSTRUMENT CORP
STWST | STEWART & STEVENSON SERVICES INC.
SUBAR | SUBARU (FUJI HEAVY INDUSTRIES, LTD.)
SULLAIR | Sullair Corporation
SULLR | SULLAIR CORP
SUNEL | SUN ELECTRIC COMPANY
SUNRISETRADE | Sunrise Tradex Corp
SUPDR | SUPER-DRAULIC
SUPERWINCH | Superwinch
SUPRA | SUPRA PRODUCTS, INC.
SUPREMEHAND | Supreme Hand Dryers
SUPRM | SUPREME CORPORATION
SUPRR | SUPERIOR COACH CORP.
SUREFLOWEQUIP | Sure Flow Equipment Inc.
SURPREMEAUTO | Supreme Automatics Products Corporation
SUZUK | SUZUKI MOTOR COMPANY, LTD.
SVGFR | SIVIGLIA, FRANK & CO., INC.
SWANX | SWAN, INC.
SWP | SWP
SXNLD | SAXON LODGE
SXNTL | SAXON TALLBOY
SXTLS | SIOUX TOOLS, INC.
SYCON | SYCON CORP.
SYLDV | SYLVANIA DIVISION, GTE
SYNDV | SYNFLEX DIVISION, FURON COMPANY
SYNERGY | SYNERGY
SYSTEMSENSOR | System Sensor
TACANADA | TA Canada
TACOCS | Taco Comfort Solutions
TAKAGI | TAKAGI
TALBT | TALBO
TANCHILL | Tandem Chillers Inc.
TAYLR | TAYLOR MACHINE WORKS, INC.
TCCOM | TC Communications
TCHNC | TECHNA COMPOSITES, INC.
TCHNV | TECHNOVA, INC. - CN
TCHWL | TECH WELD CORPORATION
TCKIN | TECK INDUSTRIES DIV,CENTRAL OHIO PRODUCTS CO.
TCMPR | TECHUMSEH PRODUCTS COMPANY
TCSYS | Total Control Systems
TDCMP | T & D COMPANY
TDKLAMBDA | TDK-Lambda Corporation
TDRNG | 3-D RANGER INDUSTRIES CORP.
TECHGLOBAL | Tech Global
TECHI | TECH INTERNATIONAL
TECHTOP | Techtop Canada Inc
TECMK | Tech Marketing, Inc.
TECONNECTIVITY | TE CONNECTIVITY
TECOX | TECO, INC.
TECTR | TECTRAN MANUFACTURING CO., LTD.
TECUM | Tecumseh
TEGG | Tegg
TEKTRONIX | Tekronix
TELECON | Telecon
TELEWAVE | Telewave
TELUS | TELUS Communications Company
TEMPRITE | Temprite Co.
TEMSK | TEMISKO, INC.
TENAQUIP | Tenaquip
TEREX | TEREX DIVISION, GMC
TERSANO | Tersano Inc.
TESCO | TESCO SOUTHEAST
TEXAC | TEXACO INC.
TEXOC | Texo Corporation
TFFTH | TUFF THOM TRAILERS, INC.
TFHDG | T. F. HUDGINS, INC.
THALES | Thales Group
THERM | THERM-PROCESS, INC.
THERMALFLEXSYSTEM | Thermal Flex Systems
THERMOLEC | Thermolec Ontario Ltd
THERMON | Thermon Canada Inc.
THERMOPLUS | THERMOPLUS
THERMZONE | Thermal Zone
THERR | THEURER DIV., WALTER KIDDE CO
THIEL | THIELE, INC.
THMBL | THOMAS BUILT BUSES, INC.
THMPR | THOMSEN PRODUCTS, INC.
THMTL | THIEMAN TAILGATES, INC.
THOMPTECH | Thomson Technology Inc
THOMS | THOMAS
THOMSBTT | Thomas and Betts
THOMSONTECHNOLOGRY | Thomson technologry
THREEBELL | ThreeBell
THRKN | THERMO KING CORP.
THRMC | THERMACOTE WELCO CO.
THYTR | THAYCO TRAILERS, INC.
TIBRK | TI-BROOK, INC.
TIDDX | TIDD
TIDEFLEX | Tideflex
TIERX | TIER INDUSTRIES, LTD.
TIMESMICROWAVESYSTEMS | Times Microwave Systems
TIMKN | TIMKEN CO., THE
TIMMN | TIME MANUFACTURING CO.
TIMPT | TIMPTE INC.
TINYTITAN | Tiny Titan Hot Water Heater
TITAN | TITAN
TITLK | TITE-LOK CORP.
TJWLD | T. J. WELDING, LTD.
TKHCR | TOKHEIM CORPORATION
TLBRT | TALBERT MANUFACTURING INC.
TLDCN | TELEDYNE CONTINENTAL MOTORS
TLDRP | TELEDYNE REPUBLIC MANUFACTURING
TLDWS | TELEDYNE WISCONSIN MOTORS
TLFCN | TELEFLEX CANADA LTD
TLLCT | TEL-E-LECT, INC.
TLLTC | TELLTECH INDUSTRY
TMBIN | TIMBREN INDUSTRIES, INC.
TMCPC | 3M CONSUMER PRODUCTS CORP.
TMEXX | TME, INCORPORATED
TMPBL | TIMPTE-BEALL, INC.
TMPBR | TIMPERMAN BROS., MFG., INC.
TMS | Times Microwave Systems
TNGSL | TUNG SOL DIV., WAGNER ELECTRIC CORP.
TNKTR | TANK TRAILER, INC.
TNNNT | Tennant Co
TNRID | TNR Industrial Doors Inc.
TODCO | TODCO DIVISION, OVERHEAD DOOR CORP.
TOMAR | TOMAR ELECTRONICS
TOP RIG | Top Rig Communications
TORNATECH | Tornatech Inc.
TOROX | TORO CO.
TOTALMETER | Total Meter Services Inc.
TOTALPOWER | Total Power
TOYOT | Toyota Motor North America, Inc.
TOYOTA | Toyota Motor North America, Inc.
TOYTR | TOYO TIRE USA CORP.
TOYUM | TCM (TOYO UMPANKI LTD.)
TPLINK | TP-Link
TPPMT | TIPPING MOTOR BODIES, LTD.
TRACO | TRAILCO MFG. & SALES CO.
TRACOPOWER | TRACO POWER
TRAFFICLOGIX | TRAFFICLOGIX solar speed signs
TRAMC | TRAMCO, INC.
TRANE | Trane Inc
TRANSFORMATEUR | TRANSFORMATEUR
TRAXON | Traxon Technologies
TRCAR | TRUCK AIR PARTS MFG. CORP
TRCCN | TRUCK CONTAINERS SYSTEM
TRCEN | TRUCK ENGINEERING LTD.,
TRCEQ | TRUCK EQUIPMENT SERVICE CO.
TRCKM | TRUCKMASTER, ARCTIC TRAVLR DIV., TRANE
TRCKS | TRUCKSTELL MFG. CO.
TRCLT | Truck-Lite Company
TRCTL | TRACER TRAILERS MFG. CO.
TRCTR | TRUCK & TRAILER EQUIPMENT CO.
TRDAM | TRADE AMERICA
TRFLX | TRUFLEX RUBBER PRODUCTS CO.
TRFTR | TRAFFIC TRANSPORT ENGINEERING INC.
TRGTC | TARGET TECH
TRIACTA | Triacta
TRICO | TRICO PRODUCTS CORP.
TRIDN | TRIDON INC.
TRILINKS | Trylinks
TRILLIUM | TRILLIUM
TRIPELITE | TRIPELITE
TRIPPLITE | Tripp Lite
TRIST | TRI STATE TANK CO.
TRITIUM | Electric Vehicle Ultra - Fast Charger
TRITW | TRIUMPH TWIST DRILL CO.
TRK | Trak Systems
TRKEQ | TRUCK EQUIPMENT & SERVICE CO., LTD.
TRLBC | TRAILBEC - CN
TRLCN | TRAILMOBILE OF CANADA
TRLMB | TRAILMOBILE DIV., PULLMAN CORP.
TRLMS | TRAILMASTER, ARCTIC TRAVLR DIV., TRANE
TRLMT | TRAILMASTER TANKS
TRLNR | TRAILINER
TRLOR | TRAILOR
TRLRV | TRAIL-R-VAN, INC.
TRNAR | TRANS/AIR MFG. CO.
TRNAT | TRIANGLE AUTO SPRING CO.
TRNEQ | TRANSPORT EQUIPMENT CO. (TECO)
TRNLN | TRANS-LINER, INC.
TRNPO | Transpro, a division of G&O Mfg. Co.
TRNQC | TURNER QUICK-LIFT CORP.
TRNSC | TRANSCRAFT CORP.
TRNSF | TRANSAFECO., INC.
TRNSI | TRANSICOLD, CARRIER-TRANSICOLD CO.
TRNSL | TRANSPO ELECTRONICS, INC.
TRNSM | TRANSMISSION PARTS UNLIMITED, INC.
TRNSP | TRANSPORT TRAILERS, INC.
TRNST | TRANSIT, INC. VAN BODIES
TRNSW | TRANSWORLD PRODUCTS
TRNTY | TRINITY INDUSTRIES, INC
TROJN | TROJAN, EATON CORPORATION
TRPSY | TRIPAK SYSTEMS DIV., K & R CORP.
TRQTC | TORQUE TECHNOLOGY
TRRHO | H.O. TRERICE CO.
TRRNG | TORRINGTON CO., THE
TRSIN | TAURUS INTERNATIONAL, INC.
TRSTL | TROSTEL LEATHER PRODUCTS, INC.
TRTTR | TARTAN TRANSPORTATION SYSTEMS, INC.
TRWXX | TRW
TRYLON | Trylon
TRYLR | TROYLER CORPORATION
TSBRK | TSE BRAKE, INC.
TSKER | TASKER
TTAP | Toronto Tank and Pipe Ltd.
TTNIN | TITANIUM INDUSTRIES, INC.
TTTSV | TRANSPORT TANK TRAILER SERVICE
TUGMN | TUG MANUFACTURING CORP.
TULSAR | Tulsar Canada Ltd
TURNSTILE | Turnstile Security Systems Inc.
TUTCO | Tutco Heating Solutions Group
TUTHILL | Tuthill
TWECO | TWECO PRODUCTS, INC.
TWINCITY | Twin City Fan Companies Ltd.
TWMTR | TOWMOTOR CORP. CATERPILLAR TRACTOR
TWNCC | TWIN COACH DIV., HIGHWAY PRODUCTS INC.
TWNDS | TWIN DISC INC
TXRX | Tx Rx Systems Inc.
TXSAA | TEXAS AUTO AIR PRODUCTS
TXSAR | TEXAS AUTO RADIATOR CO.
TXSHY | TEXAS HYDRAULIC
TXSRB | TEXAS RUBBER SUPPLY
TXTRN | TEXTRON (CAMCAR)
TYCO | Tyco International Ltd.
TYCOELECTRONICS | Tyco Electronics Ltd.
TYLDN | TAYLOR-DUNN MFG. CO.
TYLRT | TAYLOR TRAILER CO.
TYLTL | TAYLOR TOOLS - VAETRIX DIV.
TYLWH | TAYLOR-WHARTON CO., HARSCO CORP.
UCC | UCC
UCFAM | UCF AMERICA INC.
UECMN | UEC MANUFACTURING CO.
UIC | UIC PayWorld Inc
ULINE | Uline
ULNCO | ULANET COMPANY
UNIBN | UNI-BOND INC.
UNION | UNION BUTTERFIELD DIV., TIVOLY
UNION SWITCH AND SIGNAL | UNION SWITCH AND SIGNAL
UNIPARTDORMAN | Unipart Dorman
UNITD | UNITED TRACTOR CO.
UNITED | United Technologies Corporation
UNITX | UNIT CRANE & SHOVEL CORP.
UNITY | UNITY MANUFACTURING CO.
UNKNOWN | UNKNOWN
UNNBD | UNION CITY BODY CO., INC.
UNRYL | UNIROYAL, INC.
UNTDA | UNITED ABRASIVE, INC.
UNTDCA | UNITED Cool Air
UNVAR | UNIVERSAL AUTO RADIATOR
UNVCN | UNIVERSAL CONNECTORS, INC.
UNVRS | UNIVERSAL HANDLING EQUIPMENT CO.
UNVSW | UNIVERSAL SOUTHWEST, INC.
UNVTR | UNIVERSAL TRUCK AIR MFG. CO.
UPCAHMDR | Upper Canada - HM Doors
UPONOR | Uponor North America, Inc
USBATTERY | U.S. Battery Mfg.
USCHM | US CHEMICAL AND PLASTICS
USF | USF WaterGroup Inc.
USI | Utility Structure INC.
USMTR | U S MOTORS (AEROCEANIC MOTORS CORP. )
USS | Union Switch & Signal
USTRC | U.S. TRUCK BODY CO.
UTILIYSTRUCTURESINC | Utiliy Structures Inc
UTLMT | UTILIMASTER CORPORATION
UTLTY | UTILITY TRAILER MANUFACTURING CO.
UVEXS | UVEX SAFETY, INC.
VACUMAX | VAC-U-MAX, Inc.
VACUUMPRO | Vacuum Protection
VALEHARMON | VALE-HARMON
VALMOUNT | VALMOUNT
VANCO | VANCO, INC.
VANEE | Vanee Inc.
VAPOR | Vapor Power International LLC.
VARIED | Varied
VARTA | VARTA
VCKRN | VICKERS INC.
VCKRS | SPERRY VICKERS, SPERRY RAND
VCLAREX | Vortclarex
VDLLT | VIDAL, H.C., LTEE-CN
VDOAR | VDO-ARGO INSTRUMENTS, INC. (OBSOLETE)
VDRRT | VEEDER-ROOT
VECTOR | VECTOR
VEEDER | VEEDER-ROOT OF CANADA, LIMITED
VELMONTWESTCOASTENG | Velmont West Coast Engineering
VELVC | VELVAC, INC.
VENMAR | Venmar Ventilation ULC
VERIC | VERICO
VERIFONE | Verifone Inc
VERIFY | VERIFY
VERMR | VERMEER OF CANADA LTD.
VERNZ | VERNZ, INC.
VESPA | VESPA, PIAGGIO & C.S.P.A.
VFMXX | VFM
VHCLS | VEHICLE SAFETY MANUFACTURING INC.
VIAVI SOLUTIONS, LLC | VIAVI Solutions
VICOR | Vicor
VICPR | VICTOR PRODUCTS DIV., DANA CORP.
VICTAULIC | Victaulic Company of Canada Limited
VICTR | VICTOR EQUIPMENT CO.
VIESSMANN | Viessmann Manufacturing Company Inc.
VIKING | Viking Pump Canada Inc.
VIMXX | VIM TRAILER MFG. INC.
VIQUA | VIQUA
VIVAXMETROTECH | VIVAX METROTECH
VLKSW | Volkswagen Of America, Inc.
VLLEY | VALLEY INDUSTRIES
VLLFR | VALLEY FORGE PRODUCTS CO.
VLVGM | VOLVO GM HEAVY TRUCK CORP. (OBSOLETE)
VLVNA | Volvo Trucks North America, Inc.
VLVTX | VELVETEX INC.
VLVWH | VOLVO WHITE TRUCK CORP. (OBSOLETE)
VNCBW | BOWELS, VINCENT
VNCDV | VENCO DIVISION, SANTA ANITA MFG. CO.
VNMWG | VEENEMA & WIEGERS, INC.
VOESTALPINE | VOESTALPINE
VOESTALPINENORTRAK | Voestalpine Nortrak
VOLVO | Volvo Cars of North America, Inc.
VRMNT | VERMONT AMERICAN TOOL CO.
VSENTRY | VortSentry
VSI | VSI
VULCAN | Vulcan Electric Inc.
VYCON | VYCON
WABCO | WABCO
WABSH | Wabash National Corporation
WABTEC | Wabtec
WACKERNEU | Wacker Neuson Portable Natural Gas Heater
WAISW | WAI SOUTHWEST
WAKSH | WAUKESHA MOTOR CO.
WALDN | WALDON, INC.
WALKR | WALKER MFG. CO.
WALLACEAPS | Wallace - Auto Parts & Services, Inc.
WALLACEINT | Wallace International Pty. Ltd.
WALTEC | Waltec Industries
WALTERS | Walters
WALTR | WALTER MOTOR TRUCK CO.
WARDX | WARD SCHOOL BUS MFG., INC.
WARNI | Warner-Ishi
WARNR | WARNER GEAR DIV., BORG-WARNER
WATERLITE | Waterlite
WATERTRON | Watertronics, Inc
WATRS | WATEROUS COMPANY
WATTSCANADA | Watts Canada
WATTSTOP | Legrand North America, LLC.
WATTX | WATT CO., BOYERTOWN AUTO BODY
WAYNE | WAYNE MANUFACTURING INC.
WAYNEDALTON | WAYNEDALTON
WAYNEFUELSYS | Wayne Fueling Systems LLC
WAYNEMAN | Wayne Manufacturing
WBBWH | Webb Wheel Products, Inc.
WBCPC | WEBCO-PACIFIC, INC.
WCBLT | WACO BOLT & NUT, INC.
WCIIN | W.C.I. INDUSTRIES
WCIND | WACO INDUSTRIAL SUPPLY
WDXXX | WD-40 CO.
WEBBE | WEBB, Inc.
WEBER | Weber
WEBST | Webasto Thermosystems, Inc.
WEG | Weg Industries
WEILR | WEILER BRUSH CO., INC.
WEISS | WEISS INSTRUMENTS
WELDA | WELD-AID PRODUCTS, INC.
WELDMEN | Weldmen
WELDN | WELDON, INC.
WELLER | Weller
WELLS | WELLS CARGO INC.
WESBELL | Wesbell Technologies Inc.
WESCO | Wesco Industrial Products, Llc
WESSTANK | Wessels Tank Co.
WESTBURNE | WESTBURNE
WESTCAN | WESTCAN
WESTERNCULLEN | WESTERN CULLEN
WESTHOUSE | Westinghouse Electric Corporation
WESTINGHOUSE | Westinghouse LVMV
WESTMAT | Westmatic Inc
WESTOWER | Westower
WESTR | WESTRAN CORP.
WESTWARD | WESTWARD
WEVJK | WEAVER JACK CORP.
WGNEL | WAGNER ELECTRIC CORP.
WGNRB | WAGNER BRAKE DIV., COOPER IND.
WHIRLPOOL | WHIRLPOOL
WHITE | WHITE TRUCKS, VOLVO WHITE TRUCK CORP. (OBSO.)
WHITEQUIP | Whiting Equipment Canada Ltd.
WHITERODGERS | WHITE-RODGERS
WHLEN | WHELEN ENGINEERING CO., INC.
WHTCN | WHITE MOTOR CORP. OF CANADA (OBSOLETE)
WHTFR | WHITE FREIGHTLINER (OBSOLETE)
WHTGM | WHITE GMC (OBSOLETE)
WHTIN | S.S. WHITE
WHTKL | WHITEHEAD & KALES
WHTMT | WHITE MATERIAL HANDLING DIV
WHTNG | WHITING ROLL-UP DOOR MFG. CO.
WHTTY | WHITE & TAYLOR LTD.
WILCO | WILCO INC.
WILCOX | WILCOX
WILKSON | Wilkinson
WILLBROCO | Williams Brothers Corporation
WILLSCOT | Williams Scotsman Inc.
WILMH | WILLIAM H. HARVEY CO.
WILMORE | WILMORE
WILNCOUS | Wilson and Cousins Ltd.
WILO | Wilo Canada Inc.
WILSN | WILSON TRAILER CO., INC.
WISEX | WISE COMPANY, INC.
WIXCR | WIX CORPORATION
WKSSP | WAUKESHA SPECIALTY CO.
WLDIT | WELD-IT COMPANY
WLDSH | WELDSHIP CORPORATION
WLINJ | Wallace Fuel Injector Co.
WLKRM | WALKER MFG. CO.
WLKST | WALKER STAINLESS EQUIPMENT CO.
WLLAR | WILLIAMS AIR CONTROLS
WLLCF | WALLACE FORGE CO.
WLLCK | WILLOCK TRUCK EQUIP CO. LTD.
WLLMN | WILLIAMS MANUFACTURING CO., INC.
WLLMS | WILLIAMS CONTROLS, INC.
WLLRD | WOLLARD AIRCRAFT SERVICE EQUIP, INC.
WLLTR | WILLIAMSEN TRUCK EQUIPMENT CORP.
WLSBD | WALSH BODY & TRAILER CORP.
WLSTR | WILSON'S TRUCK - BODY SHOP, LTD.
WLTTR | WALTCO TRUCK EQUIPMENT CORP.
WLVEQ | WOLVERINE EQUIPMENT CORPORTATION
WNNIN | WINNEBAGO INDUSTRIES, INC.
WRDLF | WARD LAFRANCE INTL, INC.
WRDPR | WARD PRODUCTS
WRECKER | Wrecker
WRKHS | Workhorse Custom Chassis
WRLDDRY | World Dryer
WRLDT | WORLDTRUCK DIV., MOTIVAIR CORP.
WRLGN | WORLD GENERATOR CO.
WRNSW | WARNER & SWASEY CO., THE
WRRTR | WARRENVILLE TRAILER MFG., INC.
WRTHN | WORTHINGTON-CEI INC.
WSCTR | WESCO TRAILER
WSLMN | WESLEY MANUFACTURING CO.
WSTAR | WESTINGHOUSE AIR BRAKE CO.
WSTBN | WEST BEND EQUIPMENT CORP.
WSTFL | WESTERN FLYER COACH LTD.
WSTLN | WESTLAND TRAILER CO.
WSTNG | WESTINGHOUSE ELECTRIC CORP.
WSTNK | WESTANK INDUSTRIES LTD.
WSTRN | WESTERN SALES & TESTING
WSTST | WESTERN STAR TRUCKS, INC.
WTCTN | WATCO TANKS, INC.
WTHRH | WEATHERHEAD CO., THE
WTHRS | WETHERILL ASSOCIATES, INC. (WAI)
WTTMF | WITTEK MANUFACTURING
WYMWL | WAYMATIC WELDING & FABRICATING, INC.
WYNCR | WAYNE CORP.
XENTX | XENTEX COMPANY
XLERATOR | Xlerator
XPELAIR | Xpelair
XYLEM | Xylem Inc.
YALE | Yale Hoist
YALEX | YALE INDUSTRIAL TRUCK DIV., E Y & T
YAMAH | YAMAHA INTERNATIONAL CORP.
YAZOO | YAZOO MFG. CO.
YKHMT | YOKOHAMA TIRE CORP.
YNGST | YOUNGSTOWN STEEL & ALLOY CORP.
YNGTN | YOUNGS TANK
YRBRG | YARBROUGH MANUFACTURING
YRKTR | YORK TRAILER INTERNATIONAL, LTD.
YRKXX | York
ZAMBN | ZAMBONI & CO., FRANK J.
ZEBRA | Zebra Technologies
ZEHRITTLING | Zehnder Rittling
ZEKS | ZEKS Compressed Air Solutions
ZENTH | Zenith
ZETRON | Zetron
ZIPSIGN | Zip sign-Signage
ZLGSN | ZELIGSON COMPANY
ZOE | Zoeller
ZONEX | Zonex Systems
ZPMNF | ZEP MANUFACTURING CO.
ZPRLV | ZEPRO LEVEL LIFT CORP.
ZTE | ZTE
ZUKINUT | ZUKINUT
ZURN | ZURN INDUSTRIES CANADA LTD.
Context and Considerations
- Manufacturer list will be updated as needed when new Manufacturers are entered or collected for assets

## 6.0 Custom Fields
Custom Field (CF) Overview |  |  | INDEX
Class Code + Desc | CF Code + Description | Look Up Value
RMINT - Room Interior
CEILMATL - Ceiling Material
Mastic
FLRMATL - Floor Material
Permeable Pavers
QTY - Quantity
Unit Pavers
RMISFRI - Square footage of room interior
Sealer
WALMATL - Wall Material
Thin Membrane Waterproofing System
Context and Considerations
- All assets within Metrolinx EAM will be associated with a class
- Dependant on the asset class selected, class-specific attributes are mandatory to populate
- If additional attributes are required outside of the descriptive and class-specific, Metrolinx will need to be engaged to make the necessary changes
- Where there exists no custom fields within the class, no action is required
- All class-specific attributed are considered Mandatory
Note on B973: [Threaded comment] Your version of Excel allows you to read this threaded comment; however, any edits to it will get removed if the file is opened in a newer version of Excel. Learn more: https://go.microsoft.com/fwlink/?linkid=870924 Comment: CF for quantity not populating
Note on B1125: [Threaded comment] Your version of Excel allows you to read this threaded comment; however, any edits to it will get removed if the file is opened in a newer version of Excel. Learn more: https://go.microsoft.com/fwlink/?linkid=870924 Comment: Add revolving

## 7.0 Parts
Parts tracked by Assets | [9 empty] | INDEX
part
store
bin
lot
Serial Number
Asset Class
Asset ID | Asset Class | OEM | OEM Part No. | Part Description | Part UOM | Part Price | Preferred Supplier | Expected Obsolescence | Recommended Critical Spare Qty
Context & Considerations
- Metrolinx defines a Part (or “Item”) to be a component, assembly or material that does not meet the criteria for being an asset, but is required to maintain assets
-Parts functionality that is expected to be deployed to Metrolinx Asset Information Systems in 2020. Until detailed design and system rollout of this functionality is complete the values related to this functionality should be considered high level.

## 8.0 Work Order Closing Codes
Work Order Closing Codes |  |  | INDEX
Asset Class + Description | Closing Code Type | Closing Code + Description
ACCPLTF - Access Platform
Problem
ABNTEMP - Abnormal Temperature
CORROS - Corrosion
ELECTRIP - Electrical Trip Out
EXNOISE - Excessive Noise
EXVIBRTN - Excessive Vibration
JAMMEDEQ - Jammed Equipment
LEAKING - Leaking
LOWPERF - Low Performance
NONOPER - Non-Operational
PHYDMGE - Physical Damage
UNSMELL - Unusual Smell
UNSMOKE - Unusual Smoke
Failure
ACCLSDET - Access Platform Structure Deteriorated
Cause
ACCIDENT - Accident
ACCWEAR - Accelerated Wear
ACTGOD - Weather condition/Forces of nature or Act of God
CONTAM - Contamination
DEFASSET - Defective Asset
EXLOAD - Excessive Load
IMPRMNT - Improper Maintenance
INSLUBR - Insufficient Lubrication
LACKTRN - Lack of/ Inadequate Training
MISSCMP - Loose/ Missing Component
NRMWEAR - Normal Wear
OTHER - Other (specify)
PRINSTAL - Poor Installation
PROCISSU - Procedure Issue
UTLFAIL - Utility Failure
VNDLSM - Vandalism
WORNCMPT - Defective/ Worn Component
Action
ADJUSTD - Adjusted
DECOMM - Decommission
DECONTME - Decontaminate
DONOTHIN - Do Nothing
LUBRCTE - Lubricate
OTHER - Other (specify)
RECALBRT - Recalibrate
REMVOBT - Remove Obstruction
REPCMPT - Repair Component
REPLASS - Replace Asset
REPLCMPT - Replace Component
REPRASS - Repair Asset
UPGRADES - Upgrade
ARCMPRS - Air Compressor
Problem
ABNTEMP - Abnormal Temperature
CORROS - Corrosion
ELECTRIP - Electrical Trip Out
EXNOISE - Excessive Noise
EXVIBRTN - Excessive Vibration
JAMMEDEQ - Jammed Equipment
LEAKING - Leaking
LOWPERF - Low Performance
NONOPER - Non-Operational
UNSMELL - Unusual Smell
UNSMOKE - Unusual Smoke
Failure
ACMCACC - Air compressor condensate accumulation
ACMCDET - Air compressor components deterioration
ACMIFCON - Air compressor intake filter contaminated
ACMODEP - Air compressor oil depleted
ACMPTDET - Air compressor pressure tank deteriorated
ACMPVFL - Air compressor pressure tank pressure relief valve failed
AIRCMPDF - Air Compressor Dryer Failure
AIRCMPOH - Air Compressor Overheating
Cause
CONTAM - Contamination
EXLOAD - Excessive Load
INSLUBR - Insufficient Lubrication
MISSCMP - Loose/ Missing Component
NRMWEAR - Normal Wear
UTLFAIL - Utility Failure
WORNCMPT - Defective/ Worn Component
Action
ADJUSTD - Adjusted
CALLCNTR - Call Contractor
DECONTME - Decontaminate
LUBRCTE - Lubricate
RECALBRT - Recalibrate
REMVOBT - Remove Obstruction
REPAIR - Repair
REPLACE - Replace
ARCONC - Air-Conditioning - Condenser
Problem
ABNTEMP - Abnormal Temperature
CORROS - Corrosion
ELECTRIP - Electrical Trip Out
EXNOISE - Excessive Noise
EXVIBRTN - Excessive Vibration
JAMMEDEQ - Jammed Equipment
LEAKING - Leaking
LOWPERF - Low Performance
NONOPER - Non-Operational
PHYDMGE - Physical Damage
UNSMELL - Unusual Smell
UNSMOKE - Unusual Smoke
Failure
BASSETNG - BAS Setting
COMPFAIL - Component Failure
CONDCONT - Condenser vents, coil/fins contaminated
CONDDET - Condenser vents, coil/fins deteriorated
CONDLUB - Cooling Fan/Motor Assembly Insufficient Lubrication
EXCSRUST - Excessive Rust
FANWORN - Fan/motor assembly worn
FILTRCLG - Filter Clogged
Cause
ACCWEAR - Accelerated Wear
ACTGOD - Weather condition/Forces of nature or Act of God
CONTAM - Contamination
EXLOAD - Excessive Load
INSLUBR - Insufficient Lubrication
MISSCMP - Loose/ Missing Component
NRMWEAR - Normal Wear
UTLFAIL - Utility Failure
WORNCMPT - Defective/ Worn Component
Action
ADJUSTD - Adjusted
CALLCNTR - Call Contractor
DECONTME - Decontaminate
RECALBRT - Recalibrate
REPAIR - Repair
REPLACE - Replace
ARCONIE - Air-Conditioning - Indoor Evaporator
Problem
ABNTEMP - Abnormal Temperature
CORROS - Corrosion
ELECTRIP - Electrical Trip Out
EXNOISE - Excessive Noise
EXVIBRTN - Excessive Vibration
JAMMEDEQ - Jammed Equipment
LEAKING - Leaking
LOWPERF - Low Performance
NONOPER - Non-Operational
PHYDMGE - Physical Damage
UNSMELL - Unusual Smell
UNSMOKE - Unusual Smoke
Failure
DBELTDET - Driver belt deteriorated
ECOILDET - Evaporator coil / evaporator structure deteriorated
FILTDET - Filter deterioration
Cause
ACCIDENT - Accident
ACCWEAR - Accelerated Wear
ACTGOD - Weather condition/Forces of nature or Act of God
CONTAM - Contamination
DEFASSET - Defective Asset
EXLOAD - Excessive Load
IMPRMNT - Improper Maintenance
INSLUBR - Insufficient Lubrication
LACKTRN - Lack of/ Inadequate Training
MISSCMP - Loose/ Missing Component
NRMWEAR - Normal Wear
OTHER - Other (specify)
PRINSTAL - Poor Installation
PROCISSU - Procedure Issue
UTLFAIL - Utility Failure
VNDLSM - Vandalism
WORNCMPT - Defective/ Worn Component
Action
ADJUSTD - Adjusted
DECOMM - Decommission
DECONTME - Decontaminate
DONOTHIN - Do Nothing
LUBRCTE - Lubricate
OTHER - Other (specify)
RECALBRT - Recalibrate
REMVOBT - Remove Obstruction
REPCMPT - Repair Component
REPLASS - Replace Asset
REPLCMPT - Replace Component
REPRASS - Repair Asset
UPGRADES - Upgrade
ARHU - Air Handling Unit
Problem
ABNTEMP - Abnormal Temperature
CORROS - Corrosion
ELECTRIP - Electrical Trip Out
EXNOISE - Excessive Noise
EXVIBRTN - Excessive Vibration
JAMMEDEQ - Jammed Equipment
LEAKING - Leaking
LOWPERF - Low Performance
NONOPER - Non-Operational
PHYDMGE - Physical Damage
UNSMELL - Unusual Smell
UNSMOKE - Unusual Smoke
Failure
AHUCOIL - Air Handling Unit (AHU) coils/fins contaminated
AHUDET - Air Handling Unit (AHU) deteriorated
AHUFAN - Air Handling Unit fan variable drive failed
AHUFILTR - AHU filters contaminated
AHUMTR - Motor/blower bearing insufficiently lubricated
BRCLGPIP - Broken /Clogged Pipping
CLOGDRIN - Clog Drain
DMPRSTCK - Damper Stuck
ELECFAIL - Electrical Failure
HEXFAIL - Heat exchanger failed
LOSEWIRE - Loose Wire
MISALGNM - Misalignment
MOTRFAIL - Motor Failure
SENRFAIL - Sensor Failure
WORNBELT - Worn Belt
WTHRDAMG - Weather Damage
Cause
ACCWEAR - Accelerated Wear
ACTGOD - Weather condition/Forces of nature or Act of God
CONTAM - Contamination
DEFASSET - Defective Asset
EXLOAD - Excessive Load
INSLUBR - Insufficient Lubrication
MISSCMP - Loose/ Missing Component
NRMWEAR - Normal Wear
PRINSTAL - Poor Installation
UTLFAIL - Utility Failure
WORNCMPT - Defective/ Worn Component
Action
ADJUSTD - Adjusted
CALLCNTR - Call Contractor
DECOMM - Decommission
DECONTME - Decontaminate
LUBRCTE - Lubricate
OTHER - Other (specify)
RECALBRT - Recalibrate
REMVOBT - Remove Obstruction
REPAIR - Repair
REPLACE - Replace
UPGRADES - Upgrade
BFP - Backflow Prevention
Problem
LEAKING - Leaking
PHYDMGE - Physical Damage
Failure
WRINGSKT - Worn Internal Gasket/Seal Kits
Cause
ACCIDENT - Accident
MISSCMP - Loose/ Missing Component
NRMWEAR - Normal Wear
UTLFAIL - Utility Failure
WORNCMPT - Defective/ Worn Component
Action
CALLCNTR - Call Contractor
BOILR - Boiler
Problem
ABNTEMP - Abnormal Temperature
CORROS - Corrosion
ELECTRIP - Electrical Trip Out
EXNOISE - Excessive Noise
EXVIBRTN - Excessive Vibration
LEAKING - Leaking
LOWPERF - Low Performance
NONOPER - Non-Operational
RESDRAIN - Restricted Drainage
UNSMELL - Unusual Smell
UNSMOKE - Unusual Smoke
Failure
BLCKINOT - Blocked Inlet/Outlet
BLRCCON - Boiler components contaminated
BLRCDET - Boiler components deteriorated
BLRECFL - Boiler electronic controls failed
BLRINCOM - Boiler incomplete combustion
BLRRVFL - Pressure relief valve failed
BLRSDET - Boiler structure deteriorated
BRKNPIPE - Broken Pipe
BRKNVALV - Broken Valve
CLOGGDRN - Clogged Drain
DEFBURNR - Defective Burner
SEIZMOTR - Seized Motor
WORNSEAL - Worn Seal
WORNVALV - Worn Valve
Cause
ACCWEAR - Accelerated Wear
CONTAM - Contamination
DEFASSET - Defective Asset
MISSCMP - Loose/ Missing Component
NRMWEAR - Normal Wear
PROCISSU - Procedure Issue
UTLFAIL - Utility Failure
WORNCMPT - Defective/ Worn Component
Action
ADJUSTD - Adjusted
CALLCNTR - Call Contractor
DECOMM - Decommission
DECONTME - Decontaminate
RECALBRT - Recalibrate
REMVOBT - Remove Obstruction
REPAIR - Repair
REPLACE - Replace
BOLRD - Bollard
Problem
CORROS - Corrosion
PHYDMGE - Physical Damage
Failure
BOLLDET - Bollard Deteriorated
Cause
ACCIDENT - Accident
ACTGOD - Weather condition/Forces of nature or Act of God
LACKTRN - Lack of/ Inadequate Training
Action
REPAIR - Repair
REPLACE - Replace
REPLASS - Replace Asset
BPEMERGL - Battery Powered Emergency Lighting and Exit Lighting
Problem
CORROS - Corrosion
ELECTRIP - Electrical Trip Out
LIGHTNWR - Light Not Working
NONOPER - Non-Operational
PHYDMGE - Physical Damage
UNSMELL - Unusual Smell
UNSMOKE - Unusual Smoke
Failure
BTRYEXSL - Battery Exceed Service Life
EELFAIL - Emergency Exit lighting Failed
EMLDET - Battery Powered Emergency lighting and Exit Lighting Deteriorated
EMLFAIL - Battery Powered Emergency Lighting Failed
LGBLBBRN - Light Bulb Burnt
LIGHTHIT - Light Hit
Cause
ACCIDENT - Accident
DEFASSET - Defective Asset
NRMWEAR - Normal Wear
UTLFAIL - Utility Failure
WORNCMPT - Defective/ Worn Component
Action
DECONTME - Decontaminate
REMVOBT - Remove Obstruction
REPAIR - Repair
REPLACE - Replace
BUSWSH - Bus Wash System
Problem
ABNTEMP - Abnormal Temperature
CORROS - Corrosion
ELECTRIP - Electrical Trip Out
EXNOISE - Excessive Noise
EXVIBRTN - Excessive Vibration
JAMMEDEQ - Jammed Equipment
LEAKING - Leaking
LOWPERF - Low Performance
NONOPER - Non-Operational
PHYDMGE - Physical Damage
UNSMELL - Unusual Smell
UNSMOKE - Unusual Smoke
Failure
BRKNBRSH - Broken Brush
BRKNGRBX - Broken Gear Box Motor
BRKNSNSR - Broken/ Out Of Alignment Sensors
CLOGDRIN - Clog Drain
CLOGNOZL - Clog Nozzles
FUSEDEF - Blown Fuse
PUMPFAIL - Pump Failure
SOFWFAIL - Software failure
VFDDRVFL - VFD Drive Failure
WASHDET - Deterioration of the bus wash system
WASHPWR - Power Failure of the bus wash system
WTRDISFL - Pipe/Water Distribution Failure/ Damaged
Cause
ACCIDENT - Accident
ACCWEAR - Accelerated Wear
CONTAM - Contamination
EXLOAD - Excessive Load
IMPRMNT - Improper Maintenance
INSLUBR - Insufficient Lubrication
LACKTRN - Lack of/ Inadequate Training
MISSCMP - Loose/ Missing Component
NRMWEAR - Normal Wear
PRINSTAL - Poor Installation
PROCISSU - Procedure Issue
UTLFAIL - Utility Failure
WORNCMPT - Defective/ Worn Component
Action
ADJUSTD - Adjusted
DECONTME - Decontaminate
LUBRCTE - Lubricate
RECALBRT - Recalibrate
REMVOBT - Remove Obstruction
REPAIR - Repair
REPLACE - Replace
UPGRADES - Upgrade
CHCKVLV - Check Valve (>100mm)
Problem
ABNTEMP - Abnormal Temperature
CORROS - Corrosion
ELECTRIP - Electrical Trip Out
EXNOISE - Excessive Noise
EXVIBRTN - Excessive Vibration
JAMMEDEQ - Jammed Equipment
LEAKING - Leaking
LOWPERF - Low Performance
NONOPER - Non-Operational
PHYDMGE - Physical Damage
UNSMELL - Unusual Smell
UNSMOKE - Unusual Smoke
Failure
CVALCON - Check Valve contaminated
CVALFAIL - Check valve failed
CVALWORN - Check Valve components worn
Cause
ACCIDENT - Accident
ACCWEAR - Accelerated Wear
ACTGOD - Weather condition/Forces of nature or Act of God
CONTAM - Contamination
DEFASSET - Defective Asset
EXLOAD - Excessive Load
IMPRMNT - Improper Maintenance
INSLUBR - Insufficient Lubrication
LACKTRN - Lack of/ Inadequate Training
MISSCMP - Loose/ Missing Component
NRMWEAR - Normal Wear
OTHER - Other (specify)
PRINSTAL - Poor Installation
PROCISSU - Procedure Issue
UTLFAIL - Utility Failure
VNDLSM - Vandalism
WORNCMPT - Defective/ Worn Component
Action
ADJUSTD - Adjusted
DECOMM - Decommission
DECONTME - Decontaminate
DONOTHIN - Do Nothing
LUBRCTE - Lubricate
OTHER - Other (specify)
RECALBRT - Recalibrate
REMVOBT - Remove Obstruction
REPCMPT - Repair Component
REPLASS - Replace Asset
REPLCMPT - Replace Component
REPRASS - Repair Asset
UPGRADES - Upgrade
CHLR - Chiller
Problem
ABNTEMP - Abnormal Temperature
CORROS - Corrosion
ELECTRIP - Electrical Trip Out
EXNOISE - Excessive Noise
EXVIBRTN - Excessive Vibration
JAMMEDEQ - Jammed Equipment
LEAKING - Leaking
LOWPERF - Low Performance
NONOPER - Non-Operational
PHYDMGE - Physical Damage
UNSMELL - Unusual Smell
UNSMOKE - Unusual Smoke
Failure
CCOMFAIL - HVAC chiller unit compressor failed.
CCTLFAIL - HVAC Chiller Control System failed
CLINEDET - Chiller/evaporator refrigerant lines/connections deteriorated
CMTRFAIL - HVAC chiller compressor motor failed
CMTRLUB - HVAC chiller pump/motor insufficiently lubricated
COILCONT - Chiller compressor oil contaminated
CUNITDET - HVAC chiller unit deteriorated
CWTRCONT - Chiller coil water tubes internally contaminated and/or deteriorated
CWTRDET - Chiller/evaporator water lines/connections deteriorated
Cause
ACCIDENT - Accident
ACCWEAR - Accelerated Wear
ACTGOD - Weather condition/Forces of nature or Act of God
CONTAM - Contamination
DEFASSET - Defective Asset
EXLOAD - Excessive Load
IMPRMNT - Improper Maintenance
INSLUBR - Insufficient Lubrication
LACKTRN - Lack of/ Inadequate Training
MISSCMP - Loose/ Missing Component
NRMWEAR - Normal Wear
OTHER - Other (specify)
PRINSTAL - Poor Installation
PROCISSU - Procedure Issue
UTLFAIL - Utility Failure
VNDLSM - Vandalism
WORNCMPT - Defective/ Worn Component
Action
ADJUSTD - Adjusted
DECOMM - Decommission
DECONTME - Decontaminate
DONOTHIN - Do Nothing
LUBRCTE - Lubricate
OTHER - Other (specify)
RECALBRT - Recalibrate
REMVOBT - Remove Obstruction
REPCMPT - Repair Component
REPLASS - Replace Asset
REPLCMPT - Replace Component
REPRASS - Repair Asset
UPGRADES - Upgrade
CHLRCOOL - Chiller - Cooling Tower
Problem
ABNTEMP - Abnormal Temperature
CORROS - Corrosion
ELECTRIP - Electrical Trip Out
EXNOISE - Excessive Noise
EXVIBRTN - Excessive Vibration
JAMMEDEQ - Jammed Equipment
LEAKING - Leaking
LOWPERF - Low Performance
NONOPER - Non-Operational
PHYDMGE - Physical Damage
UNSMELL - Unusual Smell
UNSMOKE - Unusual Smoke
Failure
CCTCONT - Chiller-Cooling tower coils/spray nozzles contaminated
CCTDET - Chiller-Cooling tower deteriorated
CCTLNDET - Cooling tower water lines/connections deteriorated
CCTLUB - HVAC chiller-cooling tower fan motor insufficiently lubricated
CCTPLUB - HVAC Chiller-Cooling Tower Recirculation Pump Insufficiently Lubricated
CCTPPLUG - Chiller-Cooling tower recirculation pump coolant filter plugged
CCTPWORN - HVAC chiller-cooling tower recirculating motor/pump worn
CTFAIL - Cooling tower fan motor failed
Cause
ACCIDENT - Accident
ACCWEAR - Accelerated Wear
ACTGOD - Weather condition/Forces of nature or Act of God
CONTAM - Contamination
DEFASSET - Defective Asset
EXLOAD - Excessive Load
IMPRMNT - Improper Maintenance
INSLUBR - Insufficient Lubrication
LACKTRN - Lack of/ Inadequate Training
MISSCMP - Loose/ Missing Component
NRMWEAR - Normal Wear
OTHER - Other (specify)
PRINSTAL - Poor Installation
PROCISSU - Procedure Issue
UTLFAIL - Utility Failure
VNDLSM - Vandalism
WORNCMPT - Defective/ Worn Component
Action
ADJUSTD - Adjusted
DECOMM - Decommission
DECONTME - Decontaminate
DONOTHIN - Do Nothing
LUBRCTE - Lubricate
OTHER - Other (specify)
RECALBRT - Recalibrate
REMVOBT - Remove Obstruction
REPCMPT - Repair Component
REPLASS - Replace Asset
REPLCMPT - Replace Component
REPRASS - Repair Asset
UPGRADES - Upgrade
CIRCBENC - Circuit Breaker Enclosure
Problem
ABNTEMP - Abnormal Temperature
CORROS - Corrosion
ELECTRIP - Electrical Trip Out
EXNOISE - Excessive Noise
EXVIBRTN - Excessive Vibration
JAMMEDEQ - Jammed Equipment
LEAKING - Leaking
LOWPERF - Low Performance
NONOPER - Non-Operational
PHYDMGE - Physical Damage
UNSMELL - Unusual Smell
UNSMOKE - Unusual Smoke
Failure
CBEDET - Circuit Breaker Enclosure Deteriorated and/or Contaminated
Cause
ACCIDENT - Accident
ACCWEAR - Accelerated Wear
ACTGOD - Weather condition/Forces of nature or Act of God
CONTAM - Contamination
DEFASSET - Defective Asset
EXLOAD - Excessive Load
IMPRMNT - Improper Maintenance
INSLUBR - Insufficient Lubrication
LACKTRN - Lack of/ Inadequate Training
MISSCMP - Loose/ Missing Component
NRMWEAR - Normal Wear
OTHER - Other (specify)
PRINSTAL - Poor Installation
PROCISSU - Procedure Issue
UTLFAIL - Utility Failure
VNDLSM - Vandalism
WORNCMPT - Defective/ Worn Component
Action
ADJUSTD - Adjusted
DECOMM - Decommission
DECONTME - Decontaminate
DONOTHIN - Do Nothing
LUBRCTE - Lubricate
OTHER - Other (specify)
RECALBRT - Recalibrate
REMVOBT - Remove Obstruction
REPCMPT - Repair Component
REPLASS - Replace Asset
REPLCMPT - Replace Component
REPRASS - Repair Asset
UPGRADES - Upgrade
CLFSYS - Coolant Fluid System
Problem
ABNTEMP - Abnormal Temperature
CORROS - Corrosion
ELECTRIP - Electrical Trip Out
EXNOISE - Excessive Noise
EXVIBRTN - Excessive Vibration
JAMMEDEQ - Jammed Equipment
LEAKING - Leaking
LOWPERF - Low Performance
NONOPER - Non-Operational
PHYDMGE - Physical Damage
UNSMELL - Unusual Smell
UNSMOKE - Unusual Smoke
Failure
COOLDET - Natural Deterioration of the coolant fluid system
COOLLEAK - Leakage of coolant fluid
Cause
ACCIDENT - Accident
ACCWEAR - Accelerated Wear
ACTGOD - Weather condition/Forces of nature or Act of God
CONTAM - Contamination
DEFASSET - Defective Asset
EXLOAD - Excessive Load
IMPRMNT - Improper Maintenance
INSLUBR - Insufficient Lubrication
LACKTRN - Lack of/ Inadequate Training
MISSCMP - Loose/ Missing Component
NRMWEAR - Normal Wear
OTHER - Other (specify)
PRINSTAL - Poor Installation
PROCISSU - Procedure Issue
UTLFAIL - Utility Failure
VNDLSM - Vandalism
WORNCMPT - Defective/ Worn Component
Action
ADJUSTD - Adjusted
DECOMM - Decommission
DECONTME - Decontaminate
DONOTHIN - Do Nothing
LUBRCTE - Lubricate
OTHER - Other (specify)
RECALBRT - Recalibrate
REMVOBT - Remove Obstruction
REPCMPT - Repair Component
REPLASS - Replace Asset
REPLCMPT - Replace Component
REPRASS - Repair Asset
UPGRADES - Upgrade
CMPADS - Compressed Air Distribution System
Problem
CORROS - Corrosion
EXVIBRTN - Excessive Vibration
LEAKING - Leaking
LOWPERF - Low Performance
PHYDMGE - Physical Damage
Failure
BRKNSEAL - Broken/Loose Seals
CLGDPIPE - Clogged Pipe
DAMAGED - Damaged
FITDAMGD - Fitting Damaged
HSRLNRET - Hose Reel Would Not Retract
PIPFDET - Piping/tubing/fittings deteriorated
Cause
ACCIDENT - Accident
CONTAM - Contamination
MISSCMP - Loose/ Missing Component
PROCISSU - Procedure Issue
WORNCMPT - Defective/ Worn Component
Action
DECONTME - Decontaminate
REMVOBT - Remove Obstruction
REPAIR - Repair
REPLACE - Replace
UPGRADES - Upgrade
CNPY - Canopy
Problem
ABNTEMP - Abnormal Temperature
CORROS - Corrosion
ELECTRIP - Electrical Trip Out
EXNOISE - Excessive Noise
EXVIBRTN - Excessive Vibration
JAMMEDEQ - Jammed Equipment
LEAKING - Leaking
LOWPERF - Low Performance
NONOPER - Non-Operational
PHYDMGE - Physical Damage
UNSMELL - Unusual Smell
UNSMOKE - Unusual Smoke
Failure
CNPYCDET - Canopy cover deteriorated
CNPYSDET - Canopy support structure deteriorated
Cause
ACCIDENT - Accident
ACCWEAR - Accelerated Wear
ACTGOD - Weather condition/Forces of nature or Act of God
CONTAM - Contamination
DEFASSET - Defective Asset
EXLOAD - Excessive Load
IMPRMNT - Improper Maintenance
INSLUBR - Insufficient Lubrication
LACKTRN - Lack of/ Inadequate Training
MISSCMP - Loose/ Missing Component
NRMWEAR - Normal Wear
OTHER - Other (specify)
PRINSTAL - Poor Installation
PROCISSU - Procedure Issue
UTLFAIL - Utility Failure
VNDLSM - Vandalism
WORNCMPT - Defective/ Worn Component
Action
ADJUSTD - Adjusted
DECOMM - Decommission
DECONTME - Decontaminate
DONOTHIN - Do Nothing
LUBRCTE - Lubricate
OTHER - Other (specify)
RECALBRT - Recalibrate
REMVOBT - Remove Obstruction
REPCMPT - Repair Component
REPLASS - Replace Asset
REPLCMPT - Replace Component
REPRASS - Repair Asset
UPGRADES - Upgrade
COGEN - Cogn/Trigen
Problem
ABNTEMP - Abnormal Temperature
CORROS - Corrosion
ELECTRIP - Electrical Trip Out
EXNOISE - Excessive Noise
EXVIBRTN - Excessive Vibration
JAMMEDEQ - Jammed Equipment
LEAKING - Leaking
LOWPERF - Low Performance
NONOPER - Non-Operational
PHYDMGE - Physical Damage
UNSMELL - Unusual Smell
UNSMOKE - Unusual Smoke
Failure
BLKSTRFL - Black Start Fault
COGDET - Deterioration of cogn/trigen
COGNFAIL - Connection Failure between Cogn/Trigen
COLFAULT - Collective Fault
DRTYFLTR - Dirty Filter
ENGFAIL - Engine Failure
FIREALRM - Fire Alarm
ILNDMDFL - Island Mode Failure
OVHTFAIL - Overheat Failure
SYNCFAIL - Sync Failure
UPSFAIL - UPS Failure
Cause
ACTGOD - Weather condition/Forces of nature or Act of God
CONTAM - Contamination
IMPRMNT - Improper Maintenance
INSLUBR - Insufficient Lubrication
LACKTRN - Lack of/ Inadequate Training
MISSCMP - Loose/ Missing Component
NRMWEAR - Normal Wear
OTHER - Other (specify)
PRINSTAL - Poor Installation
PROCISSU - Procedure Issue
VNDLSM - Vandalism
WORNCMPT - Defective/ Worn Component
Action
ADJUSTD - Adjusted
CALLCNTR - Call Contractor
DECOMM - Decommission
DECONTME - Decontaminate
LUBRCTE - Lubricate
MONITR - Monitor
OTHER - Other (specify)
RECALBRT - Recalibrate
REMVOBT - Remove Obstruction
REPAIR - Repair
REPLACE - Replace
COOLTANK - Coolant tank
Problem
LEAKING - Leaking
PHYDMGE - Physical Damage
Failure
GLSTOVER - Glycol storage tank overfilled
STTKDET - Storage tank deteriorated
UTKDWDET - Underground double wall storage tank deteriorated
Cause
NRMWEAR - Normal Wear
PROCISSU - Procedure Issue
Action
ADJUSTD - Adjusted
REPRASS - Repair Asset
CP - Control Panel
Problem
ABNTEMP - Abnormal Temperature
CORROS - Corrosion
ELECTRIP - Electrical Trip Out
EXNOISE - Excessive Noise
EXVIBRTN - Excessive Vibration
JAMMEDEQ - Jammed Equipment
LEAKING - Leaking
LOWPERF - Low Performance
NONOPER - Non-Operational
PHYDMGE - Physical Damage
UNSMELL - Unusual Smell
UNSMOKE - Unusual Smoke
Failure
CPENDET - Control panel enclosure deteriorated
CPFAIL - Control panel failed
Cause
ACCIDENT - Accident
ACCWEAR - Accelerated Wear
ACTGOD - Weather condition/Forces of nature or Act of God
CONTAM - Contamination
DEFASSET - Defective Asset
EXLOAD - Excessive Load
IMPRMNT - Improper Maintenance
INSLUBR - Insufficient Lubrication
LACKTRN - Lack of/ Inadequate Training
MISSCMP - Loose/ Missing Component
NRMWEAR - Normal Wear
OTHER - Other (specify)
PRINSTAL - Poor Installation
PROCISSU - Procedure Issue
UTLFAIL - Utility Failure
VNDLSM - Vandalism
WORNCMPT - Defective/ Worn Component
Action
ADJUSTD - Adjusted
DECOMM - Decommission
DECONTME - Decontaminate
DONOTHIN - Do Nothing
LUBRCTE - Lubricate
OTHER - Other (specify)
RECALBRT - Recalibrate
REMVOBT - Remove Obstruction
REPCMPT - Repair Component
REPLASS - Replace Asset
REPLCMPT - Replace Component
REPRASS - Repair Asset
UPGRADES - Upgrade
CPCTR - Capacitor
Problem
ABNTEMP - Abnormal Temperature
CORROS - Corrosion
ELECTRIP - Electrical Trip Out
EXNOISE - Excessive Noise
EXVIBRTN - Excessive Vibration
JAMMEDEQ - Jammed Equipment
LEAKING - Leaking
LOWPERF - Low Performance
NONOPER - Non-Operational
PHYDMGE - Physical Damage
UNSMELL - Unusual Smell
UNSMOKE - Unusual Smoke
Failure
CAPBCONT - 600V Power Factor Correction Capacitor Bank Contaminated
CAPBFAIL - 600V Power Factor Correction Capacitor Bank Failed
CAPBFDET - 600V Power Factor Correction Capacitor Bank Cooling Fan Deteriorated
CAPCNDET - 600V Power Factor Correction Capacitor Bank Electrical Connections Deteriorated
Cause
ACCIDENT - Accident
ACCWEAR - Accelerated Wear
ACTGOD - Weather condition/Forces of nature or Act of God
CONTAM - Contamination
DEFASSET - Defective Asset
EXLOAD - Excessive Load
IMPRMNT - Improper Maintenance
INSLUBR - Insufficient Lubrication
LACKTRN - Lack of/ Inadequate Training
MISSCMP - Loose/ Missing Component
NRMWEAR - Normal Wear
OTHER - Other (specify)
PRINSTAL - Poor Installation
PROCISSU - Procedure Issue
UTLFAIL - Utility Failure
VNDLSM - Vandalism
WORNCMPT - Defective/ Worn Component
Action
ADJUSTD - Adjusted
DECOMM - Decommission
DECONTME - Decontaminate
DONOTHIN - Do Nothing
LUBRCTE - Lubricate
OTHER - Other (specify)
RECALBRT - Recalibrate
REMVOBT - Remove Obstruction
REPCMPT - Repair Component
REPLASS - Replace Asset
REPLCMPT - Replace Component
REPRASS - Repair Asset
UPGRADES - Upgrade
CRN - Crane
Problem
ABNTEMP - Abnormal Temperature
CORROS - Corrosion
ELECTRIP - Electrical Trip Out
EXNOISE - Excessive Noise
EXVIBRTN - Excessive Vibration
JAMMEDEQ - Jammed Equipment
LEAKING - Leaking
LOWPERF - Low Performance
NONOPER - Non-Operational
PHYDMGE - Physical Damage
UNSMELL - Unusual Smell
UNSMOKE - Unusual Smoke
Failure
CCSFAIL - Crane Control Systems Failed
CLUBDET - Crane Lubrication Deteriorated
CMCDET - Crane Mechanical Components Deteriorated
CSCCDET - Crane Structural Components and Casings Deteriorated
CSILUB - Crane Systems Insufficiently Lubricated
CSSFAIL - Crane Safety Systems Failed
Cause
ACCIDENT - Accident
ACCWEAR - Accelerated Wear
ACTGOD - Weather condition/Forces of nature or Act of God
CONTAM - Contamination
DEFASSET - Defective Asset
EXLOAD - Excessive Load
IMPRMNT - Improper Maintenance
INSLUBR - Insufficient Lubrication
LACKTRN - Lack of/ Inadequate Training
MISSCMP - Loose/ Missing Component
NRMWEAR - Normal Wear
OTHER - Other (specify)
PRINSTAL - Poor Installation
PROCISSU - Procedure Issue
UTLFAIL - Utility Failure
VNDLSM - Vandalism
WORNCMPT - Defective/ Worn Component
Action
ADJUSTD - Adjusted
DECOMM - Decommission
DECONTME - Decontaminate
DONOTHIN - Do Nothing
LUBRCTE - Lubricate
OTHER - Other (specify)
RECALBRT - Recalibrate
REMVOBT - Remove Obstruction
REPCMPT - Repair Component
REPLASS - Replace Asset
REPLCMPT - Replace Component
REPRASS - Repair Asset
UPGRADES - Upgrade
CRNREMC - Crane Remote Control
Problem
ABNTEMP - Abnormal Temperature
CORROS - Corrosion
ELECTRIP - Electrical Trip Out
EXNOISE - Excessive Noise
EXVIBRTN - Excessive Vibration
JAMMEDEQ - Jammed Equipment
LEAKING - Leaking
LOWPERF - Low Performance
NONOPER - Non-Operational
PHYDMGE - Physical Damage
UNSMELL - Unusual Smell
UNSMOKE - Unusual Smoke
Failure
CRMAGE - Control Remote Battery Aged
EMGSFUNC - Emergency Stop Function Failed
OCCRDET - Overhead Crane Control Remote Deteriorated
Cause
ACCIDENT - Accident
ACCWEAR - Accelerated Wear
ACTGOD - Weather condition/Forces of nature or Act of God
CONTAM - Contamination
DEFASSET - Defective Asset
EXLOAD - Excessive Load
IMPRMNT - Improper Maintenance
INSLUBR - Insufficient Lubrication
LACKTRN - Lack of/ Inadequate Training
MISSCMP - Loose/ Missing Component
NRMWEAR - Normal Wear
OTHER - Other (specify)
PRINSTAL - Poor Installation
PROCISSU - Procedure Issue
UTLFAIL - Utility Failure
VNDLSM - Vandalism
WORNCMPT - Defective/ Worn Component
Action
ADJUSTD - Adjusted
DECOMM - Decommission
DECONTME - Decontaminate
DONOTHIN - Do Nothing
LUBRCTE - Lubricate
OTHER - Other (specify)
RECALBRT - Recalibrate
REMVOBT - Remove Obstruction
REPCMPT - Repair Component
REPLASS - Replace Asset
REPLCMPT - Replace Component
REPRASS - Repair Asset
UPGRADES - Upgrade
DEFDISP - DEF Dispenser
Problem
ABNTEMP - Abnormal Temperature
CORROS - Corrosion
ELECTRIP - Electrical Trip Out
EXVIBRTN - Excessive Vibration
JAMMEDEQ - Jammed Equipment
LEAKING - Leaking
LOWPERF - Low Performance
NONOPER - Non-Operational
PHYDMGE - Physical Damage
Failure
DEFDDET - DEF dispenser hose and/or dispenser nozzle deteriorated
LEAKPIPH - Leaking Pipes/ Hose
MTRPMPFL - Motor/ Pump Failure
NOPRODTK - No Product In Tank
POSINOZL - Leaking Component Posi-Lock Nozzle
SLPRDFLW - Slow Product Flow
SPOTNOZL - Leaking Component Spout Nozzle
Cause
ACCIDENT - Accident
CONTAM - Contamination
DEFASSET - Defective Asset
EXLOAD - Excessive Load
IMPRMNT - Improper Maintenance
MISSCMP - Loose/ Missing Component
PRINSTAL - Poor Installation
WORNCMPT - Defective/ Worn Component
Action
ADJUSTD - Adjusted
DECOMM - Decommission
DECONTME - Decontaminate
LUBRCTE - Lubricate
RECALBRT - Recalibrate
REPAIR - Repair
REPLACE - Replace
UPGRADES - Upgrade
DEHMDFR - Dehumidifier
Problem
ABNTEMP - Abnormal Temperature
CORROS - Corrosion
ELECTRIP - Electrical Trip Out
EXNOISE - Excessive Noise
EXVIBRTN - Excessive Vibration
JAMMEDEQ - Jammed Equipment
LEAKING - Leaking
LOWPERF - Low Performance
NONOPER - Non-Operational
PHYDMGE - Physical Damage
UNSMELL - Unusual Smell
UNSMOKE - Unusual Smoke
Failure
DEHCONT - Dehumidifier air filter contaminated
DEHDET - Dehumidifier components deteriorated
Cause
ACCIDENT - Accident
ACCWEAR - Accelerated Wear
ACTGOD - Weather condition/Forces of nature or Act of God
CONTAM - Contamination
DEFASSET - Defective Asset
EXLOAD - Excessive Load
IMPRMNT - Improper Maintenance
INSLUBR - Insufficient Lubrication
LACKTRN - Lack of/ Inadequate Training
MISSCMP - Loose/ Missing Component
NRMWEAR - Normal Wear
OTHER - Other (specify)
PRINSTAL - Poor Installation
PROCISSU - Procedure Issue
UTLFAIL - Utility Failure
VNDLSM - Vandalism
WORNCMPT - Defective/ Worn Component
Action
ADJUSTD - Adjusted
DECOMM - Decommission
DECONTME - Decontaminate
DONOTHIN - Do Nothing
LUBRCTE - Lubricate
OTHER - Other (specify)
RECALBRT - Recalibrate
REMVOBT - Remove Obstruction
REPCMPT - Repair Component
REPLASS - Replace Asset
REPLCMPT - Replace Component
REPRASS - Repair Asset
UPGRADES - Upgrade
DMESTRCT - Dome Structure
Problem
ABNTEMP - Abnormal Temperature
CORROS - Corrosion
ELECTRIP - Electrical Trip Out
EXNOISE - Excessive Noise
EXVIBRTN - Excessive Vibration
JAMMEDEQ - Jammed Equipment
LEAKING - Leaking
LOWPERF - Low Performance
NONOPER - Non-Operational
PHYDMGE - Physical Damage
UNSMELL - Unusual Smell
UNSMOKE - Unusual Smoke
Failure
DOMEDET - Natural Deterioration of the dome structure
Cause
ACCIDENT - Accident
ACCWEAR - Accelerated Wear
ACTGOD - Weather condition/Forces of nature or Act of God
CONTAM - Contamination
DEFASSET - Defective Asset
EXLOAD - Excessive Load
IMPRMNT - Improper Maintenance
INSLUBR - Insufficient Lubrication
LACKTRN - Lack of/ Inadequate Training
MISSCMP - Loose/ Missing Component
NRMWEAR - Normal Wear
OTHER - Other (specify)
PRINSTAL - Poor Installation
PROCISSU - Procedure Issue
UTLFAIL - Utility Failure
VNDLSM - Vandalism
WORNCMPT - Defective/ Worn Component
Action
ADJUSTD - Adjusted
DECOMM - Decommission
DECONTME - Decontaminate
DONOTHIN - Do Nothing
LUBRCTE - Lubricate
OTHER - Other (specify)
RECALBRT - Recalibrate
REMVOBT - Remove Obstruction
REPCMPT - Repair Component
REPLASS - Replace Asset
REPLCMPT - Replace Component
REPRASS - Repair Asset
UPGRADES - Upgrade
DOMWDS - Domestic Water Distribution System
Problem
ABNTEMP - Abnormal Temperature
CORROS - Corrosion
ELECTRIP - Electrical Trip Out
EXNOISE - Excessive Noise
EXVIBRTN - Excessive Vibration
JAMMEDEQ - Jammed Equipment
LEAKING - Leaking
LOWPERF - Low Performance
NONOPER - Non-Operational
PHYDMGE - Physical Damage
UNSMOKE - Unusual Smoke
Failure
CONTDWTR - Contaminated Water
DMGBFPRV - Damaged Back Flow Preventer
FRZNPIPE - Frozen Pipes
INSULDMG - Insulation Damaged
JAMDVALV - Stuck/ Jammed Valve
LEAKSEAL - Leaking Seal/Gaskets
LEKPIPFT - Leaking Pipes/Fittings
LOWPRSSR - Low Pressure
NOHOTWTR - No Hot Water
OUTVLDMG - Outlet Valve Damaged
PIPESDMG - Pipes Damaged
PUMPFAIL - Pump Failure
WTRDSDET - Water distribution system deteriorated
Cause
ACCIDENT - Accident
ACTGOD - Weather condition/Forces of nature or Act of God
CONTAM - Contamination
CORRSION - Corrosion
DEFASSET - Defective Asset
EXLOAD - Excessive Load
IMPRMNT - Improper Maintenance
INSLUBR - Insufficient Lubrication
MISSCMP - Loose/ Missing Component
PRINSTAL - Poor Installation
PROCISSU - Procedure Issue
UTLFAIL - Utility Failure
VNDLSM - Vandalism
WORNCMPT - Defective/ Worn Component
Action
ADJUSTD - Adjusted
CALLCNTR - Call Contractor
DECOMM - Decommission
DECONTME - Decontaminate
LUBRCTE - Lubricate
OTHER - Other (specify)
REAREP - Repair/replace
RECALBRT - Recalibrate
REMVOBT - Remove Obstruction
REPAIR - Repair
REPLACE - Replace
UPGRADES - Upgrade
DR - Door
Problem
ABNTEMP - Abnormal Temperature
CORROS - Corrosion
ELECTRIP - Electrical Trip Out
EXNOISE - Excessive Noise
EXVIBRTN - Excessive Vibration
JAMMEDEQ - Jammed Equipment
LEAKING - Leaking
LOWPERF - Low Performance
NONOPER - Non-Operational
PHYDMGE - Physical Damage
UNSMELL - Unusual Smell
UNSMOKE - Unusual Smoke
Failure
DRAUDET - Automatic door mechanism deteriorated
DRAUFAIL - Electronic control activation of door opening or closing failed
DRELWORN - Electric door strike components worn
DREMFAIL - Sliding door emergency system failed
DRFAIL - Door mechanical, structural, or physical components deteriorated
DRLUB - Lubrication of the electric door strike components
DRSGNDAM - Door signage damaged or missing
Cause
ACCIDENT - Accident
ACCWEAR - Accelerated Wear
ACTGOD - Weather condition/Forces of nature or Act of God
CONTAM - Contamination
DEFASSET - Defective Asset
EXLOAD - Excessive Load
IMPRMNT - Improper Maintenance
INSLUBR - Insufficient Lubrication
LACKTRN - Lack of/ Inadequate Training
MISSCMP - Loose/ Missing Component
NRMWEAR - Normal Wear
OTHER - Other (specify)
PRINSTAL - Poor Installation
PROCISSU - Procedure Issue
UTLFAIL - Utility Failure
VNDLSM - Vandalism
WORNCMPT - Defective/ Worn Component
Action
ADJUSTD - Adjusted
DECOMM - Decommission
DECONTME - Decontaminate
DONOTHIN - Do Nothing
LUBRCTE - Lubricate
OTHER - Other (specify)
RECALBRT - Recalibrate
REMVOBT - Remove Obstruction
REPCMPT - Repair Component
REPLASS - Replace Asset
REPLCMPT - Replace Component
REPRASS - Repair Asset
UPGRADES - Upgrade
DRARCRTN - Door Air Curtain
Problem
ABNTEMP - Abnormal Temperature
CORROS - Corrosion
ELECTRIP - Electrical Trip Out
EXNOISE - Excessive Noise
EXVIBRTN - Excessive Vibration
JAMMEDEQ - Jammed Equipment
LEAKING - Leaking
LOWPERF - Low Performance
NONOPER - Non-Operational
PHYDMGE - Physical Damage
UNSMELL - Unusual Smell
UNSMOKE - Unusual Smoke
Failure
ACMNILUB - Air curtain motor bearing insufficiently lubricated
DACCDET - Air curtain components deteriorated
DACFCONT - Air curtain filter contaminated
GSOFFAIL - Gas safety shut off valve failed
Cause
ACCIDENT - Accident
ACCWEAR - Accelerated Wear
ACTGOD - Weather condition/Forces of nature or Act of God
CONTAM - Contamination
DEFASSET - Defective Asset
EXLOAD - Excessive Load
IMPRMNT - Improper Maintenance
INSLUBR - Insufficient Lubrication
LACKTRN - Lack of/ Inadequate Training
MISSCMP - Loose/ Missing Component
NRMWEAR - Normal Wear
OTHER - Other (specify)
PRINSTAL - Poor Installation
PROCISSU - Procedure Issue
UTLFAIL - Utility Failure
VNDLSM - Vandalism
WORNCMPT - Defective/ Worn Component
Action
ADJUSTD - Adjusted
DECOMM - Decommission
DECONTME - Decontaminate
DONOTHIN - Do Nothing
LUBRCTE - Lubricate
OTHER - Other (specify)
RECALBRT - Recalibrate
REMVOBT - Remove Obstruction
REPCMPT - Repair Component
REPLASS - Replace Asset
REPLCMPT - Replace Component
REPRASS - Repair Asset
UPGRADES - Upgrade
DRNCTCHB - Drainage Catch Basin
Problem
ABNTEMP - Abnormal Temperature
CORROS - Corrosion
ELECTRIP - Electrical Trip Out
EXNOISE - Excessive Noise
EXVIBRTN - Excessive Vibration
JAMMEDEQ - Jammed Equipment
LEAKING - Leaking
LOWPERF - Low Performance
NONOPER - Non-Operational
PHYDMGE - Physical Damage
UNSMELL - Unusual Smell
UNSMOKE - Unusual Smoke
Failure
DCBDET - Drainage Catch Basin deteriorated
DCBICONT - Drainage catch basin internally contaminated
DCBLCONT - Drainage Catch Basin Lid Contaminated
Cause
ACCIDENT - Accident
ACCWEAR - Accelerated Wear
ACTGOD - Weather condition/Forces of nature or Act of God
CONTAM - Contamination
DEFASSET - Defective Asset
EXLOAD - Excessive Load
IMPRMNT - Improper Maintenance
INSLUBR - Insufficient Lubrication
LACKTRN - Lack of/ Inadequate Training
MISSCMP - Loose/ Missing Component
NRMWEAR - Normal Wear
OTHER - Other (specify)
PRINSTAL - Poor Installation
PROCISSU - Procedure Issue
UTLFAIL - Utility Failure
VNDLSM - Vandalism
WORNCMPT - Defective/ Worn Component
Action
ADJUSTD - Adjusted
DECOMM - Decommission
DECONTME - Decontaminate
DONOTHIN - Do Nothing
LUBRCTE - Lubricate
OTHER - Other (specify)
RECALBRT - Recalibrate
REMVOBT - Remove Obstruction
REPCMPT - Repair Component
REPLASS - Replace Asset
REPLCMPT - Replace Component
REPRASS - Repair Asset
UPGRADES - Upgrade
DRWOUTBR - Draw-Out Breaker
Problem
ABNTEMP - Abnormal Temperature
CORROS - Corrosion
ELECTRIP - Electrical Trip Out
EXNOISE - Excessive Noise
EXVIBRTN - Excessive Vibration
JAMMEDEQ - Jammed Equipment
LEAKING - Leaking
LOWPERF - Low Performance
NONOPER - Non-Operational
PHYDMGE - Physical Damage
UNSMELL - Unusual Smell
UNSMOKE - Unusual Smoke
Failure
DOBDET - 600 Volt Draw Out Breaker Deteriorated
DOBFAIL - 600 Volt Draw Out Breaker Failed
DOBICSET - 600 V Breaker Incorrect Coordination Settings
Cause
ACCIDENT - Accident
ACCWEAR - Accelerated Wear
ACTGOD - Weather condition/Forces of nature or Act of God
CONTAM - Contamination
DEFASSET - Defective Asset
EXLOAD - Excessive Load
IMPRMNT - Improper Maintenance
INSLUBR - Insufficient Lubrication
LACKTRN - Lack of/ Inadequate Training
MISSCMP - Loose/ Missing Component
NRMWEAR - Normal Wear
OTHER - Other (specify)
PRINSTAL - Poor Installation
PROCISSU - Procedure Issue
UTLFAIL - Utility Failure
VNDLSM - Vandalism
WORNCMPT - Defective/ Worn Component
Action
ADJUSTD - Adjusted
DECOMM - Decommission
DECONTME - Decontaminate
DONOTHIN - Do Nothing
LUBRCTE - Lubricate
OTHER - Other (specify)
RECALBRT - Recalibrate
REMVOBT - Remove Obstruction
REPCMPT - Repair Component
REPLASS - Replace Asset
REPLCMPT - Replace Component
REPRASS - Repair Asset
UPGRADES - Upgrade
DRYARCP - Dryer - Air Compressor
Problem
ABNTEMP - Abnormal Temperature
CORROS - Corrosion
ELECTRIP - Electrical Trip Out
EXNOISE - Excessive Noise
EXVIBRTN - Excessive Vibration
JAMMEDEQ - Jammed Equipment
LEAKING - Leaking
LOWPERF - Low Performance
NONOPER - Non-Operational
PHYDMGE - Physical Damage
UNSMELL - Unusual Smell
UNSMOKE - Unusual Smoke
Failure
AIFCONT - Air intake filter contaminated
CMDRCDET - Compressor air-dryer components deteriorated
CMDRCONT - Dryer - air compressor pressure dew point cartridge contaminated
CMDRDSAT - Dryer-air compressor desiccant saturated
RCMCDET - Refrigerated compressor air-dryer components deteriorated
Cause
ACCIDENT - Accident
ACCWEAR - Accelerated Wear
ACTGOD - Weather condition/Forces of nature or Act of God
CONTAM - Contamination
DEFASSET - Defective Asset
EXLOAD - Excessive Load
IMPRMNT - Improper Maintenance
INSLUBR - Insufficient Lubrication
LACKTRN - Lack of/ Inadequate Training
MISSCMP - Loose/ Missing Component
NRMWEAR - Normal Wear
OTHER - Other (specify)
PRINSTAL - Poor Installation
PROCISSU - Procedure Issue
UTLFAIL - Utility Failure
VNDLSM - Vandalism
WORNCMPT - Defective/ Worn Component
Action
ADJUSTD - Adjusted
DECOMM - Decommission
DECONTME - Decontaminate
DONOTHIN - Do Nothing
LUBRCTE - Lubricate
OTHER - Other (specify)
RECALBRT - Recalibrate
REMVOBT - Remove Obstruction
REPCMPT - Repair Component
REPLASS - Replace Asset
REPLCMPT - Replace Component
REPRASS - Repair Asset
UPGRADES - Upgrade
DSLST - Diesel Storage Tank
Problem
CORROS - Corrosion
ELECTRIP - Electrical Trip Out
JAMMEDEQ - Jammed Equipment
LEAKING - Leaking
LOWPERF - Low Performance
NONOPER - Non-Operational
PHYDMGE - Physical Damage
Failure
COMMFAIL - Communication Failure
CONTPROD - Contamination Of Product
DBWLINGR - Double Wall Integrity (Loss Of Vacuum)
DSTKCORR - Below ground double walled diesel tank internally corroded
DSTKDET - Above ground diesel storage tank deteriorated
LWPRDTNK - No / Low Product In Tank
PUMPFAIL - Pump Failure
SENRFAIL - Sensor Failure
WTRINTNK - Water In Tank
Cause
ACCIDENT - Accident
CONTAM - Contamination
IMPRMNT - Improper Maintenance
INSLUBR - Insufficient Lubrication
LACKTRN - Lack of/ Inadequate Training
MISSCMP - Loose/ Missing Component
PRINSTAL - Poor Installation
PROCISSU - Procedure Issue
UTLFAIL - Utility Failure
WORNCMPT - Defective/ Worn Component
Action
ADJUSTD - Adjusted
CALLCNTR - Call Contractor
DECOMM - Decommission
DECONTME - Decontaminate
LUBRCTE - Lubricate
RECALBRT - Recalibrate
REMVOBT - Remove Obstruction
REPAIR - Repair
REPLACE - Replace
DUCTHEAT - Duct Heater
Problem
ABNTEMP - Abnormal Temperature
CORROS - Corrosion
ELECTRIP - Electrical Trip Out
EXNOISE - Excessive Noise
EXVIBRTN - Excessive Vibration
JAMMEDEQ - Jammed Equipment
LEAKING - Leaking
LOWPERF - Low Performance
NONOPER - Non-Operational
PHYDMGE - Physical Damage
UNSMELL - Unusual Smell
UNSMOKE - Unusual Smoke
Failure
DHASFAIL - Duct heater airflow sensor failed
DHFAIL - Duct heater failed
SSRFAIL - Duct heater solid state relay (SSR) failed
Cause
ACCIDENT - Accident
ACCWEAR - Accelerated Wear
ACTGOD - Weather condition/Forces of nature or Act of God
CONTAM - Contamination
DEFASSET - Defective Asset
EXLOAD - Excessive Load
IMPRMNT - Improper Maintenance
INSLUBR - Insufficient Lubrication
LACKTRN - Lack of/ Inadequate Training
MISSCMP - Loose/ Missing Component
NRMWEAR - Normal Wear
OTHER - Other (specify)
PRINSTAL - Poor Installation
PROCISSU - Procedure Issue
UTLFAIL - Utility Failure
VNDLSM - Vandalism
WORNCMPT - Defective/ Worn Component
Action
ADJUSTD - Adjusted
DECOMM - Decommission
DECONTME - Decontaminate
DONOTHIN - Do Nothing
LUBRCTE - Lubricate
OTHER - Other (specify)
RECALBRT - Recalibrate
REMVOBT - Remove Obstruction
REPCMPT - Repair Component
REPLASS - Replace Asset
REPLCMPT - Replace Component
REPRASS - Repair Asset
UPGRADES - Upgrade
ELECHTS - Electric Heat Trace System
Problem
ABNTEMP - Abnormal Temperature
CORROS - Corrosion
ELECTRIP - Electrical Trip Out
EXNOISE - Excessive Noise
EXVIBRTN - Excessive Vibration
JAMMEDEQ - Jammed Equipment
LEAKING - Leaking
LOWPERF - Low Performance
NONOPER - Non-Operational
PHYDMGE - Physical Damage
UNSMELL - Unusual Smell
UNSMOKE - Unusual Smoke
Failure
EHTSDET - Electric Heat Tracing Deteriorated
EHTSFAIL - Electric Heat Trace System Failed
Cause
ACCIDENT - Accident
ACCWEAR - Accelerated Wear
ACTGOD - Weather condition/Forces of nature or Act of God
CONTAM - Contamination
DEFASSET - Defective Asset
EXLOAD - Excessive Load
IMPRMNT - Improper Maintenance
INSLUBR - Insufficient Lubrication
LACKTRN - Lack of/ Inadequate Training
MISSCMP - Loose/ Missing Component
NRMWEAR - Normal Wear
OTHER - Other (specify)
PRINSTAL - Poor Installation
PROCISSU - Procedure Issue
UTLFAIL - Utility Failure
VNDLSM - Vandalism
WORNCMPT - Defective/ Worn Component
Action
ADJUSTD - Adjusted
DECOMM - Decommission
DECONTME - Decontaminate
DONOTHIN - Do Nothing
LUBRCTE - Lubricate
OTHER - Other (specify)
RECALBRT - Recalibrate
REMVOBT - Remove Obstruction
REPCMPT - Repair Component
REPLASS - Replace Asset
REPLCMPT - Replace Component
REPRASS - Repair Asset
UPGRADES - Upgrade
ELVTR - Elevator
Problem
ABNTEMP - Abnormal Temperature
CORROS - Corrosion
ELECTRIP - Electrical Trip Out
EMERCOMM - Emergency Communication
EXNOISE - Excessive Noise
EXVIBRTN - Excessive Vibration
JAMMEDEQ - Jammed Equipment
LEAKING - Leaking
LOWPERF - Low Performance
NONOPER - Non-Operational
PHYDMGE - Physical Damage
UNSMELL - Unusual Smell
UNSMOKE - Unusual Smoke
Failure
BKCNFAIL - Brake Connector Failed
BRKSPTOR - Brake spring torsion
BRSCFAIL - Brake Switch Contact failed
CONTRLFL - Controller Failure
CRCFSFAI - Customer Request to Check For Safe Operation
CRDRPFAI - car door photocell failed
CREMEXFA - car emergency exit failed
CRLGFAIL - Car Roller Guide Failed
CRPUBUDA - Car push buttons damaged
CRULFAIL - Customer Request Unit Locked Out
CTBFLR - Car top battery failure
CYLPSW - Cylindrical piston seal worn
CYLPWP - Cylindrical piston worn/ pitted
DCTARFL - Directional arrow failure
DCTF - Door clutch failure
DDEFAIL - door detector edge failed
DEFMCON - Defective main contactor
DFRELAY - Defective relay
DIDOORSL - Dirt in door sills
DORF - Door operator failure
DRCLFAIL - Door Closing Failure
DRCONM - Door controller malfunction
DRHANGJM - Doors hangers jammed
DRLCCFAI - door lock contact failed
DRLCFAIL - Door Lock Failed
DRLSWFAI - Door Limit Switch Failed
DROBDSF - Door obstruction detection sensor failed
DRTRAJAM - Door Tracks jammed
DRVEFAIL - Drive Failed
ELCDET - Elevator Components Deteriorated and/or Damaged
ELDRDFAI - Elevator Doors damaged
ELELFAIL - Elevator Emergency Lighting Failed
ELEMOWRN - Electric motor worn
ELPCCON - Elevator Pit and Car Top & Crosshead Contaminated
ELPFAIL - Elevator Emergency Power Failed
ELSSFAIL - Elevator Safety Switches Failed
ELUMFAIL - Elevator Uncontrolled Motion Protection System Failed
ELVSPFAI - Elevator Spirator Failed
EMCBW - Emergency call button not working
FFEMCF - Fire Fighters Emergency Controll Failed
FFEOCFL - Fire Fighter's Emergency Operator controls Failed
FFEOFAIL - Fire Fighter's Emergency Operator System Failed
FLSWFAIL - Final Limit Switch failed
FUSEFAIL - Fuse Failure
HWACSWDG - HW Access switch damaged
HYDORVW - Hydraulic oil relief valve worn
HYDPSW - Hydraulic pump seal worn
ISKTOFF - Independent service key turn off
LEVLINFL - Leveling Switch Failure
LOSRVC - Left on service
MCRSWFAI - Microswitch Failed
MEMBFAIL - Machine Emergency Breaks Failed
NFF - No Fault Found
OILFFL - Oil Failure
OSCFAIL - Oscillator failed
PHSYFAIL - phone system failure
PIDOFAIL - Power Interruption During Operation
PKUPRFAI - Pick Up Roller Failure
PULLSHEM - Pulleys/ sheaves misaligned
PULLSHEW - Pulleys/ sheaves worn
RELYFL - Relay Failure
RGOGSW - Roller guides or Guides shoes worn
SAFCIRD - Safety circuit defective
SAFSFAIL - Safety Switches Failed
SFHOFAIL - Safety Hoistway failed
TCAHR - Traction cables/ hoist rupture
TPHDFAIL - Tape Head failed
VLVFAIL - Valve failed
Cause
ACCDENT - Accident
ACCWEAR - Accelerated Wear
ACTGOD - Weather condition/Forces of nature or Act of God
ACWTH - Accelerated weather
ADAFRPL - Adjustment after replacement
ATVFRDCU - Activation of Fire Device
BLGPWFA - Building Power Failure
BRKGLSS - Broken glass
CONTAM - Contamination
CONWEAR - Contact wear
CRCFSCSE - Customer Request to Check For Safe Operation
CRULCUSE - Customer Request Unit Locked Out
DEFASSET - Defective Asset
ELECF - Electrical fault
ENVCLCSE - Environmental Cleanliness
ENVCRCSE - Environmental Corrosion
EXLOAD - Excessive Load
FDTOFDIS - Fire Department Turned off Disconnect
IMPRM10 - Improper Maintenance
IMPSUCUS - Improper Passenger Usage
INSFL1 - Insufficient Lubrication
LACKTRN - Lack of/ Inadequate Training
LFPKNCSE - Lack of passenger knowledge
MISSCMP - Loose/ Missing Component
NFF - No Fault Found
NRMWEAR - Normal Wear
OTHER16 - Other (Specify)
OVRCAPCA - Over capacity
PHSYCAUS - phone system failure
PRINSTAL - Poor Installation
PROCISSU - Procedure Issue
RESET - Reset
UNKNOWN1 - unknown cause
UTLFAIL - Utility Failure
VANDAL - Vandalism
WORNCMPT - Defective/ Worn Component
Action
ADJUSTD - Adjusted
DECOMM - Decommission
DECONTME - Decontaminate
DONOTHIN - Do Nothing
LUBRCTE - Lubricate
OTHER - Other (specify)
REAREP - Repair/replace
RECALBRT - Recalibrate
REMVOBT - Remove Obstruction
REPAIR - Repair
REPCMPT - Repair Component
REPLACE - Replace
REPLASS - Replace Asset
REPLCMPT - Replace Component
REPRASS - Repair Asset
UPGRADES - Upgrade
EMRGDFBR - Emergency Defibrillator
Problem
ALARM - Alarm
NONOPER - Non-Operational
PHYDMGE - Physical Damage
Failure
AEDBDEG - Philips Automatic Emergency Defibrillator (AED) battery degraded
AEDDET - Philips Automatic Emergency Defibrillator (AED) deteriorated
AEDDFAIL - Philips Automatic Emergency Defibrillator (AED) door alarm system failed
AEDFAIL - Philips Automatic Emergency Defibrillator (AED) failed
AEDPADDG - Automatic Emergency Defibrillator (Aed) Pads Degraded/Expired
Cause
ACCIDENT - Accident
DEFASSET - Defective Asset
MISSCMP - Loose/ Missing Component
VNDLSM - Vandalism
Action
CNTCSUPV - Contact Supervisor
REPAIR - Repair
REPLACE - Replace
EMRGGEN - Emergency Generator
Problem
BUSHITDR - Bus Hit Door
COLNLEAK - Coolant Leak
FAILACCS - Fail To Access
FAILOPEN - Fail To Open/Closed
FAILSTRT - Failure To Start
FUELLEAK - Fuel Leak
OILLEAK - Oil Leak
UNOPERAT - Unable to Operate
Failure
CLGDPFLT - Clogged Diesel Particulate Filter
CNLNAUTO - Controls Not In Auto
CONRFAIL - Control Failure
DEFBATT - Defective Battery
DEFGNDLP - Defective Ground Loop
DMGDBLHH - Damaged Block Heater Hoses
FALBLHTH - Faulty Block Heather
FUELTDLS - Fuel Tank Defected Level Sensor
GEARBXDS - Gearbox Defected Seal
Cause
ACTGOD - Weather condition/Forces of nature or Act of God
AGING - Aging
BATTFAIL - Battery Failure
CHUBB - Chubb
CORRSION - Corrosion
DEPCRGVT - Depleted Charge / Voltage
FIREALRM - Fire Alarm
GTREMTRN - Gate Remote Transmitter
HUMANERR - Human Error
IMPRMNT - Improper Maintenance
INTCOMM - Inter Communication
LOOSCONN - Loose Connection
NRMWEAR - Normal Wear
OEPNCKT - Open Circuit/ Short
OVRIDESW - Override Switches
Action
CALLCNTR - Call Contractor
REPAIR - Repair
REPLACE - Replace
ENGOTANK - Engine Oil tank
Problem
LEAKING - Leaking
PHYDMGE - Physical Damage
Failure
GLSTOVER - Glycol storage tank overfilled
STTKDET - Storage tank deteriorated
UTKDWDET - Underground double wall storage tank deteriorated
Cause
NRMWEAR - Normal Wear
PROCISSU - Procedure Issue
Action
ADJUSTD - Adjusted
REPRASS - Repair Asset
EOILFLS - Engine Oil Fluid System
Problem
ABNTEMP - Abnormal Temperature
CORROS - Corrosion
EXVIBRTN - Excessive Vibration
JAMMEDEQ - Jammed Equipment
LEAKING - Leaking
LOWPERF - Low Performance
NONOPER - Non-Operational
PHYDMGE - Physical Damage
Failure
BATTERY - Batteries
EOFSDET - Natural Deterioration of the engine oil fluid system
EOFSLEAK - Leakages of engine oil fluid within the engine oil fluid system
HSRLNTWR - Hose Reel Not Working
LOSESUP - Loose Supports/Brackets
SPILL - Spill
Cause
ACCIDENT - Accident
ACTGOD - Weather condition/Forces of nature or Act of God
CONTAM - Contamination
DEFASSET - Defective Asset
EXLOAD - Excessive Load
MISSCMP - Loose/ Missing Component
NRMWEAR - Normal Wear
PRINSTAL - Poor Installation
UTLFAIL - Utility Failure
WORNCMPT - Defective/ Worn Component
Action
ADJUSTD - Adjusted
RECALBRT - Recalibrate
REMVOBT - Remove Obstruction
REPAIR - Repair
REPLACE - Replace
UPGRADES - Upgrade
EXTRWLL - Exterior Wall
Problem
ABNTEMP - Abnormal Temperature
CORROS - Corrosion
ELECTRIP - Electrical Trip Out
EXNOISE - Excessive Noise
EXVIBRTN - Excessive Vibration
JAMMEDEQ - Jammed Equipment
LEAKING - Leaking
LOWPERF - Low Performance
NONOPER - Non-Operational
PHYDMGE - Physical Damage
UNSMELL - Unusual Smell
UNSMOKE - Unusual Smoke
Failure
EXWLDET - Exterior wall structure or surface deteriorated
Cause
ACCIDENT - Accident
ACCWEAR - Accelerated Wear
ACTGOD - Weather condition/Forces of nature or Act of God
CONTAM - Contamination
DEFASSET - Defective Asset
EXLOAD - Excessive Load
IMPRMNT - Improper Maintenance
INSLUBR - Insufficient Lubrication
LACKTRN - Lack of/ Inadequate Training
MISSCMP - Loose/ Missing Component
NRMWEAR - Normal Wear
OTHER - Other (specify)
PRINSTAL - Poor Installation
PROCISSU - Procedure Issue
UTLFAIL - Utility Failure
VNDLSM - Vandalism
WORNCMPT - Defective/ Worn Component
Action
ADJUSTD - Adjusted
DECOMM - Decommission
DECONTME - Decontaminate
DONOTHIN - Do Nothing
LUBRCTE - Lubricate
OTHER - Other (specify)
RECALBRT - Recalibrate
REMVOBT - Remove Obstruction
REPCMPT - Repair Component
REPLASS - Replace Asset
REPLCMPT - Replace Component
REPRASS - Repair Asset
UPGRADES - Upgrade
FAN - Fan
Problem
ABNTEMP - Abnormal Temperature
CORROS - Corrosion
ELECTRIP - Electrical Trip Out
EXNOISE - Excessive Noise
EXVIBRTN - Excessive Vibration
JAMMEDEQ - Jammed Equipment
LEAKING - Leaking
LOWPERF - Low Performance
NONOPER - Non-Operational
PHYDMGE - Physical Damage
UNSMELL - Unusual Smell
UNSMOKE - Unusual Smoke
Failure
FANBDEG - Driver belt degraded or misaligned
FANBDEP - Fan bearing grease depleted
FANCDET - Fan components deteriorated
FANMFAIL - Fan motor failed
Cause
ACCIDENT - Accident
ACCWEAR - Accelerated Wear
ACTGOD - Weather condition/Forces of nature or Act of God
CONTAM - Contamination
DEFASSET - Defective Asset
EXLOAD - Excessive Load
IMPRMNT - Improper Maintenance
INSLUBR - Insufficient Lubrication
LACKTRN - Lack of/ Inadequate Training
MISSCMP - Loose/ Missing Component
NRMWEAR - Normal Wear
OTHER - Other (specify)
PRINSTAL - Poor Installation
PROCISSU - Procedure Issue
UTLFAIL - Utility Failure
VNDLSM - Vandalism
WORNCMPT - Defective/ Worn Component
Action
ADJUSTD - Adjusted
DECOMM - Decommission
DECONTME - Decontaminate
DONOTHIN - Do Nothing
LUBRCTE - Lubricate
OTHER - Other (specify)
RECALBRT - Recalibrate
REMVOBT - Remove Obstruction
REPCMPT - Repair Component
REPLASS - Replace Asset
REPLCMPT - Replace Component
REPRASS - Repair Asset
UPGRADES - Upgrade
FLGPL - Flag Pole
Problem
ABNTEMP - Abnormal Temperature
CORROS - Corrosion
ELECTRIP - Electrical Trip Out
EXNOISE - Excessive Noise
EXVIBRTN - Excessive Vibration
JAMMEDEQ - Jammed Equipment
LEAKING - Leaking
LOWPERF - Low Performance
NONOPER - Non-Operational
PHYDMGE - Physical Damage
UNSMELL - Unusual Smell
UNSMOKE - Unusual Smoke
Failure
FPCLDEP - Flag pole crank lubrication depleted
SFPDET - Steel flag pole deteriorated
Cause
ACCIDENT - Accident
ACCWEAR - Accelerated Wear
ACTGOD - Weather condition/Forces of nature or Act of God
CONTAM - Contamination
DEFASSET - Defective Asset
EXLOAD - Excessive Load
IMPRMNT - Improper Maintenance
INSLUBR - Insufficient Lubrication
LACKTRN - Lack of/ Inadequate Training
MISSCMP - Loose/ Missing Component
NRMWEAR - Normal Wear
OTHER - Other (specify)
PRINSTAL - Poor Installation
PROCISSU - Procedure Issue
UTLFAIL - Utility Failure
VNDLSM - Vandalism
WORNCMPT - Defective/ Worn Component
Action
ADJUSTD - Adjusted
DECOMM - Decommission
DECONTME - Decontaminate
DONOTHIN - Do Nothing
LUBRCTE - Lubricate
OTHER - Other (specify)
RECALBRT - Recalibrate
REMVOBT - Remove Obstruction
REPCMPT - Repair Component
REPLASS - Replace Asset
REPLCMPT - Replace Component
REPRASS - Repair Asset
UPGRADES - Upgrade
FLLARSYS - Fall Arrest System
Problem
ABNTEMP - Abnormal Temperature
CORROS - Corrosion
ELECTRIP - Electrical Trip Out
EXNOISE - Excessive Noise
EXVIBRTN - Excessive Vibration
JAMMEDEQ - Jammed Equipment
LEAKING - Leaking
LOWPERF - Low Performance
NONOPER - Non-Operational
PHYDMGE - Physical Damage
UNSMELL - Unusual Smell
UNSMOKE - Unusual Smoke
Failure
FAANDET - Fall Arrest Anchorage deteriorated
SRLDET - Self Retracting Lifeline (SRL) Deteriorated
SRLHDET - SRL Snap hook deteriorated
SRLLDET - Self Retracting Lifeline (SRL) - Lifeline Deteriorated
Cause
ACCIDENT - Accident
ACCWEAR - Accelerated Wear
ACTGOD - Weather condition/Forces of nature or Act of God
CONTAM - Contamination
DEFASSET - Defective Asset
EXLOAD - Excessive Load
IMPRMNT - Improper Maintenance
INSLUBR - Insufficient Lubrication
LACKTRN - Lack of/ Inadequate Training
MISSCMP - Loose/ Missing Component
NRMWEAR - Normal Wear
OTHER - Other (specify)
PRINSTAL - Poor Installation
PROCISSU - Procedure Issue
UTLFAIL - Utility Failure
VNDLSM - Vandalism
WORNCMPT - Defective/ Worn Component
Action
ADJUSTD - Adjusted
DECOMM - Decommission
DECONTME - Decontaminate
DONOTHIN - Do Nothing
LUBRCTE - Lubricate
OTHER - Other (specify)
RECALBRT - Recalibrate
REMVOBT - Remove Obstruction
REPCMPT - Repair Component
REPLASS - Replace Asset
REPLCMPT - Replace Component
REPRASS - Repair Asset
UPGRADES - Upgrade
FLRHSMS - Floor Heating/ Snow Melting System
Problem
ABNTEMP - Abnormal Temperature
CHEXCDTL - Chemical Exceeding Test Limits
CORROS - Corrosion
ELECTRIP - Electrical Trip Out
EXCSLOAD - Excessive Load
EXNOISE - Excessive Noise
EXVIBRTN - Excessive Vibration
FAILVIS - Failed Visual Inspection
JAMMEDEQ - Jammed Equipment
LEAKING - Leaking
LOWPERF - Low Performance
NONOPER - Non-Operational
PHYDAMGE - Physical Damage
PHYDMGE - Physical Damage
UNSMELL - Unusual Smell
UNSMOKE - Unusual Smoke
Failure
CLGHEXPL - Clogged Heat Exchanger Plate
COILWORN - Coil Worn
COMPLOSE - Component Loose (Internal)
DRTYFLTR - Dirty Filter
IMCHMKUP - Improper Chemical Makeup
LEAKHEX - Leaking Heat Exchanger
LEAKPIPE - Leaking Pipes
LOSEFIT - Loose Fittings
MOVWORN - Valve worn
MTRBRDET - Motor Bearings Deteriorated
SENRFAIL - Sensor Failure
SMGSDET - Snow melting glycol system deteriorated
SNWLEAK - Floor heating water leakage
SNWSENS - Floor Heating/Snow Melting Temperature Control Sensors failed
SPLFWMFL - Spring-Loaded Flow Meter Failure
VFDECMFL - VFD Electronic Component Failure
VFDFUSBW - Motor/VFD Fuses Blown
WORNGASK - Worn Gaskets
Cause
ACCIDENT - Accident
ACCWEAR - Accelerated Wear
ACTGOD - Weather condition/Forces of nature or Act of God
CONTAM - Contamination
CONTAMTN - Contamination
DEFASSET - Defective Asset
DEFCOMPT - Defective Component
EXLOAD - Excessive Load
IMPCHMUP - Improper Chemical Makeup
IMPRMNT - Improper Maintenance
INSFLUBR - Insufficient Lubrication
INSLUBR - Insufficient Lubrication
LACKTRN - Lack of/ Inadequate Training
MISALIGN - Misalignment
MISSCMP - Loose/ Missing Component
NRMWEAR - Normal Wear
OTHER - Other (specify)
OVERLOAD - Overload
PRINSTAL - Poor Installation
PROCISSU - Procedure Issue
SHORTCKT - Short Circuit
UTLFAIL - Utility Failure
VNDLSM - Vandalism
WORNCMPT - Defective/ Worn Component
Action
ADJUSTD - Adjusted
ADJUSTED - Adjusted
CALLCNTR - Call Contractor
DECNTME - Decontaminate
DECOMM - Decommission
DECONTME - Decontaminate
DONOTHIN - Do Nothing
LUBRCTE - Lubricate
LUBRICAT - Lubricate
OTHER - Other (specify)
REALIGN - Realign
RECALBRT - Recalibrate
REMVOBT - Remove Obstruction
REPAIR - Repair
REPCMPT - Repair Component
REPLACE - Replace
REPLASS - Replace Asset
REPLCMPT - Replace Component
REPLCOMP - Replace Component
REPRASS - Repair Asset
UPGRADES - Upgrade
FLRLFSLP - Fuel Relief/ Slop Tank
Problem
ABNTEMP - Abnormal Temperature
CORROS - Corrosion
ELECTRIP - Electrical Trip Out
EXNOISE - Excessive Noise
EXVIBRTN - Excessive Vibration
JAMMEDEQ - Jammed Equipment
LEAKING - Leaking
LOWPERF - Low Performance
NONOPER - Non-Operational
PHYDMGE - Physical Damage
UNSMELL - Unusual Smell
UNSMOKE - Unusual Smoke
Failure
FRSTICOR - Fuel Relief/Slop Tank internally corroded
SLTKCONT - Slop tank contaminated
Cause
ACCIDENT - Accident
ACCWEAR - Accelerated Wear
ACTGOD - Weather condition/Forces of nature or Act of God
CONTAM - Contamination
DEFASSET - Defective Asset
EXLOAD - Excessive Load
IMPRMNT - Improper Maintenance
INSLUBR - Insufficient Lubrication
LACKTRN - Lack of/ Inadequate Training
MISSCMP - Loose/ Missing Component
NRMWEAR - Normal Wear
OTHER - Other (specify)
PRINSTAL - Poor Installation
PROCISSU - Procedure Issue
UTLFAIL - Utility Failure
VNDLSM - Vandalism
WORNCMPT - Defective/ Worn Component
Action
ADJUSTD - Adjusted
DECOMM - Decommission
DECONTME - Decontaminate
DONOTHIN - Do Nothing
LUBRCTE - Lubricate
OTHER - Other (specify)
RECALBRT - Recalibrate
REMVOBT - Remove Obstruction
REPCMPT - Repair Component
REPLASS - Replace Asset
REPLCMPT - Replace Component
REPRASS - Repair Asset
UPGRADES - Upgrade
FLTROOF - Flat Roof
Problem
ABNTEMP - Abnormal Temperature
CORROS - Corrosion
ELECTRIP - Electrical Trip Out
EXNOISE - Excessive Noise
EXVIBRTN - Excessive Vibration
JAMMEDEQ - Jammed Equipment
LEAKING - Leaking
LOWPERF - Low Performance
NONOPER - Non-Operational
PHYDMGE - Physical Damage
RFDRFAIL - Roof Drain Failed
UNSMELL - Unusual Smell
UNSMOKE - Unusual Smoke
Failure
GUTTRDMG - Gutters Damaged
RASDET - Roof Anchor System Deteriorated
RFASYSDT - Roof Anchor System Deteriorate
ROOFSTDG - Roof Structure Damaged Or Deteriorated
RSCHDEP - Roof structure, components, surface, or hardware deteriorated
Cause
ACCIDENT - Accident
ACCWEAR - Accelerated Wear
ACTGOD - Weather condition/Forces of nature or Act of God
CONTAM - Contamination
DEB1 - Debris
DEFASSET - Defective Asset
EXLOAD - Excessive Load
IMPRMNT - Improper Maintenance
INSLUBR - Insufficient Lubrication
LACKTRN - Lack of/ Inadequate Training
MISSCMP - Loose/ Missing Component
NRMWEAR - Normal Wear
OTHER - Other (specify)
PRINSTAL - Poor Installation
PROCISSU - Procedure Issue
UTLFAIL - Utility Failure
VNDLSM - Vandalism
WORNCMPT - Defective/ Worn Component
Action
ADJUSTD - Adjusted
DECOMM - Decommission
DECONTME - Decontaminate
DONOTHIN - Do Nothing
LUBRCTE - Lubricate
OTHER - Other (specify)
RECALBRT - Recalibrate
REMVOBT - Remove Obstruction
REPAIR - Repair
REPCMPT - Repair Component
REPLACE - Replace
REPLASS - Replace Asset
REPLCMPT - Replace Component
REPRASS - Repair Asset
UPGRADES - Upgrade
FNC - Fence
Problem
ABNTEMP - Abnormal Temperature
CORROS - Corrosion
ELECTRIP - Electrical Trip Out
EXNOISE - Excessive Noise
EXVIBRTN - Excessive Vibration
JAMMEDEQ - Jammed Equipment
LEAKING - Leaking
LOWPERF - Low Performance
NONOPER - Non-Operational
PHYDMGE - Physical Damage
UNSMELL - Unusual Smell
UNSMOKE - Unusual Smoke
Failure
CLPCOR - Chain link post corroded
FNCDET - Fence deteriorated
FSPCOR - Fence steel posts deteriorated
MFNCDET - Masonry Fence deteriorated
SFDET - Steel or Chain link fence deteriorated
WFROT - Wood Fence rotted
WIFCOR - Wrought Iron fence corroded
WPROT - Wood post rotted
Cause
ACCIDENT - Accident
ACCWEAR - Accelerated Wear
ACTGOD - Weather condition/Forces of nature or Act of God
CONTAM - Contamination
DEFASSET - Defective Asset
EXLOAD - Excessive Load
IMPRMNT - Improper Maintenance
INSLUBR - Insufficient Lubrication
LACKTRN - Lack of/ Inadequate Training
MISSCMP - Loose/ Missing Component
NRMWEAR - Normal Wear
OTHER - Other (specify)
PRINSTAL - Poor Installation
PROCISSU - Procedure Issue
UTLFAIL - Utility Failure
VNDLSM - Vandalism
WORNCMPT - Defective/ Worn Component
Action
ADJUSTD - Adjusted
DECOMM - Decommission
DECONTME - Decontaminate
DONOTHIN - Do Nothing
LUBRCTE - Lubricate
OTHER - Other (specify)
RECALBRT - Recalibrate
REMVOBT - Remove Obstruction
REPCMPT - Repair Component
REPLASS - Replace Asset
REPLCMPT - Replace Component
REPRASS - Repair Asset
UPGRADES - Upgrade
FREXTNG - Fire Extinguisher
Problem
ABNTEMP - Abnormal Temperature
CORROS - Corrosion
ELECTRIP - Electrical Trip Out
EXNOISE - Excessive Noise
EXVIBRTN - Excessive Vibration
JAMMEDEQ - Jammed Equipment
LEAKING - Leaking
LOWPERF - Low Performance
LOWPRESS - Low Pressure
NONOPER - Non-Operational
PHYDMGE - Physical Damage
UNSMELL - Unusual Smell
UNSMOKE - Unusual Smoke
Failure
COMPFAIL - Component Failure
ENDSERLF - End Of Service Life
FECDET - Fire extinguisher components deteriorated
FEHCFAIL - Fire extinguisher hydrostatic capability failed
Cause
ACCIDENT - Accident
ACCWEAR - Accelerated Wear
ACTGOD - Weather condition/Forces of nature or Act of God
CONTAM - Contamination
DEFASSET - Defective Asset
EXLOAD - Excessive Load
IMPRMNT - Improper Maintenance
INSLUBR - Insufficient Lubrication
LACKTRN - Lack of/ Inadequate Training
MISSCMP - Loose/ Missing Component
NRMWEAR - Normal Wear
OTHER - Other (specify)
PRINSTAL - Poor Installation
PROCISSU - Procedure Issue
UTLFAIL - Utility Failure
VNDLSM - Vandalism
WORNCMPT - Defective/ Worn Component
Action
ADJUSTD - Adjusted
DECOMM - Decommission
DECONTME - Decontaminate
DONOTHIN - Do Nothing
LUBRCTE - Lubricate
OTHER - Other (specify)
RECALBRT - Recalibrate
REMVOBT - Remove Obstruction
REPCMPT - Repair Component
REPLASS - Replace Asset
REPLCMPT - Replace Component
REPRASS - Repair Asset
UPGRADES - Upgrade
FRHSCAB - Fire Hose and Cabinet
Problem
ABNTEMP - Abnormal Temperature
CORROS - Corrosion
ELECTRIP - Electrical Trip Out
EXNOISE - Excessive Noise
EXVIBRTN - Excessive Vibration
JAMMEDEQ - Jammed Equipment
LEAKING - Leaking
LOWPERF - Low Performance
NONOPER - Non-Operational
PHYDMGE - Physical Damage
UNSMELL - Unusual Smell
UNSMOKE - Unusual Smoke
Failure
FHDET - Fire hose deteriorated
FHFAIL - Fire hose failed
FIRECBDG - Fire Cabinet Damage
HOSEVLFL - Hose Valve Failed
Cause
ACCIDENT - Accident
ACCWEAR - Accelerated Wear
ACTGOD - Weather condition/Forces of nature or Act of God
ALGNDOOR - Alignment Of Door
CONTAM - Contamination
DEFASSET - Defective Asset
ENDLFCYC - End Of Life Cycle
EXLOAD - Excessive Load
IMPRMNT - Improper Maintenance
INSLUBR - Insufficient Lubrication
LACKTRN - Lack of/ Inadequate Training
MISSCMP - Loose/ Missing Component
NRMWEAR - Normal Wear
OTHER - Other (specify)
PRINSTAL - Poor Installation
PROCISSU - Procedure Issue
UTLFAIL - Utility Failure
VNDLSM - Vandalism
WORNCMPT - Defective/ Worn Component
Action
ADJUSTD - Adjusted
DECOMM - Decommission
DECONTME - Decontaminate
DONOTHIN - Do Nothing
LUBRCTE - Lubricate
OTHER - Other (specify)
RECALBRT - Recalibrate
REMVOBT - Remove Obstruction
REPCMPT - Repair Component
REPLASS - Replace Asset
REPLCMPT - Replace Component
REPRASS - Repair Asset
UPGRADES - Upgrade
FRHYDR - Fire Hydrants
Problem
ABNTEMP - Abnormal Temperature
CORROS - Corrosion
JAMMEDEQ - Jammed Equipment
LEAKING - Leaking
LOWPERF - Low Performance
NONOPER - Non-Operational
PHYDMGE - Physical Damage
Failure
FAILVALV - Failed Valve
FHYDET - Fire Hydrant deteriorated
FHYFAIL - Fire Hydrants Failed
NOCITYSP - No City Supply
PHYDMGD - Physical Damaged
Cause
ACCIDENT - Accident
ACCWEAR - Accelerated Wear
ACTGOD - Weather condition/Forces of nature or Act of God
CONTAM - Contamination
IMPRMNT - Improper Maintenance
MISSCMP - Loose/ Missing Component
NRMWEAR - Normal Wear
UTLFAIL - Utility Failure
VNDLSM - Vandalism
WORNCMPT - Defective/ Worn Component
Action
ADJUSTD - Adjusted
CALLCNTR - Call Contractor
DECONTME - Decontaminate
REPAIR - Repair
REPLACE - Replace
FRPANEL - Fire Panels
Problem
ABNTEMP - Abnormal Temperature
CORROS - Corrosion
ELECTRIP - Electrical Trip Out
EXNOISE - Excessive Noise
EXVIBRTN - Excessive Vibration
JAMMEDEQ - Jammed Equipment
LEAKING - Leaking
LOWPERF - Low Performance
NONOPER - Non-Operational
NUSALARM - Nuisance Alarm
PHYDMGE - Physical Damage
UNSMELL - Unusual Smell
UNSMOKE - Unusual Smoke
Failure
BATTERY - Batteries
ELCFLCRD - Electrical Failure (Cards)
FPDET - Deterioration of the fire panels
FPWIRE - Wiring Failure within the fire panels
Cause
ACCIDENT - Accident
ACCWEAR - Accelerated Wear
ACTGOD - Weather condition/Forces of nature or Act of God
CONTAM - Contamination
DEFASSET - Defective Asset
EXLOAD - Excessive Load
IMPRMNT - Improper Maintenance
INSLUBR - Insufficient Lubrication
LACKTRN - Lack of/ Inadequate Training
MISSCMP - Loose/ Missing Component
NRMWEAR - Normal Wear
OTHER - Other (specify)
PRINSTAL - Poor Installation
PROCISSU - Procedure Issue
UTLFAIL - Utility Failure
VNDLSM - Vandalism
WORNCMPT - Defective/ Worn Component
Action
ADJUSTD - Adjusted
CALLCNTR - Call Contractor
DECOMM - Decommission
DECONTME - Decontaminate
DONOTHIN - Do Nothing
LUBRCTE - Lubricate
OTHER - Other (specify)
RECALBRT - Recalibrate
REMVOBT - Remove Obstruction
REPCMPT - Repair Component
REPLASS - Replace Asset
REPLCMPT - Replace Component
REPRASS - Repair Asset
UPGRADES - Upgrade
FRPMP - Fire Pump
Problem
ABNTEMP - Abnormal Temperature
CORROS - Corrosion
ELECTRIP - Electrical Trip Out
EXNOISE - Excessive Noise
EXVIBRTN - Excessive Vibration
JAMMEDEQ - Jammed Equipment
LEAKING - Leaking
LOWPERF - Low Performance
NONOPER - Non-Operational
PHYDMGE - Physical Damage
UNSMELL - Unusual Smell
UNSMOKE - Unusual Smoke
Failure
FRPCSDET - Fire pump cooling system deteriorated
FRPMFAIL - Fire pump failed
FRPSFAIL - Fire pump alarms and safety circuit failed
FRPSODEP - Fire pump grease and oil depleted
PMPECDET - Pump, electrical and diesel system components deteriorated
Cause
ACCIDENT - Accident
ACCWEAR - Accelerated Wear
ACTGOD - Weather condition/Forces of nature or Act of God
CONTAM - Contamination
DEFASSET - Defective Asset
EXLOAD - Excessive Load
IMPRMNT - Improper Maintenance
INSLUBR - Insufficient Lubrication
LACKTRN - Lack of/ Inadequate Training
MISSCMP - Loose/ Missing Component
NRMWEAR - Normal Wear
OTHER - Other (specify)
PRINSTAL - Poor Installation
PROCISSU - Procedure Issue
UTLFAIL - Utility Failure
VNDLSM - Vandalism
WORNCMPT - Defective/ Worn Component
Action
ADJUSTD - Adjusted
DECOMM - Decommission
DECONTME - Decontaminate
DONOTHIN - Do Nothing
LUBRCTE - Lubricate
OTHER - Other (specify)
RECALBRT - Recalibrate
REMVOBT - Remove Obstruction
REPCMPT - Repair Component
REPLASS - Replace Asset
REPLCMPT - Replace Component
REPRASS - Repair Asset
UPGRADES - Upgrade
FRPRTSYS - Fire Protection System
Problem
ABNTEMP - Abnormal Temperature
CORROS - Corrosion
ELECTRIP - Electrical Trip Out
EXNOISE - Excessive Noise
EXVIBRTN - Excessive Vibration
JAMMEDEQ - Jammed Equipment
LEAKING - Leaking
LOWPERF - Low Performance
NONOPER - Non-Operational
PHYDMGE - Physical Damage
Failure
CBXVALFL - Curb Box Valve Failed
FDCHFAIL - Fire department connection (FDC) hydrostatic capability failed
FIREPACF - Fire Protection Air Compressor Failure
FPSDET - Fire protection system deteriorated
LCKOFWFT - Lack Of Water In Fire Tank
VALTFTFL - Valve To Fire Tank Failed
WORNVLCP - Worn Valve Components
Cause
ACCIDENT - Accident
ACCWEAR - Accelerated Wear
ACTGOD - Weather condition/Forces of nature or Act of God
CONTAM - Contamination
EXLOAD - Excessive Load
IMPRMNT - Improper Maintenance
INSLUBR - Insufficient Lubrication
MISSCMP - Loose/ Missing Component
NRMWEAR - Normal Wear
PRINSTAL - Poor Installation
PROCISSU - Procedure Issue
UTLFAIL - Utility Failure
VNDLSM - Vandalism
WORNCMPT - Defective/ Worn Component
Action
ADJUSTD - Adjusted
CALLCNTR - Call Contractor
DECONTME - Decontaminate
LUBRCTE - Lubricate
MONITR - Monitor
RECALBRT - Recalibrate
REPAIR - Repair
REPLACE - Replace
FRSHTTR - Fire Shutter
Problem
CORROS - Corrosion
JAMMEDEQ - Jammed Equipment
LOWPERF - Low Performance
MCHELTRP - Mechanical/Eectrical Trip Out
NONOPER - Non-Operational
PHYDMGE - Physical Damage
Failure
FIRESEFL - Fire Shutter Electrical Failed
FIRESMFL - Fire Shutter Mechanical Failed
FRSHDET - Fire shutter deteriorated
Cause
ACCIDENT - Accident
ACCWEAR - Accelerated Wear
ALIGNMNT - Alignment
CONTAM - Contamination
IMPRMNT - Improper Maintenance
MISSCMP - Loose/ Missing Component
PRINSTAL - Poor Installation
WORNCMPT - Defective/ Worn Component
Action
CALLCNTR - Call Contractor
DECOMM - Decommission
RECALBRT - Recalibrate
REMVOBT - Remove Obstruction
REPAIR - Repair
REPLACE - Replace
RESET - Reset
UPGRADES - Upgrade
FRSTADKT - First Aid Kit
Problem
ABNTEMP - Abnormal Temperature
CORROS - Corrosion
ELECTRIP - Electrical Trip Out
EXNOISE - Excessive Noise
EXVIBRTN - Excessive Vibration
JAMMEDEQ - Jammed Equipment
LEAKING - Leaking
LOWPERF - Low Performance
NONOPER - Non-Operational
PHYDMGE - Physical Damage
UNSMELL - Unusual Smell
UNSMOKE - Unusual Smoke
Failure
FAKDEP - First Aid Kit items depleted or deteriorated
Cause
ACCIDENT - Accident
ACCWEAR - Accelerated Wear
ACTGOD - Weather condition/Forces of nature or Act of God
CONTAM - Contamination
DEFASSET - Defective Asset
EXLOAD - Excessive Load
IMPRMNT - Improper Maintenance
INSLUBR - Insufficient Lubrication
LACKTRN - Lack of/ Inadequate Training
MISSCMP - Loose/ Missing Component
NRMWEAR - Normal Wear
OTHER - Other (specify)
PRINSTAL - Poor Installation
PROCISSU - Procedure Issue
UTLFAIL - Utility Failure
VNDLSM - Vandalism
WORNCMPT - Defective/ Worn Component
Action
ADJUSTD - Adjusted
DECOMM - Decommission
DECONTME - Decontaminate
DONOTHIN - Do Nothing
LUBRCTE - Lubricate
OTHER - Other (specify)
RECALBRT - Recalibrate
REMVOBT - Remove Obstruction
REPCMPT - Repair Component
REPLASS - Replace Asset
REPLCMPT - Replace Component
REPRASS - Repair Asset
UPGRADES - Upgrade
FRSUPPU - Fire Suppression Units
Problem
ABNTEMP - Abnormal Temperature
ELECTRIP - Electrical Trip Out
FIRSUPAC - Fire Suppression Activated
JAMMEDEQ - Jammed Equipment
LEAKING - Leaking
LOWPERF - Low Performance
NONOPER - Non-Operational
Failure
CARCDEP - Clean agent refillable containers solution depleted
EGSTFAIL - Emergency stop failed
FSUDET - Fire Suppression unit deteriorated
FSUGFAIL - Fire Suppression unit pressure gauge failed
FSUSFAIL - Fire Suppression unit release panel and safety alarms failed
FUSELNFL - Fuse Link Failure
MECFAIL - Mechanical Failure
SENRFAIL - Sensor Failure
Cause
ACCIDENT - Accident
DIRTYENV - Dirty Env
EXLOAD - Excessive Load
IMPRMNT - Improper Maintenance
MISSCMP - Loose/ Missing Component
PRINSTAL - Poor Installation
WORNCMPT - Defective/ Worn Component
Action
CALLCNTR - Call Contractor
DECONTME - Decontaminate
REMVOBT - Remove Obstruction
REPAIR - Repair
REPLACE - Replace
FXFURN - Fixed Furniture
Problem
ABNTEMP - Abnormal Temperature
CORROS - Corrosion
ELECTRIP - Electrical Trip Out
EXNOISE - Excessive Noise
EXVIBRTN - Excessive Vibration
JAMMEDEQ - Jammed Equipment
LEAKING - Leaking
LOWPERF - Low Performance
NONOPER - Non-Operational
PHYDMGE - Physical Damage
UNSMELL - Unusual Smell
UNSMOKE - Unusual Smoke
Failure
FFDET - Fixed furniture deteriorated
Cause
ACCIDENT - Accident
ACCWEAR - Accelerated Wear
ACTGOD - Weather condition/Forces of nature or Act of God
CONTAM - Contamination
DEFASSET - Defective Asset
EXLOAD - Excessive Load
IMPRMNT - Improper Maintenance
INSLUBR - Insufficient Lubrication
LACKTRN - Lack of/ Inadequate Training
MISSCMP - Loose/ Missing Component
NRMWEAR - Normal Wear
OTHER - Other (specify)
PRINSTAL - Poor Installation
PROCISSU - Procedure Issue
UTLFAIL - Utility Failure
VNDLSM - Vandalism
WORNCMPT - Defective/ Worn Component
Action
ADJUSTD - Adjusted
DECOMM - Decommission
DECONTME - Decontaminate
DONOTHIN - Do Nothing
LUBRCTE - Lubricate
OTHER - Other (specify)
RECALBRT - Recalibrate
REMVOBT - Remove Obstruction
REPCMPT - Repair Component
REPLASS - Replace Asset
REPLCMPT - Replace Component
REPRASS - Repair Asset
UPGRADES - Upgrade
FXGRBG - Fixed Garbage Bin
Problem
ABNTEMP - Abnormal Temperature
CORROS - Corrosion
ELECTRIP - Electrical Trip Out
EXNOISE - Excessive Noise
EXVIBRTN - Excessive Vibration
JAMMEDEQ - Jammed Equipment
LEAKING - Leaking
LOWPERF - Low Performance
NONOPER - Non-Operational
PHYDMGE - Physical Damage
UNSMELL - Unusual Smell
UNSMOKE - Unusual Smoke
Failure
FGBDET - Fixed garbage bin deteriorated
Cause
ACCIDENT - Accident
ACCWEAR - Accelerated Wear
ACTGOD - Weather condition/Forces of nature or Act of God
CONTAM - Contamination
DEFASSET - Defective Asset
EXLOAD - Excessive Load
IMPRMNT - Improper Maintenance
INSLUBR - Insufficient Lubrication
LACKTRN - Lack of/ Inadequate Training
MISSCMP - Loose/ Missing Component
NRMWEAR - Normal Wear
OTHER - Other (specify)
PRINSTAL - Poor Installation
PROCISSU - Procedure Issue
UTLFAIL - Utility Failure
VNDLSM - Vandalism
WORNCMPT - Defective/ Worn Component
Action
ADJUSTD - Adjusted
DECOMM - Decommission
DECONTME - Decontaminate
DONOTHIN - Do Nothing
LUBRCTE - Lubricate
OTHER - Other (specify)
RECALBRT - Recalibrate
REMVOBT - Remove Obstruction
REPCMPT - Repair Component
REPLASS - Replace Asset
REPLCMPT - Replace Component
REPRASS - Repair Asset
UPGRADES - Upgrade
FZDISC - Fuse Disconnect
Problem
ABNTEMP - Abnormal Temperature
CORROS - Corrosion
ELECTRIP - Electrical Trip Out
EXNOISE - Excessive Noise
EXVIBRTN - Excessive Vibration
JAMMEDEQ - Jammed Equipment
LEAKING - Leaking
LOWPERF - Low Performance
NONOPER - Non-Operational
PHYDMGE - Physical Damage
UNSMELL - Unusual Smell
UNSMOKE - Unusual Smoke
Failure
FUDSEDET - Fuse Disconnect Electrical Connection Deteriorated
FUDSFAT - Fuse Disconnect Fatigued
FUDSMDET - Fuse Disconnect Mechanism Deteriorated
Cause
ACCIDENT - Accident
ACCWEAR - Accelerated Wear
ACTGOD - Weather condition/Forces of nature or Act of God
CONTAM - Contamination
DEFASSET - Defective Asset
EXLOAD - Excessive Load
IMPRMNT - Improper Maintenance
INSLUBR - Insufficient Lubrication
LACKTRN - Lack of/ Inadequate Training
MISSCMP - Loose/ Missing Component
NRMWEAR - Normal Wear
OTHER - Other (specify)
PRINSTAL - Poor Installation
PROCISSU - Procedure Issue
UTLFAIL - Utility Failure
VNDLSM - Vandalism
WORNCMPT - Defective/ Worn Component
Action
ADJUSTD - Adjusted
DECOMM - Decommission
DECONTME - Decontaminate
DONOTHIN - Do Nothing
LUBRCTE - Lubricate
OTHER - Other (specify)
RECALBRT - Recalibrate
REMVOBT - Remove Obstruction
REPCMPT - Repair Component
REPLASS - Replace Asset
REPLCMPT - Replace Component
REPRASS - Repair Asset
UPGRADES - Upgrade
GATE - Gate
Problem
ABNTEMP - Abnormal Temperature
CORROS - Corrosion
ELECTRIP - Electrical Trip Out
EXNOISE - Excessive Noise
EXVIBRTN - Excessive Vibration
JAMMEDEQ - Jammed Equipment
LOWPERF - Low Performance
NONOPER - Non-Operational
PHYDMGE - Physical Damage
UNSMELL - Unusual Smell
UNSMOKE - Unusual Smoke
Failure
DAMAGE - Physical Damage
ELECMPFL - Electrical/ Component Failure
GATELUB - Drive/Mechanical system insufficiently lubricated
GDSDET - Gate drive system deteriorated
GMSDET - Gate mechanical system deteriorated
GNDLPFL - Ground Loop Failure
GSENNRES - Gate sensors non-responsive
GSOFAIL - Gate safety operation failed
GTCCSYFL - Gate Communication Control System Failed
GTMALGN - Gate Misalignment/Contamination/Damaged
MOTROVLD - Motor Overload
WEATHDMG - Weather Damage
Cause
ACCIDENT - Accident
ACCWEAR - Accelerated Wear
ACTGOD - Weather condition/Forces of nature or Act of God
CONTAM - Contamination
EXLOAD - Excessive Load
IMPRMNT - Improper Maintenance
INSLUBR - Insufficient Lubrication
MISSCMP - Loose/ Missing Component
NRMWEAR - Normal Wear
PRINSTAL - Poor Installation
UTLFAIL - Utility Failure
VNDLSM - Vandalism
WORNCMPT - Defective/ Worn Component
Action
ADJUSTD - Adjusted
DECONTME - Decontaminate
LUBRCTE - Lubricate
RECALBRT - Recalibrate
REMVOBT - Remove Obstruction
REPAIR - Repair
REPLACE - Replace
UPGRADES - Upgrade
GLYMUSYS - Glycol Make-Up System
Problem
ABNTEMP - Abnormal Temperature
CORROS - Corrosion
ELECTRIP - Electrical Trip Out
EXNOISE - Excessive Noise
EXVIBRTN - Excessive Vibration
JAMMEDEQ - Jammed Equipment
LEAKING - Leaking
LOWPERF - Low Performance
NONOPER - Non-Operational
PHYDMGE - Physical Damage
UNSMELL - Unusual Smell
UNSMOKE - Unusual Smoke
Failure
GLMCCORR - Glycol mixture scaled and/or corroded
GLMSSDET - Glycol make-up system structure deteriorated
Cause
ACCIDENT - Accident
ACCWEAR - Accelerated Wear
ACTGOD - Weather condition/Forces of nature or Act of God
CONTAM - Contamination
DEFASSET - Defective Asset
EXLOAD - Excessive Load
IMPRMNT - Improper Maintenance
INSLUBR - Insufficient Lubrication
LACKTRN - Lack of/ Inadequate Training
MISSCMP - Loose/ Missing Component
NRMWEAR - Normal Wear
OTHER - Other (specify)
PRINSTAL - Poor Installation
PROCISSU - Procedure Issue
UTLFAIL - Utility Failure
VNDLSM - Vandalism
WORNCMPT - Defective/ Worn Component
Action
ADJUSTD - Adjusted
DECOMM - Decommission
DECONTME - Decontaminate
DONOTHIN - Do Nothing
LUBRCTE - Lubricate
OTHER - Other (specify)
RECALBRT - Recalibrate
REMVOBT - Remove Obstruction
REPCMPT - Repair Component
REPLASS - Replace Asset
REPLCMPT - Replace Component
REPRASS - Repair Asset
UPGRADES - Upgrade
GRDRL - Guard Rail
Problem
ABNTEMP - Abnormal Temperature
CORROS - Corrosion
ELECTRIP - Electrical Trip Out
EXNOISE - Excessive Noise
EXVIBRTN - Excessive Vibration
JAMMEDEQ - Jammed Equipment
LEAKING - Leaking
LOWPERF - Low Performance
NONOPER - Non-Operational
PHYDMGE - Physical Damage
UNSMELL - Unusual Smell
UNSMOKE - Unusual Smoke
Failure
GRSDET - Guard rail structure deteriorated
Cause
ACCIDENT - Accident
ACCWEAR - Accelerated Wear
ACTGOD - Weather condition/Forces of nature or Act of God
CONTAM - Contamination
DEFASSET - Defective Asset
EXLOAD - Excessive Load
IMPRMNT - Improper Maintenance
INSLUBR - Insufficient Lubrication
LACKTRN - Lack of/ Inadequate Training
MISSCMP - Loose/ Missing Component
NRMWEAR - Normal Wear
OTHER - Other (specify)
PRINSTAL - Poor Installation
PROCISSU - Procedure Issue
UTLFAIL - Utility Failure
VNDLSM - Vandalism
WORNCMPT - Defective/ Worn Component
Action
ADJUSTD - Adjusted
DECOMM - Decommission
DECONTME - Decontaminate
DONOTHIN - Do Nothing
LUBRCTE - Lubricate
OTHER - Other (specify)
RECALBRT - Recalibrate
REMVOBT - Remove Obstruction
REPCMPT - Repair Component
REPLASS - Replace Asset
REPLCMPT - Replace Component
REPRASS - Repair Asset
UPGRADES - Upgrade
GRINDER - Grinder
Action
RECHTBA - Recharge The Battery
GRNDLPS - Grounding and Lightning Protection System
Problem
ABNTEMP - Abnormal Temperature
CORROS - Corrosion
ELECTRIP - Electrical Trip Out
EXNOISE - Excessive Noise
EXVIBRTN - Excessive Vibration
JAMMEDEQ - Jammed Equipment
LEAKING - Leaking
LOWPERF - Low Performance
NONOPER - Non-Operational
PHYDMGE - Physical Damage
UNSMELL - Unusual Smell
UNSMOKE - Unusual Smoke
Failure
DMGLROD - Damage To Lightning Rod
FIXCORR - Fixings Are Corroded
GPSDET - Grounding Protection System Deteriorated
Cause
ACCIDENT - Accident
ACCWEAR - Accelerated Wear
ACTGOD - Weather condition/Forces of nature or Act of God
CONTAM - Contamination
CORRSION - Corrosion
DEFASSET - Defective Asset
EXLOAD - Excessive Load
IMPRMNT - Improper Maintenance
INSLUBR - Insufficient Lubrication
LACKTRN - Lack of/ Inadequate Training
MISSCMP - Loose/ Missing Component
NRMWEAR - Normal Wear
OTHER - Other (specify)
PRINSTAL - Poor Installation
PROCISSU - Procedure Issue
UTLFAIL - Utility Failure
VNDLSM - Vandalism
WORNCMPT - Defective/ Worn Component
Action
ADJUSTD - Adjusted
DECOMM - Decommission
DECONTME - Decontaminate
DONOTHIN - Do Nothing
LUBRCTE - Lubricate
OTHER - Other (specify)
RECALBRT - Recalibrate
REMVOBT - Remove Obstruction
REPCMPT - Repair Component
REPLACE - Replace
REPLASS - Replace Asset
REPLCMPT - Replace Component
REPRASS - Repair Asset
UPGRADES - Upgrade
GRYWTANK - Gray Water tank
Problem
LEAKING - Leaking
PHYDMGE - Physical Damage
Failure
GLSTOVER - Glycol storage tank overfilled
STTKDET - Storage tank deteriorated
UTKDWDET - Underground double wall storage tank deteriorated
Cause
NRMWEAR - Normal Wear
PROCISSU - Procedure Issue
Action
ADJUSTD - Adjusted
REPRASS - Repair Asset
GSDTCSYS - Gas Detection System
Problem
CORROS - Corrosion
ELECTRIP - Electrical Trip Out
LOWPERF - Low Performance
NONOPER - Non-Operational
PHYDMGE - Physical Damage
Failure
DETCFAIL - Detector Failed
GDSAFAIL - Gas Detection System alarm failed
SENEOL - Sensor End Of Life
SENRCONT - Sensor Contaminated
SYSEOL - System End Of Life
SYSFAILD - System Failed
Cause
ACCIDENT - Accident
ACCWEAR - Accelerated Wear
CONTAM - Contamination
IMPRMNT - Improper Maintenance
MISSCMP - Loose/ Missing Component
NRMWEAR - Normal Wear
PRINSTAL - Poor Installation
PROCISSU - Procedure Issue
UTLFAIL - Utility Failure
WORNCMPT - Defective/ Worn Component
Action
ADJUSTD - Adjusted
CALLCNTR - Call Contractor
DECOMM - Decommission
DECONTME - Decontaminate
RECALBRT - Recalibrate
REPAIR - Repair
REPLACE - Replace
UPGRADES - Upgrade
HEATEXCH - Heat Exchanger
Problem
ABNTEMP - Abnormal Temperature
CORROS - Corrosion
ELECTRIP - Electrical Trip Out
EXNOISE - Excessive Noise
EXVIBRTN - Excessive Vibration
JAMMEDEQ - Jammed Equipment
LEAKING - Leaking
LOWPERF - Low Performance
NONOPER - Non-Operational
PHYDMGE - Physical Damage
UNSMELL - Unusual Smell
UNSMOKE - Unusual Smoke
Failure
HEXFAIL - Heat exchanger failed
Cause
ACCIDENT - Accident
ACCWEAR - Accelerated Wear
ACTGOD - Weather condition/Forces of nature or Act of God
CONTAM - Contamination
DEFASSET - Defective Asset
EXLOAD - Excessive Load
IMPRMNT - Improper Maintenance
INSLUBR - Insufficient Lubrication
LACKTRN - Lack of/ Inadequate Training
MISSCMP - Loose/ Missing Component
NRMWEAR - Normal Wear
OTHER - Other (specify)
PRINSTAL - Poor Installation
PROCISSU - Procedure Issue
UTLFAIL - Utility Failure
VNDLSM - Vandalism
WORNCMPT - Defective/ Worn Component
Action
ADJUSTD - Adjusted
DECOMM - Decommission
DECONTME - Decontaminate
DONOTHIN - Do Nothing
LUBRCTE - Lubricate
OTHER - Other (specify)
RECALBRT - Recalibrate
REMVOBT - Remove Obstruction
REPCMPT - Repair Component
REPLASS - Replace Asset
REPLCMPT - Replace Component
REPRASS - Repair Asset
UPGRADES - Upgrade
HMDFR - Humidifier
Problem
ABNTEMP - Abnormal Temperature
CORROS - Corrosion
ELECTRIP - Electrical Trip Out
EXNOISE - Excessive Noise
EXVIBRTN - Excessive Vibration
JAMMEDEQ - Jammed Equipment
LEAKING - Leaking
LOWPERF - Low Performance
NONOPER - Non-Operational
PHYDMGE - Physical Damage
UNSMELL - Unusual Smell
UNSMOKE - Unusual Smoke
Failure
HMCDET - Humidifier components deteriorated
HMPCONT - Humidifier pad contaminated
Cause
ACCIDENT - Accident
ACCWEAR - Accelerated Wear
ACTGOD - Weather condition/Forces of nature or Act of God
CONTAM - Contamination
DEFASSET - Defective Asset
EXLOAD - Excessive Load
IMPRMNT - Improper Maintenance
INSLUBR - Insufficient Lubrication
LACKTRN - Lack of/ Inadequate Training
MISSCMP - Loose/ Missing Component
NRMWEAR - Normal Wear
OTHER - Other (specify)
PRINSTAL - Poor Installation
PROCISSU - Procedure Issue
UTLFAIL - Utility Failure
VNDLSM - Vandalism
WORNCMPT - Defective/ Worn Component
Action
ADJUSTD - Adjusted
DECOMM - Decommission
DECONTME - Decontaminate
DONOTHIN - Do Nothing
LUBRCTE - Lubricate
OTHER - Other (specify)
RECALBRT - Recalibrate
REMVOBT - Remove Obstruction
REPCMPT - Repair Component
REPLASS - Replace Asset
REPLCMPT - Replace Component
REPRASS - Repair Asset
UPGRADES - Upgrade
HNDDRY - Hand Dryer
Problem
ABNTEMP - Abnormal Temperature
CORROS - Corrosion
ELECTRIP - Electrical Trip Out
EXNOISE - Excessive Noise
EXVIBRTN - Excessive Vibration
JAMMEDEQ - Jammed Equipment
LEAKING - Leaking
LOWPERF - Low Performance
NONOPER - Non-Operational
PHYDMGE - Physical Damage
UNSMELL - Unusual Smell
UNSMOKE - Unusual Smoke
Failure
HNDFAIL - Hand Dryer Failed
HNDFCONT - Hand Dryer Filter Contaminated
Cause
ACCIDENT - Accident
ACCWEAR - Accelerated Wear
ACTGOD - Weather condition/Forces of nature or Act of God
CONTAM - Contamination
DEFASSET - Defective Asset
EXLOAD - Excessive Load
IMPRMNT - Improper Maintenance
INSLUBR - Insufficient Lubrication
LACKTRN - Lack of/ Inadequate Training
MISSCMP - Loose/ Missing Component
NRMWEAR - Normal Wear
OTHER - Other (specify)
PRINSTAL - Poor Installation
PROCISSU - Procedure Issue
UTLFAIL - Utility Failure
VNDLSM - Vandalism
WORNCMPT - Defective/ Worn Component
Action
ADJUSTD - Adjusted
DECOMM - Decommission
DECONTME - Decontaminate
DONOTHIN - Do Nothing
LUBRCTE - Lubricate
OTHER - Other (specify)
RECALBRT - Recalibrate
REMVOBT - Remove Obstruction
REPCMPT - Repair Component
REPLASS - Replace Asset
REPLCMPT - Replace Component
REPRASS - Repair Asset
UPGRADES - Upgrade
HNDRL - Hand Rail
Problem
ABNTEMP - Abnormal Temperature
CORROS - Corrosion
ELECTRIP - Electrical Trip Out
EXNOISE - Excessive Noise
EXVIBRTN - Excessive Vibration
JAMMEDEQ - Jammed Equipment
LEAKING - Leaking
LOWPERF - Low Performance
NONOPER - Non-Operational
PHYDMGE - Physical Damage
UNSMELL - Unusual Smell
UNSMOKE - Unusual Smoke
Failure
HNDRDET - Handrail Structure Deteriorated
Cause
ACCIDENT - Accident
ACCWEAR - Accelerated Wear
ACTGOD - Weather condition/Forces of nature or Act of God
CONTAM - Contamination
DEFASSET - Defective Asset
EXLOAD - Excessive Load
IMPRMNT - Improper Maintenance
INSLUBR - Insufficient Lubrication
LACKTRN - Lack of/ Inadequate Training
MISSCMP - Loose/ Missing Component
NRMWEAR - Normal Wear
OTHER - Other (specify)
PRINSTAL - Poor Installation
PROCISSU - Procedure Issue
UTLFAIL - Utility Failure
VNDLSM - Vandalism
WORNCMPT - Defective/ Worn Component
Action
ADJUSTD - Adjusted
DECOMM - Decommission
DECONTME - Decontaminate
DONOTHIN - Do Nothing
LUBRCTE - Lubricate
OTHER - Other (specify)
RECALBRT - Recalibrate
REMVOBT - Remove Obstruction
REPCMPT - Repair Component
REPLASS - Replace Asset
REPLCMPT - Replace Component
REPRASS - Repair Asset
UPGRADES - Upgrade
HRU - Heat Recovery Unit
Problem
ABNTEMP - Abnormal Temperature
CORROS - Corrosion
ELECTRIP - Electrical Trip Out
EXNOISE - Excessive Noise
EXVIBRTN - Excessive Vibration
JAMMEDEQ - Jammed Equipment
LEAKING - Leaking
LOWPERF - Low Performance
NONOPER - Non-Operational
PHYDMGE - Physical Damage
UNSMELL - Unusual Smell
UNSMOKE - Unusual Smoke
Failure
HRVFCONT - Heat recovery ventilator filter contaminated
HRVVCDET - Heat recovery ventilator components deteriorated
Cause
ACCIDENT - Accident
ACCWEAR - Accelerated Wear
ACTGOD - Weather condition/Forces of nature or Act of God
CONTAM - Contamination
DEFASSET - Defective Asset
EXLOAD - Excessive Load
IMPRMNT - Improper Maintenance
INSLUBR - Insufficient Lubrication
LACKTRN - Lack of/ Inadequate Training
MISSCMP - Loose/ Missing Component
NRMWEAR - Normal Wear
OTHER - Other (specify)
PRINSTAL - Poor Installation
PROCISSU - Procedure Issue
UTLFAIL - Utility Failure
VNDLSM - Vandalism
WORNCMPT - Defective/ Worn Component
Action
ADJUSTD - Adjusted
DECOMM - Decommission
DECONTME - Decontaminate
DONOTHIN - Do Nothing
LUBRCTE - Lubricate
OTHER - Other (specify)
RECALBRT - Recalibrate
REMVOBT - Remove Obstruction
REPCMPT - Repair Component
REPLASS - Replace Asset
REPLCMPT - Replace Component
REPRASS - Repair Asset
UPGRADES - Upgrade
HTR - Heater
Problem
ABNTEMP - Abnormal Temperature
CORROS - Corrosion
ELECTRIP - Electrical Trip Out
EXNOISE - Excessive Noise
EXVIBRTN - Excessive Vibration
JAMMEDEQ - Jammed Equipment
LEAKING - Leaking
LOWPERF - Low Performance
NONOPER - Non-Operational
PHYDMGE - Physical Damage
UNSMELL - Unusual Smell
UNSMOKE - Unusual Smoke
Failure
HEATEXP - Explosion/ignition of heater
HEATOXY - Oxygen Sensor Malfunction of the heater
HEATWIRE - Wiring Failure of the heater
Cause
ACCIDENT - Accident
ACCWEAR - Accelerated Wear
ACTGOD - Weather condition/Forces of nature or Act of God
CONTAM - Contamination
DEFASSET - Defective Asset
EXLOAD - Excessive Load
IMPRMNT - Improper Maintenance
INSLUBR - Insufficient Lubrication
LACKTRN - Lack of/ Inadequate Training
MISSCMP - Loose/ Missing Component
NRMWEAR - Normal Wear
OTHER - Other (specify)
PRINSTAL - Poor Installation
PROCISSU - Procedure Issue
UTLFAIL - Utility Failure
VNDLSM - Vandalism
WORNCMPT - Defective/ Worn Component
Action
ADJUSTD - Adjusted
DECOMM - Decommission
DECONTME - Decontaminate
DONOTHIN - Do Nothing
LUBRCTE - Lubricate
OTHER - Other (specify)
RECALBRT - Recalibrate
REMVOBT - Remove Obstruction
REPCMPT - Repair Component
REPLASS - Replace Asset
REPLCMPT - Replace Component
REPRASS - Repair Asset
UPGRADES - Upgrade
HTWTRHT - Hot Water Heater
Problem
ABNTEMP - Abnormal Temperature
CORROS - Corrosion
ELECTRIP - Electrical Trip Out
EXNOISE - Excessive Noise
EXVIBRTN - Excessive Vibration
JAMMEDEQ - Jammed Equipment
LEAKING - Leaking
LOWPERF - Low Performance
NONOPER - Non-Operational
PHYDMGE - Physical Damage
UNSMELL - Unusual Smell
UNSMOKE - Unusual Smoke
Failure
HWHCONT - Hot water system build-up of contaminants
HWHSHDET - Hot water system heater deteriorated
HWHVFAIL - Pressure safety valve failed
TNKLDET - Tank Liner Deteriorated
Cause
ACCIDENT - Accident
ACCWEAR - Accelerated Wear
ACTGOD - Weather condition/Forces of nature or Act of God
CONTAM - Contamination
DEFASSET - Defective Asset
EXLOAD - Excessive Load
IMPRMNT - Improper Maintenance
INSLUBR - Insufficient Lubrication
LACKTRN - Lack of/ Inadequate Training
MISSCMP - Loose/ Missing Component
NRMWEAR - Normal Wear
OTHER - Other (specify)
PRINSTAL - Poor Installation
PROCISSU - Procedure Issue
UTLFAIL - Utility Failure
VNDLSM - Vandalism
WORNCMPT - Defective/ Worn Component
Action
ADJUSTD - Adjusted
DECOMM - Decommission
DECONTME - Decontaminate
DONOTHIN - Do Nothing
LUBRCTE - Lubricate
OTHER - Other (specify)
RECALBRT - Recalibrate
REMVOBT - Remove Obstruction
REPCMPT - Repair Component
REPLASS - Replace Asset
REPLCMPT - Replace Component
REPRASS - Repair Asset
UPGRADES - Upgrade
HVACARDS - HVAC Air Distribution System
Problem
ABNTEMP - Abnormal Temperature
CORROS - Corrosion
ELECTRIP - Electrical Trip Out
EXNOISE - Excessive Noise
EXVIBRTN - Excessive Vibration
JAMMEDEQ - Jammed Equipment
LEAKING - Leaking
LOWPERF - Low Performance
PHYDMGE - Physical Damage
UNSMELL - Unusual Smell
UNSMOKE - Unusual Smoke
Failure
BASSETNG - BAS Setting
BRCLGPIP - Broken /Clogged Pipping
DMPRSTCK - Damper Stuck
FANWORN - Fan/motor assembly worn
HVADFAIL - HVAC air distribution system failed
SENRFAIL - Sensor Failure
Cause
ACCIDENT - Accident
ACTGOD - Weather condition/Forces of nature or Act of God
CONTAM - Contamination
INSLUBR - Insufficient Lubrication
MISSCMP - Loose/ Missing Component
NRMWEAR - Normal Wear
UTLFAIL - Utility Failure
WORNCMPT - Defective/ Worn Component
Action
ADJUSTD - Adjusted
CALLCNTR - Call Contractor
LUBRCTE - Lubricate
RECALBRT - Recalibrate
REMVOBT - Remove Obstruction
REPAIR - Repair
REPLACE - Replace
UPGRADES - Upgrade
INGRNHST - In Ground Hoists
Problem
CORROS - Corrosion
ELECTRIP - Electrical Trip Out
EXVIBRTN - Excessive Vibration
HIWTRALR - High Water Alarm
JAMMEDEQ - Jammed Equipment
LEAKING - Leaking
NONOPER - Non-Operational
PHYDMGE - Physical Damage
Failure
DETINGHS - Deterioration Of The In Ground Hoists
ELCMPFL - Electrical Component Failure
FRNTRMNM - Front Ram Not Moving
HOIPADDG - Hoist Pad Damaged
HOIPCKBL - Hoist Pocket Blocked
HYDRFAIL - Hydraulic Failure
IGHOIL - Low Oil Level within the in ground hoists
IGHSEAL - Premature Seal Failure of the in ground hoists
LOCKSTCK - Lock Sticking
OPRTERR - Operator Error
OUTOFSYN - Out Of Sync
PNUMFAIL - Pneumatic Failure
POORDRNG - Poor Drainage
SENSRBLK - Sensor Blocked
Cause
ACCIDENT - Accident
ACCWEAR - Accelerated Wear
CONTAM - Contamination
DEFASSET - Defective Asset
IMPRMNT - Improper Maintenance
INSLUBR - Insufficient Lubrication
LACKTRN - Lack of/ Inadequate Training
MISSCMP - Loose/ Missing Component
NOPWR - No Power
NRMWEAR - Normal Wear
PROCISSU - Procedure Issue
WORNCMPT - Defective/ Worn Component
Action
ADJUSTD - Adjusted
DECOMM - Decommission
DECONTME - Decontaminate
DONOTHIN - Do Nothing
LUBRCTE - Lubricate
OTHER - Other (specify)
RECALBRT - Recalibrate
REMVOBT - Remove Obstruction
REPAIR - Repair
REPLACE - Replace
INSPPIT - Inspection Pits
Problem
CORROS - Corrosion
ELECTRIP - Electrical Trip Out
LEAKING - Leaking
NONOPER - Non-Operational
PHYDMGE - Physical Damage
Failure
CONCCHIP - Concrete Chipping/Cracking/Spalling
DETIBMSY - Deterioration Of The I-Beam System
DETPROWL - Deterioration Of Protective Wall/Floor Coating
DIRTY - Dirty/Contaminated
EXHAIRFL - Exhaust Air Failure
IPITCOL - Collapse of the inspection pits
LEAKPIPE - Leaking Pipes
LIGHTFL - Lighting Failure
SLIPSTIR - Slippery Stairs
Cause
ACCIDENT - Accident
ACCWEAR - Accelerated Wear
CONTAM - Contamination
IMPRMNT - Improper Maintenance
LACKTRN - Lack of/ Inadequate Training
MISSCMP - Loose/ Missing Component
NRMWEAR - Normal Wear
PRINSTAL - Poor Installation
UTLFAIL - Utility Failure
VNDLSM - Vandalism
WORNCMPT - Defective/ Worn Component
Action
CALLCNTR - Call Contractor
DECONTME - Decontaminate
REMVOBT - Remove Obstruction
REPAIR - Repair
REPLACE - Replace
UPGRADES - Upgrade
JCKSTND - Jack Stand
Problem
ABNTEMP - Abnormal Temperature
CORROS - Corrosion
ELECTRIP - Electrical Trip Out
EXNOISE - Excessive Noise
EXVIBRTN - Excessive Vibration
JAMMEDEQ - Jammed Equipment
LEAKING - Leaking
LOWPERF - Low Performance
NONOPER - Non-Operational
PHYDMGE - Physical Damage
UNSMELL - Unusual Smell
UNSMOKE - Unusual Smoke
Failure
JACKDET - Natural Deterioration of the jack stand
Cause
ACCIDENT - Accident
ACCWEAR - Accelerated Wear
ACTGOD - Weather condition/Forces of nature or Act of God
CONTAM - Contamination
DEFASSET - Defective Asset
EXLOAD - Excessive Load
IMPRMNT - Improper Maintenance
INSLUBR - Insufficient Lubrication
LACKTRN - Lack of/ Inadequate Training
MISSCMP - Loose/ Missing Component
NRMWEAR - Normal Wear
OTHER - Other (specify)
PRINSTAL - Poor Installation
PROCISSU - Procedure Issue
UTLFAIL - Utility Failure
VNDLSM - Vandalism
WORNCMPT - Defective/ Worn Component
Action
ADJUSTD - Adjusted
DECOMM - Decommission
DECONTME - Decontaminate
DONOTHIN - Do Nothing
LUBRCTE - Lubricate
OTHER - Other (specify)
RECALBRT - Recalibrate
REMVOBT - Remove Obstruction
REPCMPT - Repair Component
REPLASS - Replace Asset
REPLCMPT - Replace Component
REPRASS - Repair Asset
UPGRADES - Upgrade
LGHT - Lighting
Problem
ABNTEMP - Abnormal Temperature
CORROS - Corrosion
ELECTRIP - Electrical Trip Out
EXNOISE - Excessive Noise
EXVIBRTN - Excessive Vibration
JAMMEDEQ - Jammed Equipment
LEAKING - Leaking
LOWPERF - Low Performance
NONOPER - Non-Operational
PHYDMGE - Physical Damage
UNSMELL - Unusual Smell
UNSMOKE - Unusual Smoke
Failure
FLRLDEF - Flourescent Light Defective
IOFCLGHT - Inside/Outside Facilities Contaminated Lighting
IOFILGHT - Inside/Outside Facilities Insufficient Lighting
LEDLGTNW - LED Light Not Working
Cause
ACCIDENT - Accident
ACCWEAR - Accelerated Wear
ACTGOD - Weather condition/Forces of nature or Act of God
CONTAM - Contamination
DEFASSET - Defective Asset
DEFECT3 - Defective Starters/Bulbs/Ballast
EXLOAD - Excessive Load
IMPRMNT - Improper Maintenance
INSLUBR - Insufficient Lubrication
LACKTRN - Lack of/ Inadequate Training
LEDDRIVR - LED Driver Defective
MISSCMP - Loose/ Missing Component
NRMWEAR - Normal Wear
OTHER - Other (specify)
PRINSTAL - Poor Installation
PROCISSU - Procedure Issue
UTLFAIL - Utility Failure
VNDLSM - Vandalism
WORNCMPT - Defective/ Worn Component
Action
ADJUSTD - Adjusted
DECOMM - Decommission
DECONTME - Decontaminate
DONOTHIN - Do Nothing
LUBRCTE - Lubricate
OTHER - Other (specify)
RECALBRT - Recalibrate
REMVOBT - Remove Obstruction
REPCMPT - Repair Component
REPLACE - Replace
REPLASS - Replace Asset
REPLCMPT - Replace Component
REPRASS - Repair Asset
UPGRADES - Upgrade
LGHTCTRL - Lighting Control System
Problem
ABNTEMP - Abnormal Temperature
CORROS - Corrosion
ELECTRIP - Electrical Trip Out
EXNOISE - Excessive Noise
EXVIBRTN - Excessive Vibration
JAMMEDEQ - Jammed Equipment
LEAKING - Leaking
LOWPERF - Low Performance
NONOPER - Non-Operational
PHYDMGE - Physical Damage
UNSMELL - Unusual Smell
UNSMOKE - Unusual Smoke
Failure
LCSFAIL - Lighting Control System Failed
Cause
ACCIDENT - Accident
ACCWEAR - Accelerated Wear
ACTGOD - Weather condition/Forces of nature or Act of God
CONTAM - Contamination
DEFASSET - Defective Asset
EXLOAD - Excessive Load
IMPRMNT - Improper Maintenance
INSLUBR - Insufficient Lubrication
LACKTRN - Lack of/ Inadequate Training
MISSCMP - Loose/ Missing Component
NRMWEAR - Normal Wear
OTHER - Other (specify)
PRINSTAL - Poor Installation
PROCISSU - Procedure Issue
UTLFAIL - Utility Failure
VNDLSM - Vandalism
WORNCMPT - Defective/ Worn Component
Action
ADJUSTD - Adjusted
DECOMM - Decommission
DECONTME - Decontaminate
DONOTHIN - Do Nothing
LUBRCTE - Lubricate
OTHER - Other (specify)
RECALBRT - Recalibrate
REMVOBT - Remove Obstruction
REPCMPT - Repair Component
REPLASS - Replace Asset
REPLCMPT - Replace Component
REPRASS - Repair Asset
UPGRADES - Upgrade
LGHTSTD - Light Standard
Problem
ABNTEMP - Abnormal Temperature
CORROS - Corrosion
ELECTRIP - Electrical Trip Out
EXNOISE - Excessive Noise
EXVIBRTN - Excessive Vibration
JAMMEDEQ - Jammed Equipment
LEAKING - Leaking
LOWPERF - Low Performance
NONOPER - Non-Operational
PHYDMGE - Physical Damage
UNSMELL - Unusual Smell
UNSMOKE - Unusual Smoke
Failure
LGHTANCH - Anchor bolts loosened or missing
LGHTDET - Light standard components deteriorated
LGHTFAIL - Light function failed
LGHTGRND - Metallic pole grounding connections deteriorated
Cause
ACCIDENT - Accident
ACCWEAR - Accelerated Wear
ACTGOD - Weather condition/Forces of nature or Act of God
CONTAM - Contamination
DEFASSET - Defective Asset
EXLOAD - Excessive Load
IMPRMNT - Improper Maintenance
INSLUBR - Insufficient Lubrication
LACKTRN - Lack of/ Inadequate Training
MISSCMP - Loose/ Missing Component
NRMWEAR - Normal Wear
OTHER - Other (specify)
PRINSTAL - Poor Installation
PROCISSU - Procedure Issue
UTLFAIL - Utility Failure
VNDLSM - Vandalism
WORNCMPT - Defective/ Worn Component
Action
ADJUSTD - Adjusted
DECOMM - Decommission
DECONTME - Decontaminate
DONOTHIN - Do Nothing
LUBRCTE - Lubricate
OTHER - Other (specify)
RECALBRT - Recalibrate
REMVOBT - Remove Obstruction
REPCMPT - Repair Component
REPLASS - Replace Asset
REPLCMPT - Replace Component
REPRASS - Repair Asset
UPGRADES - Upgrade
LOADBNK - Load Bank
Problem
ABNTEMP - Abnormal Temperature
CORROS - Corrosion
ELECTRIP - Electrical Trip Out
EXNOISE - Excessive Noise
EXVIBRTN - Excessive Vibration
JAMMEDEQ - Jammed Equipment
LEAKING - Leaking
LOWPERF - Low Performance
NONOPER - Non-Operational
PHYDMGE - Physical Damage
UNSMELL - Unusual Smell
UNSMOKE - Unusual Smoke
Failure
LBKDET - Load bank deteriorated
Cause
ACCIDENT - Accident
ACCWEAR - Accelerated Wear
ACTGOD - Weather condition/Forces of nature or Act of God
CONTAM - Contamination
DEFASSET - Defective Asset
EXLOAD - Excessive Load
IMPRMNT - Improper Maintenance
INSLUBR - Insufficient Lubrication
LACKTRN - Lack of/ Inadequate Training
MISSCMP - Loose/ Missing Component
NRMWEAR - Normal Wear
OTHER - Other (specify)
PRINSTAL - Poor Installation
PROCISSU - Procedure Issue
UTLFAIL - Utility Failure
VNDLSM - Vandalism
WORNCMPT - Defective/ Worn Component
Action
ADJUSTD - Adjusted
DECOMM - Decommission
DECONTME - Decontaminate
DONOTHIN - Do Nothing
LUBRCTE - Lubricate
OTHER - Other (specify)
RECALBRT - Recalibrate
REMVOBT - Remove Obstruction
REPCMPT - Repair Component
REPLASS - Replace Asset
REPLCMPT - Replace Component
REPRASS - Repair Asset
UPGRADES - Upgrade
LOADDL - Loading Dock Levelers
Problem
ABNTEMP - Abnormal Temperature
CORROS - Corrosion
ELECTRIP - Electrical Trip Out
EXNOISE - Excessive Noise
EXVIBRTN - Excessive Vibration
JAMMEDEQ - Jammed Equipment
LEAKING - Leaking
LOWPERF - Low Performance
NONOPER - Non-Operational
PHYDMGE - Physical Damage
UNSMELL - Unusual Smell
UNSMOKE - Unusual Smoke
Failure
LDLCDET - Loading dock leveler components deteriorated
LDLHODEG - Hydraulic Oil Degraded
LDLLUB - Leveler cylinder pivots and other hinges insufficiently lubricated
Cause
ACCIDENT - Accident
ACCWEAR - Accelerated Wear
ACTGOD - Weather condition/Forces of nature or Act of God
CONTAM - Contamination
DEFASSET - Defective Asset
EXLOAD - Excessive Load
IMPRMNT - Improper Maintenance
INSLUBR - Insufficient Lubrication
LACKTRN - Lack of/ Inadequate Training
MISSCMP - Loose/ Missing Component
NRMWEAR - Normal Wear
OTHER - Other (specify)
PRINSTAL - Poor Installation
PROCISSU - Procedure Issue
UTLFAIL - Utility Failure
VNDLSM - Vandalism
WORNCMPT - Defective/ Worn Component
Action
ADJUSTD - Adjusted
DECOMM - Decommission
DECONTME - Decontaminate
DONOTHIN - Do Nothing
LUBRCTE - Lubricate
OTHER - Other (specify)
RECALBRT - Recalibrate
REMVOBT - Remove Obstruction
REPCMPT - Repair Component
REPLASS - Replace Asset
REPLCMPT - Replace Component
REPRASS - Repair Asset
UPGRADES - Upgrade
LOWVLTDS - Low Voltage Distribution System
Problem
ABNTEMP - Abnormal Temperature
CORROS - Corrosion
ELECTRIP - Electrical Trip Out
EXNOISE - Excessive Noise
EXVIBRTN - Excessive Vibration
JAMMEDEQ - Jammed Equipment
LEAKING - Leaking
LOWPERF - Low Performance
NONOPER - Non-Operational
PHYDMGE - Physical Damage
UNSMELL - Unusual Smell
UNSMOKE - Unusual Smoke
Failure
LVDSCDET - Low Voltage Distribution System Wiring and Connections Deteriorated
Cause
ACCIDENT - Accident
ACCWEAR - Accelerated Wear
ACTGOD - Weather condition/Forces of nature or Act of God
CONTAM - Contamination
DEFASSET - Defective Asset
EXLOAD - Excessive Load
IMPRMNT - Improper Maintenance
INSLUBR - Insufficient Lubrication
LACKTRN - Lack of/ Inadequate Training
MISSCMP - Loose/ Missing Component
NRMWEAR - Normal Wear
OTHER - Other (specify)
PRINSTAL - Poor Installation
PROCISSU - Procedure Issue
UTLFAIL - Utility Failure
VNDLSM - Vandalism
WORNCMPT - Defective/ Worn Component
Action
ADJUSTD - Adjusted
DECOMM - Decommission
DECONTME - Decontaminate
DONOTHIN - Do Nothing
LUBRCTE - Lubricate
OTHER - Other (specify)
RECALBRT - Recalibrate
REMVOBT - Remove Obstruction
REPCMPT - Repair Component
REPLASS - Replace Asset
REPLCMPT - Replace Component
REPRASS - Repair Asset
UPGRADES - Upgrade
LOWVLTTR - Low Voltage Transformer
Problem
ABNTEMP - Abnormal Temperature
CORROS - Corrosion
ELECTRIP - Electrical Trip Out
EXNOISE - Excessive Noise
EXVIBRTN - Excessive Vibration
JAMMEDEQ - Jammed Equipment
LEAKING - Leaking
LOWPERF - Low Performance
NONOPER - Non-Operational
PHYDMGE - Physical Damage
UNSMELL - Unusual Smell
UNSMOKE - Unusual Smoke
Failure
LVTDET - Low Voltage Transformer deteriorated
Cause
ACCIDENT - Accident
ACCWEAR - Accelerated Wear
ACTGOD - Weather condition/Forces of nature or Act of God
CONTAM - Contamination
DEFASSET - Defective Asset
EXLOAD - Excessive Load
IMPRMNT - Improper Maintenance
INSLUBR - Insufficient Lubrication
LACKTRN - Lack of/ Inadequate Training
MISSCMP - Loose/ Missing Component
NRMWEAR - Normal Wear
OTHER - Other (specify)
PRINSTAL - Poor Installation
PROCISSU - Procedure Issue
UTLFAIL - Utility Failure
VNDLSM - Vandalism
WORNCMPT - Defective/ Worn Component
Action
ADJUSTD - Adjusted
DECOMM - Decommission
DECONTME - Decontaminate
DONOTHIN - Do Nothing
LUBRCTE - Lubricate
OTHER - Other (specify)
RECALBRT - Recalibrate
REMVOBT - Remove Obstruction
REPCMPT - Repair Component
REPLASS - Replace Asset
REPLCMPT - Replace Component
REPRASS - Repair Asset
UPGRADES - Upgrade
MHVLTTRS - Medium/High Voltage Transformer
Problem
ABNTEMP - Abnormal Temperature
CORROS - Corrosion
ELECTRIP - Electrical Trip Out
EXNOISE - Excessive Noise
EXVIBRTN - Excessive Vibration
JAMMEDEQ - Jammed Equipment
LEAKING - Leaking
LOWPERF - Low Performance
NONOPER - Non-Operational
PHYDMGE - Physical Damage
UNSMELL - Unusual Smell
UNSMOKE - Unusual Smoke
Failure
MHVTCDET - Medium/High Voltage Transformer Cooling System Deteriorated
MHVTDET - Medium/High Voltage Transformer Deteriorated
MHVTHFL - Medium/High Voltage Transformer High Temperature Shutdown Circuit Failed
MHVTOCNT - Medium/High Voltage Transformer Oil Contaminated
Cause
ACCIDENT - Accident
ACCWEAR - Accelerated Wear
ACTGOD - Weather condition/Forces of nature or Act of God
CONTAM - Contamination
DEFASSET - Defective Asset
EXLOAD - Excessive Load
IMPRMNT - Improper Maintenance
INSLUBR - Insufficient Lubrication
LACKTRN - Lack of/ Inadequate Training
MISSCMP - Loose/ Missing Component
NRMWEAR - Normal Wear
OTHER - Other (specify)
PRINSTAL - Poor Installation
PROCISSU - Procedure Issue
UTLFAIL - Utility Failure
VNDLSM - Vandalism
WORNCMPT - Defective/ Worn Component
Action
ADJUSTD - Adjusted
DECOMM - Decommission
DECONTME - Decontaminate
DONOTHIN - Do Nothing
LUBRCTE - Lubricate
OTHER - Other (specify)
RECALBRT - Recalibrate
REMVOBT - Remove Obstruction
REPCMPT - Repair Component
REPLASS - Replace Asset
REPLCMPT - Replace Component
REPRASS - Repair Asset
UPGRADES - Upgrade
MNHOL - Manhole
Problem
ABNTEMP - Abnormal Temperature
CORROS - Corrosion
ELECTRIP - Electrical Trip Out
EXNOISE - Excessive Noise
EXVIBRTN - Excessive Vibration
JAMMEDEQ - Jammed Equipment
LEAKING - Leaking
LOWPERF - Low Performance
NONOPER - Non-Operational
PHYDMGE - Physical Damage
SAFETY - Safety
UNSMELL - Unusual Smell
UNSMOKE - Unusual Smoke
Failure
MHCOVDET - Manhole Cover Deteriorated
MHCOVMIS - Manhole Cover Missing
MHCRDET - Manhole cover and ring deteriorated
Cause
ACCIDENT - Accident
ACCWEAR - Accelerated Wear
ACTGOD - Weather condition/Forces of nature or Act of God
CONTAM - Contamination
CORRSION - Corrosion
DEFASSET - Defective Asset
EXLOAD - Excessive Load
IMPRMNT - Improper Maintenance
INSLUBR - Insufficient Lubrication
LACKTRN - Lack of/ Inadequate Training
MISSCMP - Loose/ Missing Component
NRMWEAR - Normal Wear
OTHER - Other (specify)
PRINSTAL - Poor Installation
PROCISSU - Procedure Issue
UTLFAIL - Utility Failure
VNDLSM - Vandalism
WORNCMPT - Defective/ Worn Component
Action
ADJUSTD - Adjusted
DECOMM - Decommission
DECONTME - Decontaminate
DONOTHIN - Do Nothing
LUBRCTE - Lubricate
OTHER - Other (specify)
RECALBRT - Recalibrate
REMVOBT - Remove Obstruction
REPCMPT - Repair Component
REPLACE - Replace
REPLASS - Replace Asset
REPLCMPT - Replace Component
REPRASS - Repair Asset
UPGRADES - Upgrade
MTRCONT - Motor Control Centers (MCC)
Problem
ABNTEMP - Abnormal Temperature
CORROS - Corrosion
ELECTRIP - Electrical Trip Out
EXNOISE - Excessive Noise
EXVIBRTN - Excessive Vibration
JAMMEDEQ - Jammed Equipment
LEAKING - Leaking
LOWPERF - Low Performance
NONOPER - Non-Operational
PHYDMGE - Physical Damage
UNSMELL - Unusual Smell
UNSMOKE - Unusual Smoke
Cause
ACCIDENT - Accident
ACCWEAR - Accelerated Wear
ACTGOD - Weather condition/Forces of nature or Act of God
CONTAM - Contamination
DEFASSET - Defective Asset
EXLOAD - Excessive Load
IMPRMNT - Improper Maintenance
INSLUBR - Insufficient Lubrication
LACKTRN - Lack of/ Inadequate Training
MISSCMP - Loose/ Missing Component
NRMWEAR - Normal Wear
OTHER - Other (specify)
PRINSTAL - Poor Installation
PROCISSU - Procedure Issue
UTLFAIL - Utility Failure
VNDLSM - Vandalism
WORNCMPT - Defective/ Worn Component
Action
ADJUSTD - Adjusted
DECOMM - Decommission
DECONTME - Decontaminate
DONOTHIN - Do Nothing
LUBRCTE - Lubricate
OTHER - Other (specify)
RECALBRT - Recalibrate
REMVOBT - Remove Obstruction
REPCMPT - Repair Component
REPLASS - Replace Asset
REPLCMPT - Replace Component
REPRASS - Repair Asset
UPGRADES - Upgrade
NONPTWTR - Non-Potable Water System
Problem
ABNTEMP - Abnormal Temperature
CORROS - Corrosion
ELECTRIP - Electrical Trip Out
EXNOISE - Excessive Noise
EXVIBRTN - Excessive Vibration
LEAKING - Leaking
LOWPERF - Low Performance
NONOPER - Non-Operational
PANLALRM - Panel Alarm (PLC)
Failure
FILTCLOG - Filter Clog
FILTDET - Filter deterioration
FILTHSDE - Filter Housing Deterioration
FLTSENFL - Float & Sensor Failure
NPWSDET - Natural Deterioration of the non potable water system
NPWSLEAK - water leakage of the non-potable water system
PUMPSEIZ - Pump Seized
PUMPSLDT - Pump Seal Deterioration
PVCPIPDT - PVC Piping Deterioration
SOLVLSTK - Solenoid Valve Stuck/ Jammed
TANKDET - Tank Deterioration
UVLGTDET - UV Lighting Deterioration
VALVJAMD - Valve Jammed
WORNMOTR - Worn Motor
Cause
ACCWEAR - Accelerated Wear
ACTGOD - Weather condition/Forces of nature or Act of God
CONTAM - Contamination
EXLOAD - Excessive Load
IMPRMNT - Improper Maintenance
MISSCMP - Loose/ Missing Component
WORNCMPT - Defective/ Worn Component
Action
ADJUSTD - Adjusted
DECOMM - Decommission
DECONTME - Decontaminate
LUBRCTE - Lubricate
RECALBRT - Recalibrate
REMOVE - Remove
REPAIR - Repair
OHDDR - Overhead Door
Problem
CORROS - Corrosion
ELECTRIP - Electrical Trip Out
EXNOISE - Excessive Noise
EXVIBRTN - Excessive Vibration
JAMMEDEQ - Jammed Equipment
NONOPER - Non-Operational
PHYDMGE - Physical Damage
UNSMELL - Unusual Smell
UNSMOKE - Unusual Smoke
Failure
CODEFAIL - Code Failure
DRSENSFL - Door Sensor Failures
ELECFAIL - Electrical Failure
MECFAIL - Mechanical Failure
MOTRFAIL - Motor Failure
OPRTERR - Operator Error
SYNCFAIL - Sync Failure
Cause
ACCIDENT - Accident
ACTGOD - Weather condition/Forces of nature or Act of God
DEFASSET - Defective Asset
IMPRMNT - Improper Maintenance
LACKTRN - Lack of/ Inadequate Training
MISSCMP - Loose/ Missing Component
WORNCMPT - Defective/ Worn Component
Action
ADJUSTD - Adjusted
RECALBRT - Recalibrate
REMVOBT - Remove Obstruction
REPAIR - Repair
REPLACE - Replace
UPGRADES - Upgrade
PEDWLK - Pedestrian Walkway
Problem
ABNTEMP - Abnormal Temperature
CORROS - Corrosion
ELECTRIP - Electrical Trip Out
EXNOISE - Excessive Noise
EXVIBRTN - Excessive Vibration
JAMMEDEQ - Jammed Equipment
LEAKING - Leaking
LOWPERF - Low Performance
NONOPER - Non-Operational
PHYDMGE - Physical Damage
UNSMELL - Unusual Smell
UNSMOKE - Unusual Smoke
Failure
PEDWDEG - Pedestrian walkway degraded
Cause
ACCIDENT - Accident
ACCWEAR - Accelerated Wear
ACTGOD - Weather condition/Forces of nature or Act of God
CONTAM - Contamination
DEFASSET - Defective Asset
EXLOAD - Excessive Load
IMPRMNT - Improper Maintenance
INSLUBR - Insufficient Lubrication
LACKTRN - Lack of/ Inadequate Training
MISSCMP - Loose/ Missing Component
NRMWEAR - Normal Wear
OTHER - Other (specify)
PRINSTAL - Poor Installation
PROCISSU - Procedure Issue
UTLFAIL - Utility Failure
VNDLSM - Vandalism
WORNCMPT - Defective/ Worn Component
Action
ADJUSTD - Adjusted
DECOMM - Decommission
DECONTME - Decontaminate
DONOTHIN - Do Nothing
LUBRCTE - Lubricate
OTHER - Other (specify)
RECALBRT - Recalibrate
REMVOBT - Remove Obstruction
REPCMPT - Repair Component
REPLASS - Replace Asset
REPLCMPT - Replace Component
REPRASS - Repair Asset
UPGRADES - Upgrade
PHTOSYS - Photovoltaic System
Problem
ABNTEMP - Abnormal Temperature
CORROS - Corrosion
ELECTRIP - Electrical Trip Out
EXNOISE - Excessive Noise
EXVIBRTN - Excessive Vibration
JAMMEDEQ - Jammed Equipment
LEAKING - Leaking
LOWPERF - Low Performance
NONOPER - Non-Operational
PHYDMGE - Physical Damage
UNSMELL - Unusual Smell
UNSMOKE - Unusual Smoke
Failure
PHTOCELL - Photovoltaic cell failed
PHTOCNTR - Inverter/control failed
PHTOCONT - Photovoltaic cells contaminated
PHTODET - Photovoltaic system deteriorated
PHTOEXP - Photovoltaic cells expired life
Cause
ACCIDENT - Accident
ACCWEAR - Accelerated Wear
ACTGOD - Weather condition/Forces of nature or Act of God
CONTAM - Contamination
DEFASSET - Defective Asset
EXLOAD - Excessive Load
IMPRMNT - Improper Maintenance
INSLUBR - Insufficient Lubrication
LACKTRN - Lack of/ Inadequate Training
MISSCMP - Loose/ Missing Component
NRMWEAR - Normal Wear
OTHER - Other (specify)
PRINSTAL - Poor Installation
PROCISSU - Procedure Issue
UTLFAIL - Utility Failure
VNDLSM - Vandalism
WORNCMPT - Defective/ Worn Component
Action
ADJUSTD - Adjusted
DECOMM - Decommission
DECONTME - Decontaminate
DONOTHIN - Do Nothing
LUBRCTE - Lubricate
OTHER - Other (specify)
RECALBRT - Recalibrate
REMVOBT - Remove Obstruction
REPCMPT - Repair Component
REPLASS - Replace Asset
REPLCMPT - Replace Component
REPRASS - Repair Asset
UPGRADES - Upgrade
PITJACK - Pit Jacks
Problem
ABNTEMP - Abnormal Temperature
CORROS - Corrosion
ELECTRIP - Electrical Trip Out
EXNOISE - Excessive Noise
EXVIBRTN - Excessive Vibration
JAMMEDEQ - Jammed Equipment
LEAKING - Leaking
LOWPERF - Low Performance
NONOPER - Non-Operational
PHYDMGE - Physical Damage
UNSMELL - Unusual Smell
UNSMOKE - Unusual Smoke
Failure
PJPDET - Natural Deterioration of pit jacks
PJPSEAL - Off center loads causing seal failure in pit jacks
PJPWR - Power Failure of pit jacks
Cause
ACCIDENT - Accident
ACCWEAR - Accelerated Wear
ACTGOD - Weather condition/Forces of nature or Act of God
CONTAM - Contamination
DEFASSET - Defective Asset
EXLOAD - Excessive Load
IMPRMNT - Improper Maintenance
INSLUBR - Insufficient Lubrication
LACKTRN - Lack of/ Inadequate Training
MISSCMP - Loose/ Missing Component
NRMWEAR - Normal Wear
OTHER - Other (specify)
PRINSTAL - Poor Installation
PROCISSU - Procedure Issue
UTLFAIL - Utility Failure
VNDLSM - Vandalism
WORNCMPT - Defective/ Worn Component
Action
ADJUSTD - Adjusted
DECOMM - Decommission
DECONTME - Decontaminate
DONOTHIN - Do Nothing
LUBRCTE - Lubricate
OTHER - Other (specify)
RECALBRT - Recalibrate
REMVOBT - Remove Obstruction
REPCMPT - Repair Component
REPLASS - Replace Asset
REPLCMPT - Replace Component
REPRASS - Repair Asset
UPGRADES - Upgrade
PKGAREA - Parking Area
Problem
ABNTEMP - Abnormal Temperature
CORROS - Corrosion
ELECTRIP - Electrical Trip Out
EXNOISE - Excessive Noise
EXVIBRTN - Excessive Vibration
JAMMEDEQ - Jammed Equipment
LEAKING - Leaking
LOWPERF - Low Performance
NONOPER - Non-Operational
PHYDMGE - Physical Damage
UNSMELL - Unusual Smell
UNSMOKE - Unusual Smoke
Failure
PKGADEG - Parking area degraded
Cause
ACCIDENT - Accident
ACCWEAR - Accelerated Wear
ACTGOD - Weather condition/Forces of nature or Act of God
CONTAM - Contamination
DEFASSET - Defective Asset
EXLOAD - Excessive Load
IMPRMNT - Improper Maintenance
INSLUBR - Insufficient Lubrication
LACKTRN - Lack of/ Inadequate Training
MISSCMP - Loose/ Missing Component
NRMWEAR - Normal Wear
OTHER - Other (specify)
PRINSTAL - Poor Installation
PROCISSU - Procedure Issue
UTLFAIL - Utility Failure
VNDLSM - Vandalism
WORNCMPT - Defective/ Worn Component
Action
ADJUSTD - Adjusted
DECOMM - Decommission
DECONTME - Decontaminate
DONOTHIN - Do Nothing
LUBRCTE - Lubricate
OTHER - Other (specify)
RECALBRT - Recalibrate
REMVOBT - Remove Obstruction
REPCMPT - Repair Component
REPLASS - Replace Asset
REPLCMPT - Replace Component
REPRASS - Repair Asset
UPGRADES - Upgrade
PLMBFXT - Plumbing Fixture
Problem
ABNTEMP - Abnormal Temperature
CORROS - Corrosion
ELECTRIP - Electrical Trip Out
EXNOISE - Excessive Noise
EXVIBRTN - Excessive Vibration
JAMMEDEQ - Jammed Equipment
LEAKING - Leaking
LOWPERF - Low Performance
NONOPER - Non-Operational
PHYDMGE - Physical Damage
UNSMELL - Unusual Smell
UNSMOKE - Unusual Smoke
Failure
PLFAFAIL - Plumbing fixtures automatic function failed
PLFDET - Plumbing fixture deteriorated
TUNDCONT - Tunnel drains contaminated
Cause
ACCIDENT - Accident
ACCWEAR - Accelerated Wear
ACTGOD - Weather condition/Forces of nature or Act of God
CONTAM - Contamination
DEFASSET - Defective Asset
EXLOAD - Excessive Load
IMPRMNT - Improper Maintenance
INSLUBR - Insufficient Lubrication
LACKTRN - Lack of/ Inadequate Training
MISSCMP - Loose/ Missing Component
NRMWEAR - Normal Wear
OTHER - Other (specify)
PRINSTAL - Poor Installation
PROCISSU - Procedure Issue
UTLFAIL - Utility Failure
VNDLSM - Vandalism
WORNCMPT - Defective/ Worn Component
Action
ADJUSTD - Adjusted
DECOMM - Decommission
DECONTME - Decontaminate
DONOTHIN - Do Nothing
LUBRCTE - Lubricate
OTHER - Other (specify)
RECALBRT - Recalibrate
REMVOBT - Remove Obstruction
REPCMPT - Repair Component
REPLASS - Replace Asset
REPLCMPT - Replace Component
REPRASS - Repair Asset
UPGRADES - Upgrade
PMP - Pump
Problem
ABNTEMP - Abnormal Temperature
CORROS - Corrosion
ELECTRIP - Electrical Trip Out
EXNOISE - Excessive Noise
EXVIBRTN - Excessive Vibration
JAMMEDEQ - Jammed Equipment
LEAKING - Leaking
LOWPERF - Low Performance
NONOPER - Non-Operational
UNSMELL - Unusual Smell
Failure
BARRFAIL - Barring Failure
HIGHAMPS - High Amps
INOTBCKG - Inlet/ Outlet Blockage
LOSECOMP - Loose Components (Bolts/ Clamps/ Hosing/ Etc.)
MISALGNM - Misalignment
MOTRFAIL - Motor Failure
PMPBILUB - Pump bearings insufficiently lubricated
PMPCDET - Pump components deteriorated or contaminated
WORNSDV - Worn Seals/ Diaphragm/ Veins
Cause
ACTGOD - Weather condition/Forces of nature or Act of God
CONTAM - Contamination
EXLOAD - Excessive Load
INSLUBR - Insufficient Lubrication
MISSCMP - Loose/ Missing Component
NRMWEAR - Normal Wear
PRINSTAL - Poor Installation
UTLFAIL - Utility Failure
WORNCMPT - Defective/ Worn Component
Action
ADJUSTD - Adjusted
CALLCNTR - Call Contractor
DECONTME - Decontaminate
LUBRCTE - Lubricate
REPAIR - Repair
REPLACE - Replace
UPGRADES - Upgrade
PRPTWLL - Parapet Wall
Problem
ABNTEMP - Abnormal Temperature
CORROS - Corrosion
ELECTRIP - Electrical Trip Out
EXNOISE - Excessive Noise
EXVIBRTN - Excessive Vibration
JAMMEDEQ - Jammed Equipment
LEAKING - Leaking
LOWPERF - Low Performance
NONOPER - Non-Operational
PHYDMGE - Physical Damage
UNSMELL - Unusual Smell
UNSMOKE - Unusual Smoke
Failure
PRWLDET - Parapet Wall deteriorated
RPRWLDET - Rooftop parapet wall deteriorated
Cause
ACCIDENT - Accident
ACCWEAR - Accelerated Wear
ACTGOD - Weather condition/Forces of nature or Act of God
CONTAM - Contamination
DEFASSET - Defective Asset
EXLOAD - Excessive Load
IMPRMNT - Improper Maintenance
INSLUBR - Insufficient Lubrication
LACKTRN - Lack of/ Inadequate Training
MISSCMP - Loose/ Missing Component
NRMWEAR - Normal Wear
OTHER - Other (specify)
PRINSTAL - Poor Installation
PROCISSU - Procedure Issue
UTLFAIL - Utility Failure
VNDLSM - Vandalism
WORNCMPT - Defective/ Worn Component
Action
ADJUSTD - Adjusted
DECOMM - Decommission
DECONTME - Decontaminate
DONOTHIN - Do Nothing
LUBRCTE - Lubricate
OTHER - Other (specify)
RECALBRT - Recalibrate
REMVOBT - Remove Obstruction
REPCMPT - Repair Component
REPLASS - Replace Asset
REPLCMPT - Replace Component
REPRASS - Repair Asset
UPGRADES - Upgrade
PRSSRWSH - Pressure Washer
Problem
ABNTEMP - Abnormal Temperature
CORROS - Corrosion
ELECTRIP - Electrical Trip Out
EXNOISE - Excessive Noise
EXVIBRTN - Excessive Vibration
JAMMEDEQ - Jammed Equipment
LEAKING - Leaking
LOWPERF - Low Performance
NONOPER - Non-Operational
UNSMELL - Unusual Smell
UNSMOKE - Unusual Smoke
Failure
FUSEDEF - Blown Fuse
GASBRNNO - Gas Burner Non-Operational
GASSUPLY - Gas Supply
GASTRNFL - Gas Train Failure
HEXTUBE - Heat Exchanger Tube
INFILTSC - Inlet Filter Screens Clogged
JAMNOZLN - Jammed Nozzle / Lines
LEAKHOSE - Leaking Hose / Lines
MOTROVLD - Motor Overload
PISTNVFL - Piston Valve Failure
PRESSDET - Natural Deterioration of pressure washer
PRESSELE - Electrical Faillure of pressure washer
PUMPFAIL - Pump Failure
WTRSPLLO - Water Supply (Lack Of)
Cause
CORRSION - Corrosion
IMPRMNT - Improper Maintenance
INSLUBR - Insufficient Lubrication
MISSCMP - Loose/ Missing Component
NRMWEAR - Normal Wear
OTHER - Other (specify)
PROCISSU - Procedure Issue
UTLFAIL - Utility Failure
WORNCMPT - Defective/ Worn Component
Action
ADJUSTD - Adjusted
CALLCNTR - Call Contractor
DECOMM - Decommission
DECONTME - Decontaminate
DONOTHIN - Do Nothing
LUBRCTE - Lubricate
REMVOBT - Remove Obstruction
REPAIR - Repair
REPLACE - Replace
PRTCOLFT - Portable Column Lift
Problem
ABNTEMP - Abnormal Temperature
ELECTRIP - Electrical Trip Out
JAMMEDEQ - Jammed Equipment
LEAKING - Leaking
LOWPERF - Low Performance
NSYNHIST - Non-Sync Of Hoist
PHYDMGE - Physical Damage
Failure
ACCIDENT - Accident
BATRFAIL - Battery Failure
DIRTYHOI - Dirty Hoist
HOIRUSTY - Hoist Rusty
HYDRFAIL - Hydraulic Failure
PCLDET - Natural Deterioration of portable column lift
PCLELEC - Electrical Faillure of portable column lift
SOFWFAIL - Software failure
TECHERR - Tech Error
Cause
ACCIDENT - Accident
CONTAM - Contamination
CORRSION - Corrosion
DAMAGE - Physical Damage
INSLUBR - Insufficient Lubrication
LACKTRN - Lack of/ Inadequate Training
MISSCMP - Loose/ Missing Component
NRMWEAR - Normal Wear
PROCISSU - Procedure Issue
Action
ADJUSTD - Adjusted
DECONTME - Decontaminate
DONOTHIN - Do Nothing
LUBRCTE - Lubricate
RECALBRT - Recalibrate
REMVOBT - Remove Obstruction
REPAIR - Repair
REPLACE - Replace
UPGRADES - Upgrade
PRTKARCP - Pressure Tank - Air Compressor
Problem
ABNTEMP - Abnormal Temperature
CORROS - Corrosion
LEAKING - Leaking
LOWPERF - Low Performance
NONOPER - Non-Operational
PHYDMGE - Physical Damage
UNSMELL - Unusual Smell
Failure
DRYRFAIL - Dryer Failure
PRTKFAIL - Pressure Tank-Air Compressor Failed
PRVFAIL - PRV (Pressure Release Valve) Failed
TNKSTRFL - Tank Structure Failed
WORNSEAL - Worn Seal
Cause
ACCIDENT - Accident
DEFASSET - Defective Asset
IMPRMNT - Improper Maintenance
NRMWEAR - Normal Wear
PROCISSU - Procedure Issue
UTLFAIL - Utility Failure
Action
DECOMM - Decommission
RECALBRT - Recalibrate
REPAIR - Repair
REPLACE - Replace
PRTSWSH - Parts Washer
Problem
CORROS - Corrosion
DOORNCLS - Door Won't Close
ELECTRIP - Electrical Trip Out
EXNOISE - Excessive Noise
EXVIBRTN - Excessive Vibration
LEAKING - Leaking
LOWPERF - Low Performance
NONOPER - Non-Operational
PHYDMGE - Physical Damage
UNSMELL - Unusual Smell
Failure
CLOGGDRN - Clogged Drain
CORRSTRC - Corroded Structure
DMGDSTRC - Damaged Structure
DOORCORR - Door Corrosion
MOTRFAIL - Motor Failure
NOZZCLOG - Nozzle Clogged
SWCHFAIL - Switch Failed
WORNSEAL - Worn Seal
WPUMPFL - Water Pump Failed
Cause
ACCIDENT - Accident
CONTAM - Contamination
MISSCMP - Loose/ Missing Component
NRMWEAR - Normal Wear
PROCISSU - Procedure Issue
WORNCMPT - Defective/ Worn Component
Action
ADJUSTD - Adjusted
LUBRCTE - Lubricate
RECALBRT - Recalibrate
REMVOBT - Remove Obstruction
REPAIR - Repair
REPLACE - Replace
UPGRADES - Upgrade
PSTINVLV - Post Indicator Valve
Problem
ABNTEMP - Abnormal Temperature
CORROS - Corrosion
ELECTRIP - Electrical Trip Out
EXNOISE - Excessive Noise
EXVIBRTN - Excessive Vibration
JAMMEDEQ - Jammed Equipment
LEAKING - Leaking
LOWPERF - Low Performance
NONOPER - Non-Operational
PHYDMGE - Physical Damage
UNSMELL - Unusual Smell
UNSMOKE - Unusual Smoke
Failure
FSVDET - Fire safety valve deteriorated
FSVFAIL - Fire safety valve failed
Cause
ACCIDENT - Accident
ACCWEAR - Accelerated Wear
ACTGOD - Weather condition/Forces of nature or Act of God
CONTAM - Contamination
DEFASSET - Defective Asset
EXLOAD - Excessive Load
IMPRMNT - Improper Maintenance
INSLUBR - Insufficient Lubrication
LACKTRN - Lack of/ Inadequate Training
MISSCMP - Loose/ Missing Component
NRMWEAR - Normal Wear
OTHER - Other (specify)
PRINSTAL - Poor Installation
PROCISSU - Procedure Issue
UTLFAIL - Utility Failure
VNDLSM - Vandalism
WORNCMPT - Defective/ Worn Component
Action
ADJUSTD - Adjusted
DECOMM - Decommission
DECONTME - Decontaminate
DONOTHIN - Do Nothing
LUBRCTE - Lubricate
OTHER - Other (specify)
RECALBRT - Recalibrate
REMVOBT - Remove Obstruction
REPCMPT - Repair Component
REPLASS - Replace Asset
REPLCMPT - Replace Component
REPRASS - Repair Asset
UPGRADES - Upgrade
RDWY - Roadway
Problem
ABNTEMP - Abnormal Temperature
CORROS - Corrosion
LEAKING - Leaking
LOWPERF - Low Performance
NONOPER - Non-Operational
PHYDMGE - Physical Damage
Failure
ASPHCRCK - Asphalt Cracking/ Pot Hole
ASPHLIFT - Asphalt Lifting
ASPSHIFT - Asphalt Shifting
CONCCRCK - Concrete Cracking
CONCJOIN - Concrete Joints
CONCSHFT - Concrete Shifting
CURBDMGD - Curb Damaged
ENDLIFE - End Of Life
FAEDMARK - Faded Marking
RDWYDEG - Roadway degraded
SPILL - Spill
Cause
ACCIDENT - Accident
ACCWEAR - Accelerated Wear
ACTGOD - Weather condition/Forces of nature or Act of God
CONTAM - Contamination
DEFASSET - Defective Asset
EXLOAD - Excessive Load
NRMWEAR - Normal Wear
PRINSTAL - Poor Installation
VNDLSM - Vandalism
Action
CALLCNTR - Call Contractor
DECONTME - Decontaminate
REMVOBT - Remove Obstruction
REPAIR - Repair
REPLACE - Replace
UPGRADES - Upgrade
RTNWLL - Retaining Wall
Problem
ABNTEMP - Abnormal Temperature
CORROS - Corrosion
ELECTRIP - Electrical Trip Out
EXNOISE - Excessive Noise
EXVIBRTN - Excessive Vibration
JAMMEDEQ - Jammed Equipment
LEAKING - Leaking
LOWPERF - Low Performance
NONOPER - Non-Operational
PHYDMGE - Physical Damage
UNSMELL - Unusual Smell
UNSMOKE - Unusual Smoke
Failure
CONRWDET - Concrete retaining wall deteriorated
CONRWSET - Concrete retaining wall settled
GRWSET - Gabion retaining wall settled
GWCRWCOR - Gabion wall cage retaining wall corroded
MRETWDET - Masonry retaining wall deteriorated
MRETWSET - Masonry retaining wall settled
RECRWDET - RECO retaining wall deteriorated
STLRWCOR - Steel retaining wall corroded
STLRWSET - Steel retaining wall settled
STNRWDET - Stone retaining wall deteriorated
STNRWSET - Stone retaining wall settled
STNSPDET - Stone slope protection deteriorated
TIMBWSET - Timber retaining wall settled
TIMRWROT - Timber retaining wall rotted
Cause
ACCIDENT - Accident
ACCWEAR - Accelerated Wear
ACTGOD - Weather condition/Forces of nature or Act of God
CONTAM - Contamination
DEFASSET - Defective Asset
EXLOAD - Excessive Load
IMPRMNT - Improper Maintenance
INSLUBR - Insufficient Lubrication
LACKTRN - Lack of/ Inadequate Training
MISSCMP - Loose/ Missing Component
NRMWEAR - Normal Wear
OTHER - Other (specify)
PRINSTAL - Poor Installation
PROCISSU - Procedure Issue
UTLFAIL - Utility Failure
VNDLSM - Vandalism
WORNCMPT - Defective/ Worn Component
Action
ADJUSTD - Adjusted
DECOMM - Decommission
DECONTME - Decontaminate
DONOTHIN - Do Nothing
LUBRCTE - Lubricate
OTHER - Other (specify)
RECALBRT - Recalibrate
REMVOBT - Remove Obstruction
REPCMPT - Repair Component
REPLASS - Replace Asset
REPLCMPT - Replace Component
REPRASS - Repair Asset
UPGRADES - Upgrade
SEP - Separator
Problem
ABNTEMP - Abnormal Temperature
ELECTRIP - Electrical Trip Out
JAMMEDEQ - Jammed Equipment
LEAKING - Leaking
LOWPERF - Low Performance
NONOPER - Non-Operational
PHYDMGE - Physical Damage
STRMCPTR - Stormceptor Oil Ingress Into The City Storm Water
UNSMELL - Unusual Smell
Failure
BLCKPIPE - Blocked Pipping
ELCMPFL - Electrical Component Failure
OILLVLFL - Oil Level Failure
SEPICDET - Separator internal components deteriorated
STLTNKDT - Steel Tank Deteriorated
STRSINGR - Stormceptor oil ingress into the city storm water
TNKCONT - Tank has excessive build-up of contaminants
Cause
ACCWEAR - Accelerated Wear
ACTGOD - Weather condition/Forces of nature or Act of God
CONTAM - Contamination
CORRSION - Corrosion
EXLOAD - Excessive Load
IMPRMNT - Improper Maintenance
MISSCMP - Loose/ Missing Component
NRMWEAR - Normal Wear
PROCISSU - Procedure Issue
WORNCMPT - Defective/ Worn Component
Action
CALLCNTR - Call Contractor
DECONTME - Decontaminate
RECALBRT - Recalibrate
REMVOBT - Remove Obstruction
REPAIR - Repair
REPLACE - Replace
UPGRADES - Upgrade
SEPTNK - Septic Tank
Problem
ABNTEMP - Abnormal Temperature
CORROS - Corrosion
ELECTRIP - Electrical Trip Out
EXNOISE - Excessive Noise
EXVIBRTN - Excessive Vibration
JAMMEDEQ - Jammed Equipment
LEAKING - Leaking
LOWPERF - Low Performance
NONOPER - Non-Operational
PHYDMGE - Physical Damage
UNSMELL - Unusual Smell
UNSMOKE - Unusual Smoke
Failure
STNKDET - Septic tank deteriorated
STNKOVER - Septic tank sludge over fill
Cause
ACCIDENT - Accident
ACCWEAR - Accelerated Wear
ACTGOD - Weather condition/Forces of nature or Act of God
CONTAM - Contamination
DEFASSET - Defective Asset
EXLOAD - Excessive Load
IMPRMNT - Improper Maintenance
INSLUBR - Insufficient Lubrication
LACKTRN - Lack of/ Inadequate Training
MISSCMP - Loose/ Missing Component
NRMWEAR - Normal Wear
OTHER - Other (specify)
PRINSTAL - Poor Installation
PROCISSU - Procedure Issue
UTLFAIL - Utility Failure
VNDLSM - Vandalism
WORNCMPT - Defective/ Worn Component
Action
ADJUSTD - Adjusted
DECOMM - Decommission
DECONTME - Decontaminate
DONOTHIN - Do Nothing
LUBRCTE - Lubricate
OTHER - Other (specify)
RECALBRT - Recalibrate
REMVOBT - Remove Obstruction
REPCMPT - Repair Component
REPLASS - Replace Asset
REPLCMPT - Replace Component
REPRASS - Repair Asset
UPGRADES - Upgrade
SHD - Shed
Problem
ABNTEMP - Abnormal Temperature
CORROS - Corrosion
ELECTRIP - Electrical Trip Out
EXNOISE - Excessive Noise
EXVIBRTN - Excessive Vibration
JAMMEDEQ - Jammed Equipment
LEAKING - Leaking
LOWPERF - Low Performance
NONOPER - Non-Operational
PHYDMGE - Physical Damage
UNSMELL - Unusual Smell
UNSMOKE - Unusual Smoke
Failure
SFNDDET - Shed foundation deteriorated
SHHTTIME - Shed heater operating at inappropriate time
SRFDET - Shed roof deteriorated
SSTRDET - Shed structure deteriorated
Cause
ACCIDENT - Accident
ACCWEAR - Accelerated Wear
ACTGOD - Weather condition/Forces of nature or Act of God
CONTAM - Contamination
DEFASSET - Defective Asset
EXLOAD - Excessive Load
IMPRMNT - Improper Maintenance
INSLUBR - Insufficient Lubrication
LACKTRN - Lack of/ Inadequate Training
MISSCMP - Loose/ Missing Component
NRMWEAR - Normal Wear
OTHER - Other (specify)
PRINSTAL - Poor Installation
PROCISSU - Procedure Issue
UTLFAIL - Utility Failure
VNDLSM - Vandalism
WORNCMPT - Defective/ Worn Component
Action
ADJUSTD - Adjusted
DECOMM - Decommission
DECONTME - Decontaminate
DONOTHIN - Do Nothing
LUBRCTE - Lubricate
OTHER - Other (specify)
RECALBRT - Recalibrate
REMVOBT - Remove Obstruction
REPCMPT - Repair Component
REPLASS - Replace Asset
REPLCMPT - Replace Component
REPRASS - Repair Asset
UPGRADES - Upgrade
SIGLGHT - Signal Light
Problem
ABNTEMP - Abnormal Temperature
CORROS - Corrosion
ELECTRIP - Electrical Trip Out
EXNOISE - Excessive Noise
EXVIBRTN - Excessive Vibration
JAMMEDEQ - Jammed Equipment
LEAKING - Leaking
LOWPERF - Low Performance
NONOPER - Non-Operational
PHYDMGE - Physical Damage
UNSMELL - Unusual Smell
UNSMOKE - Unusual Smoke
Failure
BATCONL - Battery connections loose
BATSULF - Battery plate sulfation buildup
BATTFAIL - Internal Battery Failure
CTLF - Controller failure
EINSULCK - Electrical insulation frayed or cracked
Cause
ACCIDENT - Accident
ACCWEAR - Accelerated Wear
ACTGOD - Weather condition/Forces of nature or Act of God
CONTAM - Contamination
DEFASSET - Defective Asset
EXLOAD - Excessive Load
IMPRMNT - Improper Maintenance
INSLUBR - Insufficient Lubrication
LACKTRN - Lack of/ Inadequate Training
MISSCMP - Loose/ Missing Component
NRMWEAR - Normal Wear
OTHER - Other (specify)
PRINSTAL - Poor Installation
PROCISSU - Procedure Issue
UTLFAIL - Utility Failure
VNDLSM - Vandalism
WORNCMPT - Defective/ Worn Component
Action
ADJUSTD - Adjusted
DECOMM - Decommission
DECONTME - Decontaminate
DONOTHIN - Do Nothing
LUBRCTE - Lubricate
OTHER - Other (specify)
RECALBRT - Recalibrate
REMVOBT - Remove Obstruction
REPCMPT - Repair Component
REPLASS - Replace Asset
REPLCMPT - Replace Component
REPRASS - Repair Asset
UPGRADES - Upgrade
SKYLGHT - Skylights
Problem
ABNTEMP - Abnormal Temperature
CORROS - Corrosion
ELECTRIP - Electrical Trip Out
EXNOISE - Excessive Noise
EXVIBRTN - Excessive Vibration
JAMMEDEQ - Jammed Equipment
LEAKING - Leaking
LOWPERF - Low Performance
NONOPER - Non-Operational
PHYDMGE - Physical Damage
UNSMELL - Unusual Smell
UNSMOKE - Unusual Smoke
Failure
SKYFIZZ - Fizzure/Natural Deterioration in skylights
Cause
ACCIDENT - Accident
ACCWEAR - Accelerated Wear
ACTGOD - Weather condition/Forces of nature or Act of God
CONTAM - Contamination
DEFASSET - Defective Asset
EXLOAD - Excessive Load
IMPRMNT - Improper Maintenance
INSLUBR - Insufficient Lubrication
LACKTRN - Lack of/ Inadequate Training
MISSCMP - Loose/ Missing Component
NRMWEAR - Normal Wear
OTHER - Other (specify)
PRINSTAL - Poor Installation
PROCISSU - Procedure Issue
UTLFAIL - Utility Failure
VNDLSM - Vandalism
WORNCMPT - Defective/ Worn Component
Action
ADJUSTD - Adjusted
DECOMM - Decommission
DECONTME - Decontaminate
DONOTHIN - Do Nothing
LUBRCTE - Lubricate
OTHER - Other (specify)
RECALBRT - Recalibrate
REMVOBT - Remove Obstruction
REPCMPT - Repair Component
REPLASS - Replace Asset
REPLCMPT - Replace Component
REPRASS - Repair Asset
UPGRADES - Upgrade
SLPDRF - Sloped Roof
Problem
ABNTEMP - Abnormal Temperature
CORROS - Corrosion
ELECTRIP - Electrical Trip Out
EXNOISE - Excessive Noise
EXVIBRTN - Excessive Vibration
JAMMEDEQ - Jammed Equipment
LEAKING - Leaking
LOWPERF - Low Performance
NONOPER - Non-Operational
PHYDMGE - Physical Damage
UNSMELL - Unusual Smell
UNSMOKE - Unusual Smoke
Failure
CAULKDMG - Caulking Damaged/ Missing
GUTTRDMG - Gutters Damaged
METLCPDG - Metal Capping Damaged
PLBVNTLS - Plumbing Vents Loose
PRCASTCN - Pre-Cast Concrete Broken Side Welds
RFPAINT - Roof Paint Peeled
ROOFCRCK - Roof Cracked
ROOFFAST - Roof Fasteners Loose/ Missing
ROOFFLSH - Roof Flashings Damaged
RSCHDEP - Roof structure, components, surface, or hardware deteriorated
SHNGLMIS - Shingles Loose / Missing
STLRFDET - Steel Roof Decks Deteriorated
TILERFLS - Tile Roof Loose/ Broken
WOODROT - Wood Deck Rotten/ Broken
Cause
ACCIDENT - Accident
ACCWEAR - Accelerated Wear
ACTGOD - Weather condition/Forces of nature or Act of God
CONTAM - Contamination
CORRSION - Corrosion
DEFASSET - Defective Asset
EXLOAD - Excessive Load
IMPRMNT - Improper Maintenance
INSLUBR - Insufficient Lubrication
LACKTRN - Lack of/ Inadequate Training
MISSCMP - Loose/ Missing Component
NRMWEAR - Normal Wear
OTHER - Other (specify)
PRINSTAL - Poor Installation
PROCISSU - Procedure Issue
UTLFAIL - Utility Failure
VNDLSM - Vandalism
WORNCMPT - Defective/ Worn Component
WTHRCND2 - Weather Condition (Wind)
Action
ADJUSTD - Adjusted
DECOMM - Decommission
DECONTME - Decontaminate
DONOTHIN - Do Nothing
LUBRCTE - Lubricate
OTHER - Other (specify)
RECALBRT - Recalibrate
REMVOBT - Remove Obstruction
REPAIR - Repair
REPCMPT - Repair Component
REPLASS - Replace Asset
REPLCMPT - Replace Component
REPRASS - Repair Asset
UPGRADES - Upgrade
SMPIT - Sump Pit
Problem
ABNTEMP - Abnormal Temperature
CORROS - Corrosion
ELECTRIP - Electrical Trip Out
EXNOISE - Excessive Noise
EXVIBRTN - Excessive Vibration
JAMMEDEQ - Jammed Equipment
LEAKING - Leaking
LOWPERF - Low Performance
NONOPER - Non-Operational
PHYDMGE - Physical Damage
UNSMELL - Unusual Smell
UNSMOKE - Unusual Smoke
Failure
SMPCONT - Sump pit contaminated with debris
SMPGDET - Sump pit/grating deteriorated
Cause
ACCIDENT - Accident
ACCWEAR - Accelerated Wear
ACTGOD - Weather condition/Forces of nature or Act of God
CONTAM - Contamination
DEFASSET - Defective Asset
EXLOAD - Excessive Load
IMPRMNT - Improper Maintenance
INSLUBR - Insufficient Lubrication
LACKTRN - Lack of/ Inadequate Training
MISSCMP - Loose/ Missing Component
NRMWEAR - Normal Wear
OTHER - Other (specify)
PRINSTAL - Poor Installation
PROCISSU - Procedure Issue
UTLFAIL - Utility Failure
VNDLSM - Vandalism
WORNCMPT - Defective/ Worn Component
Action
ADJUSTD - Adjusted
DECOMM - Decommission
DECONTME - Decontaminate
DONOTHIN - Do Nothing
LUBRCTE - Lubricate
OTHER - Other (specify)
RECALBRT - Recalibrate
REMVOBT - Remove Obstruction
REPCMPT - Repair Component
REPLASS - Replace Asset
REPLCMPT - Replace Component
REPRASS - Repair Asset
UPGRADES - Upgrade
SPLKTSTN - Spill Kits Station
Problem
ABNTEMP - Abnormal Temperature
CORROS - Corrosion
ELECTRIP - Electrical Trip Out
EXNOISE - Excessive Noise
EXVIBRTN - Excessive Vibration
JAMMEDEQ - Jammed Equipment
LEAKING - Leaking
LOWPERF - Low Performance
NONOPER - Non-Operational
PHYDMGE - Physical Damage
UNSMELL - Unusual Smell
UNSMOKE - Unusual Smoke
Failure
SKCDET - Spill kit components deteriorated
SKSSDET - Spill Kits Station seal deteriorated
Cause
ACCIDENT - Accident
ACCWEAR - Accelerated Wear
ACTGOD - Weather condition/Forces of nature or Act of God
CONTAM - Contamination
DEFASSET - Defective Asset
EXLOAD - Excessive Load
IMPRMNT - Improper Maintenance
INSLUBR - Insufficient Lubrication
LACKTRN - Lack of/ Inadequate Training
MISSCMP - Loose/ Missing Component
NRMWEAR - Normal Wear
OTHER - Other (specify)
PRINSTAL - Poor Installation
PROCISSU - Procedure Issue
UTLFAIL - Utility Failure
VNDLSM - Vandalism
WORNCMPT - Defective/ Worn Component
Action
ADJUSTD - Adjusted
DECOMM - Decommission
DECONTME - Decontaminate
DONOTHIN - Do Nothing
LUBRCTE - Lubricate
OTHER - Other (specify)
RECALBRT - Recalibrate
REMVOBT - Remove Obstruction
REPCMPT - Repair Component
REPLASS - Replace Asset
REPLCMPT - Replace Component
REPRASS - Repair Asset
UPGRADES - Upgrade
SPRNKSYS - Sprinkler System
Problem
ABNTEMP - Abnormal Temperature
CORROS - Corrosion
ELECTRIP - Electrical Trip Out
EXVIBRTN - Excessive Vibration
JAMMEDEQ - Jammed Equipment
LEAKING - Leaking
LOWPERF - Low Performance
NONOPER - Non-Operational
PHYDMGE - Physical Damage
Failure
SPKAFAIL - Sprinkler system water flow alarm device failed
SPKGDET - Sprinkler system gauges for dry systems deteriorated
SPKGFAIL - Sprinkler system gauges, control valves and main drain failed
SPKSDET - Sprinkler system deteriorated
SPKSFAIL - Sprinkler system failed
SPKSGDET - Sprinkler gauges for wet, deluge systems and preaction systems deteriorated
SPRNACFL - Sprinkler System Accelerator Failed
SPRNSCFL - Sprinkler System Compressor Failed
SPRNSHFL - Sprinkler System Head Failed
Cause
ACCIDENT - Accident
ACCWEAR - Accelerated Wear
ACTGOD - Weather condition/Forces of nature or Act of God
CONTAM - Contamination
EXLOAD - Excessive Load
IMPRMNT - Improper Maintenance
LACKTRN - Lack of/ Inadequate Training
MISSCMP - Loose/ Missing Component
PRINSTAL - Poor Installation
UTLFAIL - Utility Failure
VNDLSM - Vandalism
WORNCMPT - Defective/ Worn Component
Action
ADJUSTD - Adjusted
CALLCNTR - Call Contractor
DECOMM - Decommission
RECALBRT - Recalibrate
REMVOBT - Remove Obstruction
REPAIR - Repair
REPLACE - Replace
UPGRADES - Upgrade
SPSTRUCT - Superstructure (Structural Framing System - Above Grade)
Problem
ABNTEMP - Abnormal Temperature
CORROS - Corrosion
ELECTRIP - Electrical Trip Out
EXNOISE - Excessive Noise
EXVIBRTN - Excessive Vibration
JAMMEDEQ - Jammed Equipment
LEAKING - Leaking
LOWPERF - Low Performance
NONOPER - Non-Operational
PHYDMGE - Physical Damage
UNSMELL - Unusual Smell
UNSMOKE - Unusual Smoke
Failure
SMPSSDET - Superstructure deteriorated
Cause
ACCIDENT - Accident
ACCWEAR - Accelerated Wear
ACTGOD - Weather condition/Forces of nature or Act of God
CONTAM - Contamination
DEFASSET - Defective Asset
EXLOAD - Excessive Load
IMPRMNT - Improper Maintenance
INSLUBR - Insufficient Lubrication
LACKTRN - Lack of/ Inadequate Training
MISSCMP - Loose/ Missing Component
NRMWEAR - Normal Wear
OTHER - Other (specify)
PRINSTAL - Poor Installation
PROCISSU - Procedure Issue
UTLFAIL - Utility Failure
VNDLSM - Vandalism
WORNCMPT - Defective/ Worn Component
Action
ADJUSTD - Adjusted
DECOMM - Decommission
DECONTME - Decontaminate
DONOTHIN - Do Nothing
LUBRCTE - Lubricate
OTHER - Other (specify)
RECALBRT - Recalibrate
REMVOBT - Remove Obstruction
REPCMPT - Repair Component
REPLASS - Replace Asset
REPLCMPT - Replace Component
REPRASS - Repair Asset
UPGRADES - Upgrade
STORTNK - Storage Tank
Problem
ABNTEMP - Abnormal Temperature
CORROS - Corrosion
EXVIBRTN - Excessive Vibration
JAMMEDEQ - Jammed Equipment
LEAKING - Leaking
NONOPER - Non-Operational
PHYDMGE - Physical Damage
Failure
FLTNKHT - Failed Tank Heater
LEVELSFL - Level Sensor Failure
LOSSVACM - Loss Of Vacuum
OVRFSNSL - Over Fill Sensor Failure
SPILL - Spill
STTKDET - Storage tank deteriorated
TANKOFIL - Tank Overfilled
WICEAGST - Water/Ice Above Ground Storage Tank Deteriorated
Cause
ACCWEAR - Accelerated Wear
ACTGOD - Weather condition/Forces of nature or Act of God
CONTAM - Contamination
IMPRMNT - Improper Maintenance
INSLUBR - Insufficient Lubrication
LACKTRN - Lack of/ Inadequate Training
MISSCMP - Loose/ Missing Component
NRMWEAR - Normal Wear
PROCISSU - Procedure Issue
UTLFAIL - Utility Failure
VNDLSM - Vandalism
WORNCMPT - Defective/ Worn Component
Action
CALLCNTR - Call Contractor
DECOMM - Decommission
DECONTME - Decontaminate
RECALBRT - Recalibrate
REMVOBT - Remove Obstruction
REPAIR - Repair
REPLACE - Replace
UPGRADES - Upgrade
STRWY - Stairway
Problem
ABNTEMP - Abnormal Temperature
CORROS - Corrosion
ELECTRIP - Electrical Trip Out
EXNOISE - Excessive Noise
EXVIBRTN - Excessive Vibration
JAMMEDEQ - Jammed Equipment
LEAKING - Leaking
LOWPERF - Low Performance
NONOPER - Non-Operational
PHYDMGE - Physical Damage
UNSMELL - Unusual Smell
UNSMOKE - Unusual Smoke
Failure
PAINTPEL - Paint Peeling
STEPSDMG - Steps Damaged
STRWDET - Stairway stringers, treads, or landings deteriorated
STRWSTDT - Stairway Structure Deteriorated
TRDWORN - Treads Worn/Loose
Cause
ACCIDENT - Accident
ACCWEAR - Accelerated Wear
ACTGOD - Weather condition/Forces of nature or Act of God
CONTAM - Contamination
CORRSION - Corrosion
DEFASSET - Defective Asset
EXLOAD - Excessive Load
IMPRMNT - Improper Maintenance
INSLUBR - Insufficient Lubrication
LACKTRN - Lack of/ Inadequate Training
MISSCMP - Loose/ Missing Component
NRMWEAR - Normal Wear
OTHER - Other (specify)
PRINSTAL - Poor Installation
PROCISSU - Procedure Issue
UTLFAIL - Utility Failure
VNDLSM - Vandalism
WORNCMPT - Defective/ Worn Component
Action
ADJUSTD - Adjusted
DECOMM - Decommission
DECONTME - Decontaminate
DONOTHIN - Do Nothing
LUBRCTE - Lubricate
OTHER - Other (specify)
REAREP - Repair/replace
RECALBRT - Recalibrate
REMVOBT - Remove Obstruction
REPAIR - Repair
REPCMPT - Repair Component
REPLASS - Replace Asset
REPLCMPT - Replace Component
REPRASS - Repair Asset
UPGRADES - Upgrade
SWTBRD - Switchboard
Problem
ABNTEMP - Abnormal Temperature
CORROS - Corrosion
ELECTRIP - Electrical Trip Out
EXNOISE - Excessive Noise
EXVIBRTN - Excessive Vibration
JAMMEDEQ - Jammed Equipment
LEAKING - Leaking
LOWPERF - Low Performance
NONOPER - Non-Operational
PHYDMGE - Physical Damage
UNSMELL - Unusual Smell
UNSMOKE - Unusual Smoke
Failure
SWBFAIL - Switchboard failed
Cause
ACCIDENT - Accident
ACCWEAR - Accelerated Wear
ACTGOD - Weather condition/Forces of nature or Act of God
CONTAM - Contamination
DEFASSET - Defective Asset
EXLOAD - Excessive Load
IMPRMNT - Improper Maintenance
INSLUBR - Insufficient Lubrication
LACKTRN - Lack of/ Inadequate Training
MISSCMP - Loose/ Missing Component
NRMWEAR - Normal Wear
OTHER - Other (specify)
PRINSTAL - Poor Installation
PROCISSU - Procedure Issue
UTLFAIL - Utility Failure
VNDLSM - Vandalism
WORNCMPT - Defective/ Worn Component
Action
ADJUSTD - Adjusted
DECOMM - Decommission
DECONTME - Decontaminate
DONOTHIN - Do Nothing
LUBRCTE - Lubricate
OTHER - Other (specify)
RECALBRT - Recalibrate
REMVOBT - Remove Obstruction
REPCMPT - Repair Component
REPLASS - Replace Asset
REPLCMPT - Replace Component
REPRASS - Repair Asset
UPGRADES - Upgrade
TFLSYS - Transmission Fluid System
Problem
ABNTEMP - Abnormal Temperature
CORROS - Corrosion
ELECTRIP - Electrical Trip Out
EXNOISE - Excessive Noise
EXVIBRTN - Excessive Vibration
JAMMEDEQ - Jammed Equipment
LEAKING - Leaking
LOWPERF - Low Performance
NONOPER - Non-Operational
PHYDMGE - Physical Damage
UNSMELL - Unusual Smell
UNSMOKE - Unusual Smoke
Failure
TFSDET - Natural Deterioration of tranmission fluid system
TFSEXP - Explosion of transmission fluid system
TFSLEAK - Leakage of transmission fluid
Cause
ACCIDENT - Accident
ACCWEAR - Accelerated Wear
ACTGOD - Weather condition/Forces of nature or Act of God
CONTAM - Contamination
DEFASSET - Defective Asset
EXLOAD - Excessive Load
IMPRMNT - Improper Maintenance
INSLUBR - Insufficient Lubrication
LACKTRN - Lack of/ Inadequate Training
MISSCMP - Loose/ Missing Component
NRMWEAR - Normal Wear
OTHER - Other (specify)
PRINSTAL - Poor Installation
PROCISSU - Procedure Issue
UTLFAIL - Utility Failure
VNDLSM - Vandalism
WORNCMPT - Defective/ Worn Component
Action
ADJUSTD - Adjusted
DECOMM - Decommission
DECONTME - Decontaminate
DONOTHIN - Do Nothing
LUBRCTE - Lubricate
OTHER - Other (specify)
RECALBRT - Recalibrate
REMVOBT - Remove Obstruction
REPCMPT - Repair Component
REPLASS - Replace Asset
REPLCMPT - Replace Component
REPRASS - Repair Asset
UPGRADES - Upgrade
TRANTANK - Transmission tank
Problem
LEAKING - Leaking
PHYDMGE - Physical Damage
Failure
GLSTOVER - Glycol storage tank overfilled
STTKDET - Storage tank deteriorated
UTKDWDET - Underground double wall storage tank deteriorated
Cause
NRMWEAR - Normal Wear
PROCISSU - Procedure Issue
Action
ADJUSTD - Adjusted
REPRASS - Repair Asset
TRFCBARR - Traffic Barrier
Problem
ABNTEMP - Abnormal Temperature
CORROS - Corrosion
ELECTRIP - Electrical Trip Out
EXNOISE - Excessive Noise
EXVIBRTN - Excessive Vibration
JAMMEDEQ - Jammed Equipment
LEAKING - Leaking
LOWPERF - Low Performance
NONOPER - Non-Operational
PHYDMGE - Physical Damage
UNSMELL - Unusual Smell
UNSMOKE - Unusual Smoke
Failure
CONCCRK - Concrete Cracks
RLSTPOST - Rail Or Steel Post Damaged
ROTDMGWD - Rotting Or Damaged Wood
TRBRDET - Traffic barrier deteriorated
Cause
ACCIDENT - Accident
ACCWEAR - Accelerated Wear
ACTGOD - Weather condition/Forces of nature or Act of God
CONTAM - Contamination
CORRSION - Corrosion
DEFASSET - Defective Asset
EXLOAD - Excessive Load
IMPRMNT - Improper Maintenance
INSLUBR - Insufficient Lubrication
LACKTRN - Lack of/ Inadequate Training
MISSCMP - Loose/ Missing Component
NRMWEAR - Normal Wear
OTHER - Other (specify)
PRINSTAL - Poor Installation
PROCISSU - Procedure Issue
UTLFAIL - Utility Failure
VNDLSM - Vandalism
WORNCMPT - Defective/ Worn Component
Action
ADJUSTD - Adjusted
DECOMM - Decommission
DECONTME - Decontaminate
DONOTHIN - Do Nothing
LUBRCTE - Lubricate
OTHER - Other (specify)
REAREP - Repair/replace
RECALBRT - Recalibrate
REMVOBT - Remove Obstruction
REPCMPT - Repair Component
REPLASS - Replace Asset
REPLCMPT - Replace Component
REPRASS - Repair Asset
UPGRADES - Upgrade
TRNSFRSW - Transfer Switch
Problem
ABNTEMP - Abnormal Temperature
CORROS - Corrosion
ELECTRIP - Electrical Trip Out
EXNOISE - Excessive Noise
EXVIBRTN - Excessive Vibration
JAMMEDEQ - Jammed Equipment
LEAKING - Leaking
LOWPERF - Low Performance
NONOPER - Non-Operational
PHYDMGE - Physical Damage
UNSMELL - Unusual Smell
UNSMOKE - Unusual Smoke
Failure
TRSWDET - Transfer Switch Deteriorated
TRSWFAIL - Track Switch failure
Cause
ACCIDENT - Accident
ACCWEAR - Accelerated Wear
ACTGOD - Weather condition/Forces of nature or Act of God
CONTAM - Contamination
DEFASSET - Defective Asset
EXLOAD - Excessive Load
IMPRMNT - Improper Maintenance
INSLUBR - Insufficient Lubrication
LACKTRN - Lack of/ Inadequate Training
MISSCMP - Loose/ Missing Component
NRMWEAR - Normal Wear
OTHER - Other (specify)
PRINSTAL - Poor Installation
PROCISSU - Procedure Issue
UTLFAIL - Utility Failure
VNDLSM - Vandalism
WORNCMPT - Defective/ Worn Component
Action
ADJUSTD - Adjusted
DECOMM - Decommission
DECONTME - Decontaminate
DONOTHIN - Do Nothing
LUBRCTE - Lubricate
OTHER - Other (specify)
RECALBRT - Recalibrate
REMVOBT - Remove Obstruction
REPCMPT - Repair Component
REPLASS - Replace Asset
REPLCMPT - Replace Component
REPRASS - Repair Asset
UPGRADES - Upgrade
UTLMTR - Utility Meters
Problem
ABNTEMP - Abnormal Temperature
CORROS - Corrosion
ELECTRIP - Electrical Trip Out
EXNOISE - Excessive Noise
EXVIBRTN - Excessive Vibration
JAMMEDEQ - Jammed Equipment
LEAKING - Leaking
LOWPERF - Low Performance
NONOPER - Non-Operational
PHYDMGE - Physical Damage
UNSMELL - Unusual Smell
UNSMOKE - Unusual Smoke
Failure
UTLMFAIL - Utility meter failed
Cause
ACCIDENT - Accident
ACCWEAR - Accelerated Wear
ACTGOD - Weather condition/Forces of nature or Act of God
CONTAM - Contamination
DEFASSET - Defective Asset
EXLOAD - Excessive Load
IMPRMNT - Improper Maintenance
INSLUBR - Insufficient Lubrication
LACKTRN - Lack of/ Inadequate Training
MISSCMP - Loose/ Missing Component
NRMWEAR - Normal Wear
OTHER - Other (specify)
PRINSTAL - Poor Installation
PROCISSU - Procedure Issue
UTLFAIL - Utility Failure
VNDLSM - Vandalism
WORNCMPT - Defective/ Worn Component
Action
ADJUSTD - Adjusted
DECOMM - Decommission
DECONTME - Decontaminate
DONOTHIN - Do Nothing
LUBRCTE - Lubricate
OTHER - Other (specify)
RECALBRT - Recalibrate
REMVOBT - Remove Obstruction
REPCMPT - Repair Component
REPLASS - Replace Asset
REPLCMPT - Replace Component
REPRASS - Repair Asset
UPGRADES - Upgrade
VHCLECU - Vehicle Charging Unit
Problem
ABNTEMP - Abnormal Temperature
CORROS - Corrosion
ELECTRIP - Electrical Trip Out
EXNOISE - Excessive Noise
EXVIBRTN - Excessive Vibration
JAMMEDEQ - Jammed Equipment
LEAKING - Leaking
LOWPERF - Low Performance
NONOPER - Non-Operational
PHYDMGE - Physical Damage
UNSMELL - Unusual Smell
UNSMOKE - Unusual Smoke
Failure
VHCSDET - Vehicle Charging System Deteriorated
Cause
ACCIDENT - Accident
ACCWEAR - Accelerated Wear
ACTGOD - Weather condition/Forces of nature or Act of God
CONTAM - Contamination
DEFASSET - Defective Asset
EXLOAD - Excessive Load
IMPRMNT - Improper Maintenance
INSLUBR - Insufficient Lubrication
LACKTRN - Lack of/ Inadequate Training
MISSCMP - Loose/ Missing Component
NRMWEAR - Normal Wear
OTHER - Other (specify)
PRINSTAL - Poor Installation
PROCISSU - Procedure Issue
UTLFAIL - Utility Failure
VNDLSM - Vandalism
WORNCMPT - Defective/ Worn Component
Action
ADJUSTD - Adjusted
DECOMM - Decommission
DECONTME - Decontaminate
DONOTHIN - Do Nothing
LUBRCTE - Lubricate
OTHER - Other (specify)
RECALBRT - Recalibrate
REMVOBT - Remove Obstruction
REPCMPT - Repair Component
REPLASS - Replace Asset
REPLCMPT - Replace Component
REPRASS - Repair Asset
UPGRADES - Upgrade
WCOOLSYS - Waste Coolant System
Problem
ABNTEMP - Abnormal Temperature
CORROS - Corrosion
ELECTRIP - Electrical Trip Out
EXNOISE - Excessive Noise
EXVIBRTN - Excessive Vibration
JAMMEDEQ - Jammed Equipment
LEAKING - Leaking
LOWPERF - Low Performance
NONOPER - Non-Operational
PHYDMGE - Physical Damage
UNSMELL - Unusual Smell
UNSMOKE - Unusual Smoke
Failure
WCOOLCO - Combustion of waste coolant system
WCOOLDE - Waste Coolant System Natural Deterioration
WCOOLLE - Leakage of waste coolant
Cause
ACCIDENT - Accident
ACCWEAR - Accelerated Wear
ACTGOD - Weather condition/Forces of nature or Act of God
CONTAM - Contamination
DEFASSET - Defective Asset
EXLOAD - Excessive Load
IMPRMNT - Improper Maintenance
INSLUBR - Insufficient Lubrication
LACKTRN - Lack of/ Inadequate Training
MISSCMP - Loose/ Missing Component
NRMWEAR - Normal Wear
OTHER - Other (specify)
PRINSTAL - Poor Installation
PROCISSU - Procedure Issue
UTLFAIL - Utility Failure
VNDLSM - Vandalism
WORNCMPT - Defective/ Worn Component
Action
ADJUSTD - Adjusted
DECOMM - Decommission
DECONTME - Decontaminate
DONOTHIN - Do Nothing
LUBRCTE - Lubricate
OTHER - Other (specify)
RECALBRT - Recalibrate
REMVOBT - Remove Obstruction
REPCMPT - Repair Component
REPLASS - Replace Asset
REPLCMPT - Replace Component
REPRASS - Repair Asset
UPGRADES - Upgrade
WINDSYS - Window System
Problem
ABNTEMP - Abnormal Temperature
CORROS - Corrosion
ELECTRIP - Electrical Trip Out
EXNOISE - Excessive Noise
EXVIBRTN - Excessive Vibration
JAMMEDEQ - Jammed Equipment
LEAKING - Leaking
LOWPERF - Low Performance
NONOPER - Non-Operational
PHYDMGE - Physical Damage
UNSMELL - Unusual Smell
UNSMOKE - Unusual Smoke
Failure
WINDSDET - Window system deteriorated
Cause
ACCIDENT - Accident
ACCWEAR - Accelerated Wear
ACTGOD - Weather condition/Forces of nature or Act of God
CONTAM - Contamination
DEFASSET - Defective Asset
EXLOAD - Excessive Load
IMPRMNT - Improper Maintenance
INSLUBR - Insufficient Lubrication
LACKTRN - Lack of/ Inadequate Training
MISSCMP - Loose/ Missing Component
NRMWEAR - Normal Wear
OTHER - Other (specify)
PRINSTAL - Poor Installation
PROCISSU - Procedure Issue
UTLFAIL - Utility Failure
VNDLSM - Vandalism
WORNCMPT - Defective/ Worn Component
Action
ADJUSTD - Adjusted
DECOMM - Decommission
DECONTME - Decontaminate
DONOTHIN - Do Nothing
LUBRCTE - Lubricate
OTHER - Other (specify)
RECALBRT - Recalibrate
REMVOBT - Remove Obstruction
REPCMPT - Repair Component
REPLASS - Replace Asset
REPLCMPT - Replace Component
REPRASS - Repair Asset
UPGRADES - Upgrade
WNSHLWSH - Windshield Washer
Problem
ABNTEMP - Abnormal Temperature
CORROS - Corrosion
ELECTRIP - Electrical Trip Out
EXNOISE - Excessive Noise
EXVIBRTN - Excessive Vibration
JAMMEDEQ - Jammed Equipment
LEAKING - Leaking
LOWPERF - Low Performance
NONOPER - Non-Operational
PHYDMGE - Physical Damage
UNSMELL - Unusual Smell
UNSMOKE - Unusual Smoke
Failure
WWFSDET - Natural Deterioration of windshield washer fluid system
WWFSLEAK - Fluid leakage in windshield washer fluid system
Cause
ACCIDENT - Accident
ACCWEAR - Accelerated Wear
ACTGOD - Weather condition/Forces of nature or Act of God
CONTAM - Contamination
DEFASSET - Defective Asset
EXLOAD - Excessive Load
IMPRMNT - Improper Maintenance
INSLUBR - Insufficient Lubrication
LACKTRN - Lack of/ Inadequate Training
MISSCMP - Loose/ Missing Component
NRMWEAR - Normal Wear
OTHER - Other (specify)
PRINSTAL - Poor Installation
PROCISSU - Procedure Issue
UTLFAIL - Utility Failure
VNDLSM - Vandalism
WORNCMPT - Defective/ Worn Component
Action
ADJUSTD - Adjusted
DECOMM - Decommission
DECONTME - Decontaminate
DONOTHIN - Do Nothing
LUBRCTE - Lubricate
OTHER - Other (specify)
RECALBRT - Recalibrate
REMVOBT - Remove Obstruction
REPCMPT - Repair Component
REPLASS - Replace Asset
REPLCMPT - Replace Component
REPRASS - Repair Asset
UPGRADES - Upgrade
WOILSYS - Waste Oil System
Problem
ABNTEMP - Abnormal Temperature
CORROS - Corrosion
ELECTRIP - Electrical Trip Out
EXNOISE - Excessive Noise
EXVIBRTN - Excessive Vibration
JAMMEDEQ - Jammed Equipment
LEAKING - Leaking
LOWPERF - Low Performance
NONOPER - Non-Operational
PHYDMGE - Physical Damage
UNSMELL - Unusual Smell
UNSMOKE - Unusual Smoke
Failure
WOSDET - Natural Deterioration of waste oil system
WOSEXP - Explosion of waste oil system
WOSLEAK - waste oil leakage
Cause
ACCIDENT - Accident
ACCWEAR - Accelerated Wear
ACTGOD - Weather condition/Forces of nature or Act of God
CONTAM - Contamination
DEFASSET - Defective Asset
EXLOAD - Excessive Load
IMPRMNT - Improper Maintenance
INSLUBR - Insufficient Lubrication
LACKTRN - Lack of/ Inadequate Training
MISSCMP - Loose/ Missing Component
NRMWEAR - Normal Wear
OTHER - Other (specify)
PRINSTAL - Poor Installation
PROCISSU - Procedure Issue
UTLFAIL - Utility Failure
VNDLSM - Vandalism
WORNCMPT - Defective/ Worn Component
Action
ADJUSTD - Adjusted
DECOMM - Decommission
DECONTME - Decontaminate
DONOTHIN - Do Nothing
LUBRCTE - Lubricate
OTHER - Other (specify)
RECALBRT - Recalibrate
REMVOBT - Remove Obstruction
REPCMPT - Repair Component
REPLASS - Replace Asset
REPLCMPT - Replace Component
REPRASS - Repair Asset
UPGRADES - Upgrade
WSTCT - Waste Coolant tank
Problem
LEAKING - Leaking
PHYDMGE - Physical Damage
Failure
GLSTOVER - Glycol storage tank overfilled
STTKDET - Storage tank deteriorated
UTKDWDET - Underground double wall storage tank deteriorated
Cause
NRMWEAR - Normal Wear
PROCISSU - Procedure Issue
Action
ADJUSTD - Adjusted
REPRASS - Repair Asset
WSTOTANK - Waste Engine Oil tank
Problem
LEAKING - Leaking
PHYDMGE - Physical Damage
Failure
GLSTOVER - Glycol storage tank overfilled
STTKDET - Storage tank deteriorated
UTKDWDET - Underground double wall storage tank deteriorated
Cause
NRMWEAR - Normal Wear
PROCISSU - Procedure Issue
Action
ADJUSTD - Adjusted
REPRASS - Repair Asset
WSTWCOLS - Waste Water Collection System
Problem
ABNTEMP - Abnormal Temperature
CORROS - Corrosion
ELECTRIP - Electrical Trip Out
EXNOISE - Excessive Noise
EXVIBRTN - Excessive Vibration
JAMMEDEQ - Jammed Equipment
LEAKING - Leaking
LOWPERF - Low Performance
NONOPER - Non-Operational
PHYDMGE - Physical Damage
UNSMELL - Unusual Smell
UNSMOKE - Unusual Smoke
Failure
CTKILEV - Chemical Tanks Insufficient Levels
FWHLFAIL - Float Switch high level switch failed
SUPTCONT - Sump Pit Contaminated
TMIBDET - Tank mixer impeller blades deteriorated
WCSAFAIL - Waste vacuum system alarms failed
WTTKCONT - Water treatment tank Contaminated
WVCSDET - Waste Vacuum Control Room System Components deteriorated
WVSCDET - Waste Vacuum Station Components deteriorated
WVSDET - Waste Vacuum System deteriorated
WVSSFAIL - Waste vacuum system alarm sensors fail
WWCSCONT - Waste water collection system contaminated
WWCSMDET - Waste water collection system Mechanical Components Deteriorated
WWCSPDET - Waste water collection system control panel deteriorated
WWCSSDRF - Waste water collection system sensors calibration drifted
Cause
ACCIDENT - Accident
ACCWEAR - Accelerated Wear
ACTGOD - Weather condition/Forces of nature or Act of God
CONTAM - Contamination
DEFASSET - Defective Asset
EXLOAD - Excessive Load
IMPRMNT - Improper Maintenance
INSLUBR - Insufficient Lubrication
LACKTRN - Lack of/ Inadequate Training
MISSCMP - Loose/ Missing Component
NRMWEAR - Normal Wear
OTHER - Other (specify)
PRINSTAL - Poor Installation
PROCISSU - Procedure Issue
UTLFAIL - Utility Failure
VNDLSM - Vandalism
WORNCMPT - Defective/ Worn Component
Action
ADJUSTD - Adjusted
DECOMM - Decommission
DECONTME - Decontaminate
DONOTHIN - Do Nothing
LUBRCTE - Lubricate
OTHER - Other (specify)
RECALBRT - Recalibrate
REMVOBT - Remove Obstruction
REPCMPT - Repair Component
REPLASS - Replace Asset
REPLCMPT - Replace Component
REPRASS - Repair Asset
UPGRADES - Upgrade
WSTWLS - Waste Water Lift Station
Problem
ABNTEMP - Abnormal Temperature
CORROS - Corrosion
ELECTRIP - Electrical Trip Out
EXNOISE - Excessive Noise
EXVIBRTN - Excessive Vibration
JAMMEDEQ - Jammed Equipment
LEAKING - Leaking
LOWPERF - Low Performance
NONOPER - Non-Operational
PHYDMGE - Physical Damage
UNSMELL - Unusual Smell
UNSMOKE - Unusual Smoke
Failure
LSSPFAIL - Lift station standby pump failed
PMPBILUB - Pump bearings insufficiently lubricated
PSLSFAIL - Primary waste water lift station pump failed
WWLSLUB - Float lubrication insufficient
WWPCONT - Sanitation submersible pump contaminated
WWPIDDET - Float deteriorated
Cause
ACCIDENT - Accident
ACCWEAR - Accelerated Wear
ACTGOD - Weather condition/Forces of nature or Act of God
CONTAM - Contamination
DEFASSET - Defective Asset
EXLOAD - Excessive Load
IMPRMNT - Improper Maintenance
INSLUBR - Insufficient Lubrication
LACKTRN - Lack of/ Inadequate Training
MISSCMP - Loose/ Missing Component
NRMWEAR - Normal Wear
OTHER - Other (specify)
PRINSTAL - Poor Installation
PROCISSU - Procedure Issue
UTLFAIL - Utility Failure
VNDLSM - Vandalism
WORNCMPT - Defective/ Worn Component
Action
ADJUSTD - Adjusted
DECOMM - Decommission
DECONTME - Decontaminate
DONOTHIN - Do Nothing
LUBRCTE - Lubricate
OTHER - Other (specify)
RECALBRT - Recalibrate
REMVOBT - Remove Obstruction
REPCMPT - Repair Component
REPLASS - Replace Asset
REPLCMPT - Replace Component
REPRASS - Repair Asset
UPGRADES - Upgrade
WTRSFNR - Water Softener
Problem
ABNTEMP - Abnormal Temperature
CORROS - Corrosion
ELECTRIP - Electrical Trip Out
EXNOISE - Excessive Noise
EXVIBRTN - Excessive Vibration
JAMMEDEQ - Jammed Equipment
LEAKING - Leaking
LOWPERF - Low Performance
NONOPER - Non-Operational
PHYDMGE - Physical Damage
UNSMELL - Unusual Smell
UNSMOKE - Unusual Smoke
Failure
CTRVFAIL - Control valve failed
RPCFAIL - Regeneration process control failed
TNKLDET - Tank Liner Deteriorated
WTRSDET - Water softener resin deteriorated
Cause
ACCIDENT - Accident
ACCWEAR - Accelerated Wear
ACTGOD - Weather condition/Forces of nature or Act of God
CONTAM - Contamination
DEFASSET - Defective Asset
EXLOAD - Excessive Load
IMPRMNT - Improper Maintenance
INSLUBR - Insufficient Lubrication
LACKTRN - Lack of/ Inadequate Training
MISSCMP - Loose/ Missing Component
NRMWEAR - Normal Wear
OTHER - Other (specify)
PRINSTAL - Poor Installation
PROCISSU - Procedure Issue
UTLFAIL - Utility Failure
VNDLSM - Vandalism
WORNCMPT - Defective/ Worn Component
Action
ADJUSTD - Adjusted
DECOMM - Decommission
DECONTME - Decontaminate
DONOTHIN - Do Nothing
LUBRCTE - Lubricate
OTHER - Other (specify)
RECALBRT - Recalibrate
REMVOBT - Remove Obstruction
REPCMPT - Repair Component
REPLASS - Replace Asset
REPLCMPT - Replace Component
REPRASS - Repair Asset
UPGRADES - Upgrade
Context & Considerations
- Every work order reports on the Problem, Failure, Cause, and Action Code (FCAP).
- Every Asset Class can be assigned a set of FCAP codes that are specific to the asset class.
- If an asset requires values outside of the list defined below, Metrolinx will need to be engaged to make the necessary changes

## Closing Codes Tbl (hidden)
Asset Class Closing Codes Table
Asset Class | Class Description | Asset Class + Description | Closing Code | Closing Code Description | Closing Code + Description | Closing Code Type | Class ORG
ACCPLTF | Access Platform | ACCPLTF - Access Platform | ABNTEMP | Abnormal Temperature | ABNTEMP - Abnormal Temperature | Problem | BRT
ACCPLTF | Access Platform | ACCPLTF - Access Platform | CORROS | Corrosion | CORROS - Corrosion | Problem | BRT
ACCPLTF | Access Platform | ACCPLTF - Access Platform | ELECTRIP | Electrical Trip Out | ELECTRIP - Electrical Trip Out | Problem | BRT
ACCPLTF | Access Platform | ACCPLTF - Access Platform | EXNOISE | Excessive Noise | EXNOISE - Excessive Noise | Problem | BRT
ACCPLTF | Access Platform | ACCPLTF - Access Platform | EXVIBRTN | Excessive Vibration | EXVIBRTN - Excessive Vibration | Problem | BRT
ACCPLTF | Access Platform | ACCPLTF - Access Platform | JAMMEDEQ | Jammed Equipment | JAMMEDEQ - Jammed Equipment | Problem | BRT
ACCPLTF | Access Platform | ACCPLTF - Access Platform | LEAKING | Leaking | LEAKING - Leaking | Problem | BRT
ACCPLTF | Access Platform | ACCPLTF - Access Platform | LOWPERF | Low Performance | LOWPERF - Low Performance | Problem | BRT
ACCPLTF | Access Platform | ACCPLTF - Access Platform | NONOPER | Non-Operational | NONOPER - Non-Operational | Problem | BRT
ACCPLTF | Access Platform | ACCPLTF - Access Platform | PHYDMGE | Physical Damage | PHYDMGE - Physical Damage | Problem | BRT
ACCPLTF | Access Platform | ACCPLTF - Access Platform | UNSMELL | Unusual Smell | UNSMELL - Unusual Smell | Problem | BRT
ACCPLTF | Access Platform | ACCPLTF - Access Platform | UNSMOKE | Unusual Smoke | UNSMOKE - Unusual Smoke | Problem | BRT
ACCPLTF | Access Platform | ACCPLTF - Access Platform | ACCLSDET | Access Platform Structure Deteriorated | ACCLSDET - Access Platform Structure Deteriorated | Failure | BRT
ACCPLTF | Access Platform | ACCPLTF - Access Platform | ACCIDENT | Accident | ACCIDENT - Accident | Cause | BRT
ACCPLTF | Access Platform | ACCPLTF - Access Platform | ACCWEAR | Accelerated Wear | ACCWEAR - Accelerated Wear | Cause | BRT
ACCPLTF | Access Platform | ACCPLTF - Access Platform | ACTGOD | Weather condition/Forces of nature or Act of God | ACTGOD - Weather condition/Forces of nature or Act of God | Cause | BRT
ACCPLTF | Access Platform | ACCPLTF - Access Platform | CONTAM | Contamination | CONTAM - Contamination | Cause | BRT
ACCPLTF | Access Platform | ACCPLTF - Access Platform | DEFASSET | Defective Asset | DEFASSET - Defective Asset | Cause | BRT
ACCPLTF | Access Platform | ACCPLTF - Access Platform | EXLOAD | Excessive Load | EXLOAD - Excessive Load | Cause | BRT
ACCPLTF | Access Platform | ACCPLTF - Access Platform | IMPRMNT | Improper Maintenance | IMPRMNT - Improper Maintenance | Cause | BRT
ACCPLTF | Access Platform | ACCPLTF - Access Platform | INSLUBR | Insufficient Lubrication | INSLUBR - Insufficient Lubrication | Cause | BRT
ACCPLTF | Access Platform | ACCPLTF - Access Platform | LACKTRN | Lack of/ Inadequate Training | LACKTRN - Lack of/ Inadequate Training | Cause | BRT
ACCPLTF | Access Platform | ACCPLTF - Access Platform | MISSCMP | Loose/ Missing Component | MISSCMP - Loose/ Missing Component | Cause | BRT
ACCPLTF | Access Platform | ACCPLTF - Access Platform | NRMWEAR | Normal Wear | NRMWEAR - Normal Wear | Cause | BRT
ACCPLTF | Access Platform | ACCPLTF - Access Platform | OTHER | Other (specify) | OTHER - Other (specify) | Cause | BRT
ACCPLTF | Access Platform | ACCPLTF - Access Platform | PRINSTAL | Poor Installation | PRINSTAL - Poor Installation | Cause | BRT
ACCPLTF | Access Platform | ACCPLTF - Access Platform | PROCISSU | Procedure Issue | PROCISSU - Procedure Issue | Cause | BRT
ACCPLTF | Access Platform | ACCPLTF - Access Platform | UTLFAIL | Utility Failure | UTLFAIL - Utility Failure | Cause | BRT
ACCPLTF | Access Platform | ACCPLTF - Access Platform | VNDLSM | Vandalism | VNDLSM - Vandalism | Cause | BRT
ACCPLTF | Access Platform | ACCPLTF - Access Platform | WORNCMPT | Defective/ Worn Component | WORNCMPT - Defective/ Worn Component | Cause | BRT
ACCPLTF | Access Platform | ACCPLTF - Access Platform | ADJUSTD | Adjusted | ADJUSTD - Adjusted | Action | BRT
ACCPLTF | Access Platform | ACCPLTF - Access Platform | DECOMM | Decommission | DECOMM - Decommission | Action | BRT
ACCPLTF | Access Platform | ACCPLTF - Access Platform | DECONTME | Decontaminate | DECONTME - Decontaminate | Action | BRT
ACCPLTF | Access Platform | ACCPLTF - Access Platform | DONOTHIN | Do Nothing | DONOTHIN - Do Nothing | Action | BRT
ACCPLTF | Access Platform | ACCPLTF - Access Platform | LUBRCTE | Lubricate | LUBRCTE - Lubricate | Action | BRT
ACCPLTF | Access Platform | ACCPLTF - Access Platform | OTHER | Other (specify) | OTHER - Other (specify) | Action | BRT
ACCPLTF | Access Platform | ACCPLTF - Access Platform | RECALBRT | Recalibrate | RECALBRT - Recalibrate | Action | BRT
ACCPLTF | Access Platform | ACCPLTF - Access Platform | REMVOBT | Remove Obstruction | REMVOBT - Remove Obstruction | Action | BRT
ACCPLTF | Access Platform | ACCPLTF - Access Platform | REPCMPT | Repair Component | REPCMPT - Repair Component | Action | BRT
ACCPLTF | Access Platform | ACCPLTF - Access Platform | REPLASS | Replace Asset | REPLASS - Replace Asset | Action | BRT
ACCPLTF | Access Platform | ACCPLTF - Access Platform | REPLCMPT | Replace Component | REPLCMPT - Replace Component | Action | BRT
ACCPLTF | Access Platform | ACCPLTF - Access Platform | REPRASS | Repair Asset | REPRASS - Repair Asset | Action | BRT
ACCPLTF | Access Platform | ACCPLTF - Access Platform | UPGRADES | Upgrade | UPGRADES - Upgrade | Action | BRT
ARCMPRS | Air Compressor | ARCMPRS - Air Compressor | ABNTEMP | Abnormal Temperature | ABNTEMP - Abnormal Temperature | Problem | BRT
ARCMPRS | Air Compressor | ARCMPRS - Air Compressor | CORROS | Corrosion | CORROS - Corrosion | Problem | BRT
ARCMPRS | Air Compressor | ARCMPRS - Air Compressor | ELECTRIP | Electrical Trip Out | ELECTRIP - Electrical Trip Out | Problem | BRT
ARCMPRS | Air Compressor | ARCMPRS - Air Compressor | EXNOISE | Excessive Noise | EXNOISE - Excessive Noise | Problem | BRT
ARCMPRS | Air Compressor | ARCMPRS - Air Compressor | EXVIBRTN | Excessive Vibration | EXVIBRTN - Excessive Vibration | Problem | BRT
ARCMPRS | Air Compressor | ARCMPRS - Air Compressor | JAMMEDEQ | Jammed Equipment | JAMMEDEQ - Jammed Equipment | Problem | BRT
ARCMPRS | Air Compressor | ARCMPRS - Air Compressor | LEAKING | Leaking | LEAKING - Leaking | Problem | BRT
ARCMPRS | Air Compressor | ARCMPRS - Air Compressor | LOWPERF | Low Performance | LOWPERF - Low Performance | Problem | BRT
ARCMPRS | Air Compressor | ARCMPRS - Air Compressor | NONOPER | Non-Operational | NONOPER - Non-Operational | Problem | BRT
ARCMPRS | Air Compressor | ARCMPRS - Air Compressor | UNSMELL | Unusual Smell | UNSMELL - Unusual Smell | Problem | BRT
ARCMPRS | Air Compressor | ARCMPRS - Air Compressor | UNSMOKE | Unusual Smoke | UNSMOKE - Unusual Smoke | Problem | BRT
ARCMPRS | Air Compressor | ARCMPRS - Air Compressor | ACMCACC | Air compressor condensate accumulation | ACMCACC - Air compressor condensate accumulation | Failure | BRT
ARCMPRS | Air Compressor | ARCMPRS - Air Compressor | ACMCDET | Air compressor components deterioration | ACMCDET - Air compressor components deterioration | Failure | BRT
ARCMPRS | Air Compressor | ARCMPRS - Air Compressor | ACMIFCON | Air compressor intake filter contaminated | ACMIFCON - Air compressor intake filter contaminated | Failure | BRT
ARCMPRS | Air Compressor | ARCMPRS - Air Compressor | ACMODEP | Air compressor oil depleted | ACMODEP - Air compressor oil depleted | Failure | BRT
ARCMPRS | Air Compressor | ARCMPRS - Air Compressor | ACMPTDET | Air compressor pressure tank deteriorated | ACMPTDET - Air compressor pressure tank deteriorated | Failure | BRT
ARCMPRS | Air Compressor | ARCMPRS - Air Compressor | ACMPVFL | Air compressor pressure tank pressure relief valve failed | ACMPVFL - Air compressor pressure tank pressure relief valve failed | Failure | BRT
ARCMPRS | Air Compressor | ARCMPRS - Air Compressor | AIRCMPDF | Air Compressor Dryer Failure | AIRCMPDF - Air Compressor Dryer Failure | Failure | BRT
ARCMPRS | Air Compressor | ARCMPRS - Air Compressor | AIRCMPOH | Air Compressor Overheating | AIRCMPOH - Air Compressor Overheating | Failure | BRT
ARCMPRS | Air Compressor | ARCMPRS - Air Compressor | CONTAM | Contamination | CONTAM - Contamination | Cause | BRT
ARCMPRS | Air Compressor | ARCMPRS - Air Compressor | EXLOAD | Excessive Load | EXLOAD - Excessive Load | Cause | BRT
ARCMPRS | Air Compressor | ARCMPRS - Air Compressor | INSLUBR | Insufficient Lubrication | INSLUBR - Insufficient Lubrication | Cause | BRT
ARCMPRS | Air Compressor | ARCMPRS - Air Compressor | MISSCMP | Loose/ Missing Component | MISSCMP - Loose/ Missing Component | Cause | BRT
ARCMPRS | Air Compressor | ARCMPRS - Air Compressor | NRMWEAR | Normal Wear | NRMWEAR - Normal Wear | Cause | BRT
ARCMPRS | Air Compressor | ARCMPRS - Air Compressor | UTLFAIL | Utility Failure | UTLFAIL - Utility Failure | Cause | BRT
ARCMPRS | Air Compressor | ARCMPRS - Air Compressor | WORNCMPT | Defective/ Worn Component | WORNCMPT - Defective/ Worn Component | Cause | BRT
ARCMPRS | Air Compressor | ARCMPRS - Air Compressor | ADJUSTD | Adjusted | ADJUSTD - Adjusted | Action | BRT
ARCMPRS | Air Compressor | ARCMPRS - Air Compressor | CALLCNTR | Call Contractor | CALLCNTR - Call Contractor | Action | BRT
ARCMPRS | Air Compressor | ARCMPRS - Air Compressor | DECONTME | Decontaminate | DECONTME - Decontaminate | Action | BRT
ARCMPRS | Air Compressor | ARCMPRS - Air Compressor | LUBRCTE | Lubricate | LUBRCTE - Lubricate | Action | BRT
ARCMPRS | Air Compressor | ARCMPRS - Air Compressor | RECALBRT | Recalibrate | RECALBRT - Recalibrate | Action | BRT
ARCMPRS | Air Compressor | ARCMPRS - Air Compressor | REMVOBT | Remove Obstruction | REMVOBT - Remove Obstruction | Action | BRT
ARCMPRS | Air Compressor | ARCMPRS - Air Compressor | REPAIR | Repair | REPAIR - Repair | Action | BRT
ARCMPRS | Air Compressor | ARCMPRS - Air Compressor | REPLACE | Replace | REPLACE - Replace | Action | BRT
ARCONC | Air-Conditioning - Condenser | ARCONC - Air-Conditioning - Condenser | ABNTEMP | Abnormal Temperature | ABNTEMP - Abnormal Temperature | Problem | BRT
ARCONC | Air-Conditioning - Condenser | ARCONC - Air-Conditioning - Condenser | CORROS | Corrosion | CORROS - Corrosion | Problem | BRT
ARCONC | Air-Conditioning - Condenser | ARCONC - Air-Conditioning - Condenser | ELECTRIP | Electrical Trip Out | ELECTRIP - Electrical Trip Out | Problem | BRT
ARCONC | Air-Conditioning - Condenser | ARCONC - Air-Conditioning - Condenser | EXNOISE | Excessive Noise | EXNOISE - Excessive Noise | Problem | BRT
ARCONC | Air-Conditioning - Condenser | ARCONC - Air-Conditioning - Condenser | EXVIBRTN | Excessive Vibration | EXVIBRTN - Excessive Vibration | Problem | BRT
ARCONC | Air-Conditioning - Condenser | ARCONC - Air-Conditioning - Condenser | JAMMEDEQ | Jammed Equipment | JAMMEDEQ - Jammed Equipment | Problem | BRT
ARCONC | Air-Conditioning - Condenser | ARCONC - Air-Conditioning - Condenser | LEAKING | Leaking | LEAKING - Leaking | Problem | BRT
ARCONC | Air-Conditioning - Condenser | ARCONC - Air-Conditioning - Condenser | LOWPERF | Low Performance | LOWPERF - Low Performance | Problem | BRT
ARCONC | Air-Conditioning - Condenser | ARCONC - Air-Conditioning - Condenser | NONOPER | Non-Operational | NONOPER - Non-Operational | Problem | BRT
ARCONC | Air-Conditioning - Condenser | ARCONC - Air-Conditioning - Condenser | PHYDMGE | Physical Damage | PHYDMGE - Physical Damage | Problem | BRT
ARCONC | Air-Conditioning - Condenser | ARCONC - Air-Conditioning - Condenser | UNSMELL | Unusual Smell | UNSMELL - Unusual Smell | Problem | BRT
ARCONC | Air-Conditioning - Condenser | ARCONC - Air-Conditioning - Condenser | UNSMOKE | Unusual Smoke | UNSMOKE - Unusual Smoke | Problem | BRT
ARCONC | Air-Conditioning - Condenser | ARCONC - Air-Conditioning - Condenser | BASSETNG | BAS Setting | BASSETNG - BAS Setting | Failure | BRT
ARCONC | Air-Conditioning - Condenser | ARCONC - Air-Conditioning - Condenser | COMPFAIL | Component Failure | COMPFAIL - Component Failure | Failure | BRT
ARCONC | Air-Conditioning - Condenser | ARCONC - Air-Conditioning - Condenser | CONDCONT | Condenser vents, coil/fins contaminated | CONDCONT - Condenser vents, coil/fins contaminated | Failure | BRT
ARCONC | Air-Conditioning - Condenser | ARCONC - Air-Conditioning - Condenser | CONDDET | Condenser vents, coil/fins deteriorated | CONDDET - Condenser vents, coil/fins deteriorated | Failure | BRT
ARCONC | Air-Conditioning - Condenser | ARCONC - Air-Conditioning - Condenser | CONDLUB | Cooling Fan/Motor Assembly Insufficient Lubrication | CONDLUB - Cooling Fan/Motor Assembly Insufficient Lubrication | Failure | BRT
ARCONC | Air-Conditioning - Condenser | ARCONC - Air-Conditioning - Condenser | EXCSRUST | Excessive Rust | EXCSRUST - Excessive Rust | Failure | BRT
ARCONC | Air-Conditioning - Condenser | ARCONC - Air-Conditioning - Condenser | FANWORN | Fan/motor assembly worn | FANWORN - Fan/motor assembly worn | Failure | BRT
ARCONC | Air-Conditioning - Condenser | ARCONC - Air-Conditioning - Condenser | FILTRCLG | Filter Clogged | FILTRCLG - Filter Clogged | Failure | BRT
ARCONC | Air-Conditioning - Condenser | ARCONC - Air-Conditioning - Condenser | ACCWEAR | Accelerated Wear | ACCWEAR - Accelerated Wear | Cause | BRT
ARCONC | Air-Conditioning - Condenser | ARCONC - Air-Conditioning - Condenser | ACTGOD | Weather condition/Forces of nature or Act of God | ACTGOD - Weather condition/Forces of nature or Act of God | Cause | BRT
ARCONC | Air-Conditioning - Condenser | ARCONC - Air-Conditioning - Condenser | CONTAM | Contamination | CONTAM - Contamination | Cause | BRT
ARCONC | Air-Conditioning - Condenser | ARCONC - Air-Conditioning - Condenser | EXLOAD | Excessive Load | EXLOAD - Excessive Load | Cause | BRT
ARCONC | Air-Conditioning - Condenser | ARCONC - Air-Conditioning - Condenser | INSLUBR | Insufficient Lubrication | INSLUBR - Insufficient Lubrication | Cause | BRT
ARCONC | Air-Conditioning - Condenser | ARCONC - Air-Conditioning - Condenser | MISSCMP | Loose/ Missing Component | MISSCMP - Loose/ Missing Component | Cause | BRT
ARCONC | Air-Conditioning - Condenser | ARCONC - Air-Conditioning - Condenser | NRMWEAR | Normal Wear | NRMWEAR - Normal Wear | Cause | BRT
ARCONC | Air-Conditioning - Condenser | ARCONC - Air-Conditioning - Condenser | UTLFAIL | Utility Failure | UTLFAIL - Utility Failure | Cause | BRT
ARCONC | Air-Conditioning - Condenser | ARCONC - Air-Conditioning - Condenser | WORNCMPT | Defective/ Worn Component | WORNCMPT - Defective/ Worn Component | Cause | BRT
ARCONC | Air-Conditioning - Condenser | ARCONC - Air-Conditioning - Condenser | ADJUSTD | Adjusted | ADJUSTD - Adjusted | Action | BRT
ARCONC | Air-Conditioning - Condenser | ARCONC - Air-Conditioning - Condenser | CALLCNTR | Call Contractor | CALLCNTR - Call Contractor | Action | BRT
ARCONC | Air-Conditioning - Condenser | ARCONC - Air-Conditioning - Condenser | DECONTME | Decontaminate | DECONTME - Decontaminate | Action | BRT
ARCONC | Air-Conditioning - Condenser | ARCONC - Air-Conditioning - Condenser | RECALBRT | Recalibrate | RECALBRT - Recalibrate | Action | BRT
ARCONC | Air-Conditioning - Condenser | ARCONC - Air-Conditioning - Condenser | REPAIR | Repair | REPAIR - Repair | Action | BRT
ARCONC | Air-Conditioning - Condenser | ARCONC - Air-Conditioning - Condenser | REPLACE | Replace | REPLACE - Replace | Action | BRT
ARCONIE | Air-Conditioning - Indoor Evaporator | ARCONIE - Air-Conditioning - Indoor Evaporator | ABNTEMP | Abnormal Temperature | ABNTEMP - Abnormal Temperature | Problem | BRT
ARCONIE | Air-Conditioning - Indoor Evaporator | ARCONIE - Air-Conditioning - Indoor Evaporator | CORROS | Corrosion | CORROS - Corrosion | Problem | BRT
ARCONIE | Air-Conditioning - Indoor Evaporator | ARCONIE - Air-Conditioning - Indoor Evaporator | ELECTRIP | Electrical Trip Out | ELECTRIP - Electrical Trip Out | Problem | BRT
ARCONIE | Air-Conditioning - Indoor Evaporator | ARCONIE - Air-Conditioning - Indoor Evaporator | EXNOISE | Excessive Noise | EXNOISE - Excessive Noise | Problem | BRT
ARCONIE | Air-Conditioning - Indoor Evaporator | ARCONIE - Air-Conditioning - Indoor Evaporator | EXVIBRTN | Excessive Vibration | EXVIBRTN - Excessive Vibration | Problem | BRT
ARCONIE | Air-Conditioning - Indoor Evaporator | ARCONIE - Air-Conditioning - Indoor Evaporator | JAMMEDEQ | Jammed Equipment | JAMMEDEQ - Jammed Equipment | Problem | BRT
ARCONIE | Air-Conditioning - Indoor Evaporator | ARCONIE - Air-Conditioning - Indoor Evaporator | LEAKING | Leaking | LEAKING - Leaking | Problem | BRT
ARCONIE | Air-Conditioning - Indoor Evaporator | ARCONIE - Air-Conditioning - Indoor Evaporator | LOWPERF | Low Performance | LOWPERF - Low Performance | Problem | BRT
ARCONIE | Air-Conditioning - Indoor Evaporator | ARCONIE - Air-Conditioning - Indoor Evaporator | NONOPER | Non-Operational | NONOPER - Non-Operational | Problem | BRT
ARCONIE | Air-Conditioning - Indoor Evaporator | ARCONIE - Air-Conditioning - Indoor Evaporator | PHYDMGE | Physical Damage | PHYDMGE - Physical Damage | Problem | BRT
ARCONIE | Air-Conditioning - Indoor Evaporator | ARCONIE - Air-Conditioning - Indoor Evaporator | UNSMELL | Unusual Smell | UNSMELL - Unusual Smell | Problem | BRT
ARCONIE | Air-Conditioning - Indoor Evaporator | ARCONIE - Air-Conditioning - Indoor Evaporator | UNSMOKE | Unusual Smoke | UNSMOKE - Unusual Smoke | Problem | BRT
ARCONIE | Air-Conditioning - Indoor Evaporator | ARCONIE - Air-Conditioning - Indoor Evaporator | DBELTDET | Driver belt deteriorated | DBELTDET - Driver belt deteriorated | Failure | BRT
ARCONIE | Air-Conditioning - Indoor Evaporator | ARCONIE - Air-Conditioning - Indoor Evaporator | ECOILDET | Evaporator coil / evaporator structure deteriorated | ECOILDET - Evaporator coil / evaporator structure deteriorated | Failure | BRT
ARCONIE | Air-Conditioning - Indoor Evaporator | ARCONIE - Air-Conditioning - Indoor Evaporator | FILTDET | Filter deterioration | FILTDET - Filter deterioration | Failure | BRT
ARCONIE | Air-Conditioning - Indoor Evaporator | ARCONIE - Air-Conditioning - Indoor Evaporator | ACCIDENT | Accident | ACCIDENT - Accident | Cause | BRT
ARCONIE | Air-Conditioning - Indoor Evaporator | ARCONIE - Air-Conditioning - Indoor Evaporator | ACCWEAR | Accelerated Wear | ACCWEAR - Accelerated Wear | Cause | BRT
ARCONIE | Air-Conditioning - Indoor Evaporator | ARCONIE - Air-Conditioning - Indoor Evaporator | ACTGOD | Weather condition/Forces of nature or Act of God | ACTGOD - Weather condition/Forces of nature or Act of God | Cause | BRT
ARCONIE | Air-Conditioning - Indoor Evaporator | ARCONIE - Air-Conditioning - Indoor Evaporator | CONTAM | Contamination | CONTAM - Contamination | Cause | BRT
ARCONIE | Air-Conditioning - Indoor Evaporator | ARCONIE - Air-Conditioning - Indoor Evaporator | DEFASSET | Defective Asset | DEFASSET - Defective Asset | Cause | BRT
ARCONIE | Air-Conditioning - Indoor Evaporator | ARCONIE - Air-Conditioning - Indoor Evaporator | EXLOAD | Excessive Load | EXLOAD - Excessive Load | Cause | BRT
ARCONIE | Air-Conditioning - Indoor Evaporator | ARCONIE - Air-Conditioning - Indoor Evaporator | IMPRMNT | Improper Maintenance | IMPRMNT - Improper Maintenance | Cause | BRT
ARCONIE | Air-Conditioning - Indoor Evaporator | ARCONIE - Air-Conditioning - Indoor Evaporator | INSLUBR | Insufficient Lubrication | INSLUBR - Insufficient Lubrication | Cause | BRT
ARCONIE | Air-Conditioning - Indoor Evaporator | ARCONIE - Air-Conditioning - Indoor Evaporator | LACKTRN | Lack of/ Inadequate Training | LACKTRN - Lack of/ Inadequate Training | Cause | BRT
ARCONIE | Air-Conditioning - Indoor Evaporator | ARCONIE - Air-Conditioning - Indoor Evaporator | MISSCMP | Loose/ Missing Component | MISSCMP - Loose/ Missing Component | Cause | BRT
ARCONIE | Air-Conditioning - Indoor Evaporator | ARCONIE - Air-Conditioning - Indoor Evaporator | NRMWEAR | Normal Wear | NRMWEAR - Normal Wear | Cause | BRT
ARCONIE | Air-Conditioning - Indoor Evaporator | ARCONIE - Air-Conditioning - Indoor Evaporator | OTHER | Other (specify) | OTHER - Other (specify) | Cause | BRT
ARCONIE | Air-Conditioning - Indoor Evaporator | ARCONIE - Air-Conditioning - Indoor Evaporator | PRINSTAL | Poor Installation | PRINSTAL - Poor Installation | Cause | BRT
ARCONIE | Air-Conditioning - Indoor Evaporator | ARCONIE - Air-Conditioning - Indoor Evaporator | PROCISSU | Procedure Issue | PROCISSU - Procedure Issue | Cause | BRT
ARCONIE | Air-Conditioning - Indoor Evaporator | ARCONIE - Air-Conditioning - Indoor Evaporator | UTLFAIL | Utility Failure | UTLFAIL - Utility Failure | Cause | BRT
ARCONIE | Air-Conditioning - Indoor Evaporator | ARCONIE - Air-Conditioning - Indoor Evaporator | VNDLSM | Vandalism | VNDLSM - Vandalism | Cause | BRT
ARCONIE | Air-Conditioning - Indoor Evaporator | ARCONIE - Air-Conditioning - Indoor Evaporator | WORNCMPT | Defective/ Worn Component | WORNCMPT - Defective/ Worn Component | Cause | BRT
ARCONIE | Air-Conditioning - Indoor Evaporator | ARCONIE - Air-Conditioning - Indoor Evaporator | ADJUSTD | Adjusted | ADJUSTD - Adjusted | Action | BRT
ARCONIE | Air-Conditioning - Indoor Evaporator | ARCONIE - Air-Conditioning - Indoor Evaporator | DECOMM | Decommission | DECOMM - Decommission | Action | BRT
ARCONIE | Air-Conditioning - Indoor Evaporator | ARCONIE - Air-Conditioning - Indoor Evaporator | DECONTME | Decontaminate | DECONTME - Decontaminate | Action | BRT
ARCONIE | Air-Conditioning - Indoor Evaporator | ARCONIE - Air-Conditioning - Indoor Evaporator | DONOTHIN | Do Nothing | DONOTHIN - Do Nothing | Action | BRT
ARCONIE | Air-Conditioning - Indoor Evaporator | ARCONIE - Air-Conditioning - Indoor Evaporator | LUBRCTE | Lubricate | LUBRCTE - Lubricate | Action | BRT
ARCONIE | Air-Conditioning - Indoor Evaporator | ARCONIE - Air-Conditioning - Indoor Evaporator | OTHER | Other (specify) | OTHER - Other (specify) | Action | BRT
ARCONIE | Air-Conditioning - Indoor Evaporator | ARCONIE - Air-Conditioning - Indoor Evaporator | RECALBRT | Recalibrate | RECALBRT - Recalibrate | Action | BRT
ARCONIE | Air-Conditioning - Indoor Evaporator | ARCONIE - Air-Conditioning - Indoor Evaporator | REMVOBT | Remove Obstruction | REMVOBT - Remove Obstruction | Action | BRT
ARCONIE | Air-Conditioning - Indoor Evaporator | ARCONIE - Air-Conditioning - Indoor Evaporator | REPCMPT | Repair Component | REPCMPT - Repair Component | Action | BRT
ARCONIE | Air-Conditioning - Indoor Evaporator | ARCONIE - Air-Conditioning - Indoor Evaporator | REPLASS | Replace Asset | REPLASS - Replace Asset | Action | BRT
ARCONIE | Air-Conditioning - Indoor Evaporator | ARCONIE - Air-Conditioning - Indoor Evaporator | REPLCMPT | Replace Component | REPLCMPT - Replace Component | Action | BRT
ARCONIE | Air-Conditioning - Indoor Evaporator | ARCONIE - Air-Conditioning - Indoor Evaporator | REPRASS | Repair Asset | REPRASS - Repair Asset | Action | BRT
ARCONIE | Air-Conditioning - Indoor Evaporator | ARCONIE - Air-Conditioning - Indoor Evaporator | UPGRADES | Upgrade | UPGRADES - Upgrade | Action | BRT
ARHU | Air Handling Unit | ARHU - Air Handling Unit | ABNTEMP | Abnormal Temperature | ABNTEMP - Abnormal Temperature | Problem | BRT
ARHU | Air Handling Unit | ARHU - Air Handling Unit | CORROS | Corrosion | CORROS - Corrosion | Problem | BRT
ARHU | Air Handling Unit | ARHU - Air Handling Unit | ELECTRIP | Electrical Trip Out | ELECTRIP - Electrical Trip Out | Problem | BRT
ARHU | Air Handling Unit | ARHU - Air Handling Unit | EXNOISE | Excessive Noise | EXNOISE - Excessive Noise | Problem | BRT
ARHU | Air Handling Unit | ARHU - Air Handling Unit | EXVIBRTN | Excessive Vibration | EXVIBRTN - Excessive Vibration | Problem | BRT
ARHU | Air Handling Unit | ARHU - Air Handling Unit | JAMMEDEQ | Jammed Equipment | JAMMEDEQ - Jammed Equipment | Problem | BRT
ARHU | Air Handling Unit | ARHU - Air Handling Unit | LEAKING | Leaking | LEAKING - Leaking | Problem | BRT
ARHU | Air Handling Unit | ARHU - Air Handling Unit | LOWPERF | Low Performance | LOWPERF - Low Performance | Problem | BRT
ARHU | Air Handling Unit | ARHU - Air Handling Unit | NONOPER | Non-Operational | NONOPER - Non-Operational | Problem | BRT
ARHU | Air Handling Unit | ARHU - Air Handling Unit | PHYDMGE | Physical Damage | PHYDMGE - Physical Damage | Problem | BRT
ARHU | Air Handling Unit | ARHU - Air Handling Unit | UNSMELL | Unusual Smell | UNSMELL - Unusual Smell | Problem | BRT
ARHU | Air Handling Unit | ARHU - Air Handling Unit | UNSMOKE | Unusual Smoke | UNSMOKE - Unusual Smoke | Problem | BRT
ARHU | Air Handling Unit | ARHU - Air Handling Unit | AHUCOIL | Air Handling Unit (AHU) coils/fins contaminated | AHUCOIL - Air Handling Unit (AHU) coils/fins contaminated | Failure | BRT
ARHU | Air Handling Unit | ARHU - Air Handling Unit | AHUDET | Air Handling Unit (AHU) deteriorated | AHUDET - Air Handling Unit (AHU) deteriorated | Failure | BRT
ARHU | Air Handling Unit | ARHU - Air Handling Unit | AHUFAN | Air Handling Unit fan variable drive failed | AHUFAN - Air Handling Unit fan variable drive failed | Failure | BRT
ARHU | Air Handling Unit | ARHU - Air Handling Unit | AHUFILTR | AHU filters contaminated | AHUFILTR - AHU filters contaminated | Failure | BRT
ARHU | Air Handling Unit | ARHU - Air Handling Unit | AHUMTR | Motor/blower bearing insufficiently lubricated | AHUMTR - Motor/blower bearing insufficiently lubricated | Failure | BRT
ARHU | Air Handling Unit | ARHU - Air Handling Unit | BRCLGPIP | Broken /Clogged Pipping | BRCLGPIP - Broken /Clogged Pipping | Failure | BRT
ARHU | Air Handling Unit | ARHU - Air Handling Unit | CLOGDRIN | Clog Drain | CLOGDRIN - Clog Drain | Failure | BRT
ARHU | Air Handling Unit | ARHU - Air Handling Unit | DMPRSTCK | Damper Stuck | DMPRSTCK - Damper Stuck | Failure | BRT
ARHU | Air Handling Unit | ARHU - Air Handling Unit | ELECFAIL | Electrical Failure | ELECFAIL - Electrical Failure | Failure | BRT
ARHU | Air Handling Unit | ARHU - Air Handling Unit | HEXFAIL | Heat exchanger failed | HEXFAIL - Heat exchanger failed | Failure | BRT
ARHU | Air Handling Unit | ARHU - Air Handling Unit | LOSEWIRE | Loose Wire | LOSEWIRE - Loose Wire | Failure | BRT
ARHU | Air Handling Unit | ARHU - Air Handling Unit | MISALGNM | Misalignment | MISALGNM - Misalignment | Failure | BRT
ARHU | Air Handling Unit | ARHU - Air Handling Unit | MOTRFAIL | Motor Failure | MOTRFAIL - Motor Failure | Failure | BRT
ARHU | Air Handling Unit | ARHU - Air Handling Unit | SENRFAIL | Sensor Failure | SENRFAIL - Sensor Failure | Failure | BRT
ARHU | Air Handling Unit | ARHU - Air Handling Unit | WORNBELT | Worn Belt | WORNBELT - Worn Belt | Failure | BRT
ARHU | Air Handling Unit | ARHU - Air Handling Unit | WTHRDAMG | Weather Damage | WTHRDAMG - Weather Damage | Failure | BRT
ARHU | Air Handling Unit | ARHU - Air Handling Unit | ACCWEAR | Accelerated Wear | ACCWEAR - Accelerated Wear | Cause | BRT
ARHU | Air Handling Unit | ARHU - Air Handling Unit | ACTGOD | Weather condition/Forces of nature or Act of God | ACTGOD - Weather condition/Forces of nature or Act of God | Cause | BRT
ARHU | Air Handling Unit | ARHU - Air Handling Unit | CONTAM | Contamination | CONTAM - Contamination | Cause | BRT
ARHU | Air Handling Unit | ARHU - Air Handling Unit | DEFASSET | Defective Asset | DEFASSET - Defective Asset | Cause | BRT
ARHU | Air Handling Unit | ARHU - Air Handling Unit | EXLOAD | Excessive Load | EXLOAD - Excessive Load | Cause | BRT
ARHU | Air Handling Unit | ARHU - Air Handling Unit | INSLUBR | Insufficient Lubrication | INSLUBR - Insufficient Lubrication | Cause | BRT
ARHU | Air Handling Unit | ARHU - Air Handling Unit | MISSCMP | Loose/ Missing Component | MISSCMP - Loose/ Missing Component | Cause | BRT
ARHU | Air Handling Unit | ARHU - Air Handling Unit | NRMWEAR | Normal Wear | NRMWEAR - Normal Wear | Cause | BRT
ARHU | Air Handling Unit | ARHU - Air Handling Unit | PRINSTAL | Poor Installation | PRINSTAL - Poor Installation | Cause | BRT
ARHU | Air Handling Unit | ARHU - Air Handling Unit | UTLFAIL | Utility Failure | UTLFAIL - Utility Failure | Cause | BRT
ARHU | Air Handling Unit | ARHU - Air Handling Unit | WORNCMPT | Defective/ Worn Component | WORNCMPT - Defective/ Worn Component | Cause | BRT
ARHU | Air Handling Unit | ARHU - Air Handling Unit | ADJUSTD | Adjusted | ADJUSTD - Adjusted | Action | BRT
ARHU | Air Handling Unit | ARHU - Air Handling Unit | CALLCNTR | Call Contractor | CALLCNTR - Call Contractor | Action | BRT
ARHU | Air Handling Unit | ARHU - Air Handling Unit | DECOMM | Decommission | DECOMM - Decommission | Action | BRT
ARHU | Air Handling Unit | ARHU - Air Handling Unit | DECONTME | Decontaminate | DECONTME - Decontaminate | Action | BRT
ARHU | Air Handling Unit | ARHU - Air Handling Unit | LUBRCTE | Lubricate | LUBRCTE - Lubricate | Action | BRT
ARHU | Air Handling Unit | ARHU - Air Handling Unit | OTHER | Other (specify) | OTHER - Other (specify) | Action | BRT
ARHU | Air Handling Unit | ARHU - Air Handling Unit | RECALBRT | Recalibrate | RECALBRT - Recalibrate | Action | BRT
ARHU | Air Handling Unit | ARHU - Air Handling Unit | REMVOBT | Remove Obstruction | REMVOBT - Remove Obstruction | Action | BRT
ARHU | Air Handling Unit | ARHU - Air Handling Unit | REPAIR | Repair | REPAIR - Repair | Action | BRT
ARHU | Air Handling Unit | ARHU - Air Handling Unit | REPLACE | Replace | REPLACE - Replace | Action | BRT
ARHU | Air Handling Unit | ARHU - Air Handling Unit | UPGRADES | Upgrade | UPGRADES - Upgrade | Action | BRT
BFP | Backflow Prevention | BFP - Backflow Prevention | LEAKING | Leaking | LEAKING - Leaking | Problem | BRT
BFP | Backflow Prevention | BFP - Backflow Prevention | PHYDMGE | Physical Damage | PHYDMGE - Physical Damage | Problem | BRT
BFP | Backflow Prevention | BFP - Backflow Prevention | WRINGSKT | Worn Internal Gasket/Seal Kits | WRINGSKT - Worn Internal Gasket/Seal Kits | Failure | BRT
BFP | Backflow Prevention | BFP - Backflow Prevention | ACCIDENT | Accident | ACCIDENT - Accident | Cause | BRT
BFP | Backflow Prevention | BFP - Backflow Prevention | MISSCMP | Loose/ Missing Component | MISSCMP - Loose/ Missing Component | Cause | BRT
BFP | Backflow Prevention | BFP - Backflow Prevention | NRMWEAR | Normal Wear | NRMWEAR - Normal Wear | Cause | BRT
BFP | Backflow Prevention | BFP - Backflow Prevention | UTLFAIL | Utility Failure | UTLFAIL - Utility Failure | Cause | BRT
BFP | Backflow Prevention | BFP - Backflow Prevention | WORNCMPT | Defective/ Worn Component | WORNCMPT - Defective/ Worn Component | Cause | BRT
BFP | Backflow Prevention | BFP - Backflow Prevention | CALLCNTR | Call Contractor | CALLCNTR - Call Contractor | Action | BRT
BOILR | Boiler | BOILR - Boiler | ABNTEMP | Abnormal Temperature | ABNTEMP - Abnormal Temperature | Problem | BRT
BOILR | Boiler | BOILR - Boiler | CORROS | Corrosion | CORROS - Corrosion | Problem | BRT
BOILR | Boiler | BOILR - Boiler | ELECTRIP | Electrical Trip Out | ELECTRIP - Electrical Trip Out | Problem | BRT
BOILR | Boiler | BOILR - Boiler | EXNOISE | Excessive Noise | EXNOISE - Excessive Noise | Problem | BRT
BOILR | Boiler | BOILR - Boiler | EXVIBRTN | Excessive Vibration | EXVIBRTN - Excessive Vibration | Problem | BRT
BOILR | Boiler | BOILR - Boiler | LEAKING | Leaking | LEAKING - Leaking | Problem | BRT
BOILR | Boiler | BOILR - Boiler | LOWPERF | Low Performance | LOWPERF - Low Performance | Problem | BRT
BOILR | Boiler | BOILR - Boiler | NONOPER | Non-Operational | NONOPER - Non-Operational | Problem | BRT
BOILR | Boiler | BOILR - Boiler | RESDRAIN | Restricted Drainage | RESDRAIN - Restricted Drainage | Problem | BRT
BOILR | Boiler | BOILR - Boiler | UNSMELL | Unusual Smell | UNSMELL - Unusual Smell | Problem | BRT
BOILR | Boiler | BOILR - Boiler | UNSMOKE | Unusual Smoke | UNSMOKE - Unusual Smoke | Problem | BRT
BOILR | Boiler | BOILR - Boiler | BLCKINOT | Blocked Inlet/Outlet | BLCKINOT - Blocked Inlet/Outlet | Failure | BRT
BOILR | Boiler | BOILR - Boiler | BLRCCON | Boiler components contaminated | BLRCCON - Boiler components contaminated | Failure | BRT
BOILR | Boiler | BOILR - Boiler | BLRCDET | Boiler components deteriorated | BLRCDET - Boiler components deteriorated | Failure | BRT
BOILR | Boiler | BOILR - Boiler | BLRECFL | Boiler electronic controls failed | BLRECFL - Boiler electronic controls failed | Failure | BRT
BOILR | Boiler | BOILR - Boiler | BLRINCOM | Boiler incomplete combustion | BLRINCOM - Boiler incomplete combustion | Failure | BRT
BOILR | Boiler | BOILR - Boiler | BLRRVFL | Pressure relief valve failed | BLRRVFL - Pressure relief valve failed | Failure | BRT
BOILR | Boiler | BOILR - Boiler | BLRSDET | Boiler structure deteriorated | BLRSDET - Boiler structure deteriorated | Failure | BRT
BOILR | Boiler | BOILR - Boiler | BRKNPIPE | Broken Pipe | BRKNPIPE - Broken Pipe | Failure | BRT
BOILR | Boiler | BOILR - Boiler | BRKNVALV | Broken Valve | BRKNVALV - Broken Valve | Failure | BRT
BOILR | Boiler | BOILR - Boiler | CLOGGDRN | Clogged Drain | CLOGGDRN - Clogged Drain | Failure | BRT
BOILR | Boiler | BOILR - Boiler | DEFBURNR | Defective Burner | DEFBURNR - Defective Burner | Failure | BRT
BOILR | Boiler | BOILR - Boiler | SEIZMOTR | Seized Motor | SEIZMOTR - Seized Motor | Failure | BRT
BOILR | Boiler | BOILR - Boiler | WORNSEAL | Worn Seal | WORNSEAL - Worn Seal | Failure | BRT
BOILR | Boiler | BOILR - Boiler | WORNVALV | Worn Valve | WORNVALV - Worn Valve | Failure | BRT
BOILR | Boiler | BOILR - Boiler | ACCWEAR | Accelerated Wear | ACCWEAR - Accelerated Wear | Cause | BRT
BOILR | Boiler | BOILR - Boiler | CONTAM | Contamination | CONTAM - Contamination | Cause | BRT
BOILR | Boiler | BOILR - Boiler | DEFASSET | Defective Asset | DEFASSET - Defective Asset | Cause | BRT
BOILR | Boiler | BOILR - Boiler | MISSCMP | Loose/ Missing Component | MISSCMP - Loose/ Missing Component | Cause | BRT
BOILR | Boiler | BOILR - Boiler | NRMWEAR | Normal Wear | NRMWEAR - Normal Wear | Cause | BRT
BOILR | Boiler | BOILR - Boiler | PROCISSU | Procedure Issue | PROCISSU - Procedure Issue | Cause | BRT
BOILR | Boiler | BOILR - Boiler | UTLFAIL | Utility Failure | UTLFAIL - Utility Failure | Cause | BRT
BOILR | Boiler | BOILR - Boiler | WORNCMPT | Defective/ Worn Component | WORNCMPT - Defective/ Worn Component | Cause | BRT
BOILR | Boiler | BOILR - Boiler | ADJUSTD | Adjusted | ADJUSTD - Adjusted | Action | BRT
BOILR | Boiler | BOILR - Boiler | CALLCNTR | Call Contractor | CALLCNTR - Call Contractor | Action | BRT
BOILR | Boiler | BOILR - Boiler | DECOMM | Decommission | DECOMM - Decommission | Action | BRT
BOILR | Boiler | BOILR - Boiler | DECONTME | Decontaminate | DECONTME - Decontaminate | Action | BRT
BOILR | Boiler | BOILR - Boiler | RECALBRT | Recalibrate | RECALBRT - Recalibrate | Action | BRT
BOILR | Boiler | BOILR - Boiler | REMVOBT | Remove Obstruction | REMVOBT - Remove Obstruction | Action | BRT
BOILR | Boiler | BOILR - Boiler | REPAIR | Repair | REPAIR - Repair | Action | BRT
BOILR | Boiler | BOILR - Boiler | REPLACE | Replace | REPLACE - Replace | Action | BRT
BOLRD | Bollard | BOLRD - Bollard | CORROS | Corrosion | CORROS - Corrosion | Problem | BRT
BOLRD | Bollard | BOLRD - Bollard | PHYDMGE | Physical Damage | PHYDMGE - Physical Damage | Problem | BRT
BOLRD | Bollard | BOLRD - Bollard | BOLLDET | Bollard Deteriorated | BOLLDET - Bollard Deteriorated | Failure | BRT
BOLRD | Bollard | BOLRD - Bollard | ACCIDENT | Accident | ACCIDENT - Accident | Cause | BRT
BOLRD | Bollard | BOLRD - Bollard | ACTGOD | Weather condition/Forces of nature or Act of God | ACTGOD - Weather condition/Forces of nature or Act of God | Cause | BRT
BOLRD | Bollard | BOLRD - Bollard | LACKTRN | Lack of/ Inadequate Training | LACKTRN - Lack of/ Inadequate Training | Cause | BRT
BOLRD | Bollard | BOLRD - Bollard | REPAIR | Repair | REPAIR - Repair | Action | BRT
BOLRD | Bollard | BOLRD - Bollard | REPLACE | Replace | REPLACE - Replace | Action | BRT
BOLRD | Bollard | BOLRD - Bollard | REPLASS | Replace Asset | REPLASS - Replace Asset | Action | BRT
BPEMERGL | Battery Powered Emergency Lighting and Exit Lighting | BPEMERGL - Battery Powered Emergency Lighting and Exit Lighting | CORROS | Corrosion | CORROS - Corrosion | Problem | BRT
BPEMERGL | Battery Powered Emergency Lighting and Exit Lighting | BPEMERGL - Battery Powered Emergency Lighting and Exit Lighting | ELECTRIP | Electrical Trip Out | ELECTRIP - Electrical Trip Out | Problem | BRT
BPEMERGL | Battery Powered Emergency Lighting and Exit Lighting | BPEMERGL - Battery Powered Emergency Lighting and Exit Lighting | LIGHTNWR | Light Not Working | LIGHTNWR - Light Not Working | Problem | BRT
BPEMERGL | Battery Powered Emergency Lighting and Exit Lighting | BPEMERGL - Battery Powered Emergency Lighting and Exit Lighting | NONOPER | Non-Operational | NONOPER - Non-Operational | Problem | BRT
BPEMERGL | Battery Powered Emergency Lighting and Exit Lighting | BPEMERGL - Battery Powered Emergency Lighting and Exit Lighting | PHYDMGE | Physical Damage | PHYDMGE - Physical Damage | Problem | BRT
BPEMERGL | Battery Powered Emergency Lighting and Exit Lighting | BPEMERGL - Battery Powered Emergency Lighting and Exit Lighting | UNSMELL | Unusual Smell | UNSMELL - Unusual Smell | Problem | BRT
BPEMERGL | Battery Powered Emergency Lighting and Exit Lighting | BPEMERGL - Battery Powered Emergency Lighting and Exit Lighting | UNSMOKE | Unusual Smoke | UNSMOKE - Unusual Smoke | Problem | BRT
BPEMERGL | Battery Powered Emergency Lighting and Exit Lighting | BPEMERGL - Battery Powered Emergency Lighting and Exit Lighting | BTRYEXSL | Battery Exceed Service Life | BTRYEXSL - Battery Exceed Service Life | Failure | BRT
BPEMERGL | Battery Powered Emergency Lighting and Exit Lighting | BPEMERGL - Battery Powered Emergency Lighting and Exit Lighting | EELFAIL | Emergency Exit lighting Failed | EELFAIL - Emergency Exit lighting Failed | Failure | BRT
BPEMERGL | Battery Powered Emergency Lighting and Exit Lighting | BPEMERGL - Battery Powered Emergency Lighting and Exit Lighting | EMLDET | Battery Powered Emergency lighting and Exit Lighting Deteriorated | EMLDET - Battery Powered Emergency lighting and Exit Lighting Deteriorated | Failure | BRT
BPEMERGL | Battery Powered Emergency Lighting and Exit Lighting | BPEMERGL - Battery Powered Emergency Lighting and Exit Lighting | EMLFAIL | Battery Powered Emergency Lighting Failed | EMLFAIL - Battery Powered Emergency Lighting Failed | Failure | BRT
BPEMERGL | Battery Powered Emergency Lighting and Exit Lighting | BPEMERGL - Battery Powered Emergency Lighting and Exit Lighting | LGBLBBRN | Light Bulb Burnt | LGBLBBRN - Light Bulb Burnt | Failure | BRT
BPEMERGL | Battery Powered Emergency Lighting and Exit Lighting | BPEMERGL - Battery Powered Emergency Lighting and Exit Lighting | LIGHTHIT | Light Hit | LIGHTHIT - Light Hit | Failure | BRT
BPEMERGL | Battery Powered Emergency Lighting and Exit Lighting | BPEMERGL - Battery Powered Emergency Lighting and Exit Lighting | ACCIDENT | Accident | ACCIDENT - Accident | Cause | BRT
BPEMERGL | Battery Powered Emergency Lighting and Exit Lighting | BPEMERGL - Battery Powered Emergency Lighting and Exit Lighting | DEFASSET | Defective Asset | DEFASSET - Defective Asset | Cause | BRT
BPEMERGL | Battery Powered Emergency Lighting and Exit Lighting | BPEMERGL - Battery Powered Emergency Lighting and Exit Lighting | NRMWEAR | Normal Wear | NRMWEAR - Normal Wear | Cause | BRT
BPEMERGL | Battery Powered Emergency Lighting and Exit Lighting | BPEMERGL - Battery Powered Emergency Lighting and Exit Lighting | UTLFAIL | Utility Failure | UTLFAIL - Utility Failure | Cause | BRT
BPEMERGL | Battery Powered Emergency Lighting and Exit Lighting | BPEMERGL - Battery Powered Emergency Lighting and Exit Lighting | WORNCMPT | Defective/ Worn Component | WORNCMPT - Defective/ Worn Component | Cause | BRT
BPEMERGL | Battery Powered Emergency Lighting and Exit Lighting | BPEMERGL - Battery Powered Emergency Lighting and Exit Lighting | DECONTME | Decontaminate | DECONTME - Decontaminate | Action | BRT
BPEMERGL | Battery Powered Emergency Lighting and Exit Lighting | BPEMERGL - Battery Powered Emergency Lighting and Exit Lighting | REMVOBT | Remove Obstruction | REMVOBT - Remove Obstruction | Action | BRT
BPEMERGL | Battery Powered Emergency Lighting and Exit Lighting | BPEMERGL - Battery Powered Emergency Lighting and Exit Lighting | REPAIR | Repair | REPAIR - Repair | Action | BRT
BPEMERGL | Battery Powered Emergency Lighting and Exit Lighting | BPEMERGL - Battery Powered Emergency Lighting and Exit Lighting | REPLACE | Replace | REPLACE - Replace | Action | BRT
BUSWSH | Bus Wash System | BUSWSH - Bus Wash System | ABNTEMP | Abnormal Temperature | ABNTEMP - Abnormal Temperature | Problem | BRT
BUSWSH | Bus Wash System | BUSWSH - Bus Wash System | CORROS | Corrosion | CORROS - Corrosion | Problem | BRT
BUSWSH | Bus Wash System | BUSWSH - Bus Wash System | ELECTRIP | Electrical Trip Out | ELECTRIP - Electrical Trip Out | Problem | BRT
BUSWSH | Bus Wash System | BUSWSH - Bus Wash System | EXNOISE | Excessive Noise | EXNOISE - Excessive Noise | Problem | BRT
BUSWSH | Bus Wash System | BUSWSH - Bus Wash System | EXVIBRTN | Excessive Vibration | EXVIBRTN - Excessive Vibration | Problem | BRT
BUSWSH | Bus Wash System | BUSWSH - Bus Wash System | JAMMEDEQ | Jammed Equipment | JAMMEDEQ - Jammed Equipment | Problem | BRT
BUSWSH | Bus Wash System | BUSWSH - Bus Wash System | LEAKING | Leaking | LEAKING - Leaking | Problem | BRT
BUSWSH | Bus Wash System | BUSWSH - Bus Wash System | LOWPERF | Low Performance | LOWPERF - Low Performance | Problem | BRT
BUSWSH | Bus Wash System | BUSWSH - Bus Wash System | NONOPER | Non-Operational | NONOPER - Non-Operational | Problem | BRT
BUSWSH | Bus Wash System | BUSWSH - Bus Wash System | PHYDMGE | Physical Damage | PHYDMGE - Physical Damage | Problem | BRT
BUSWSH | Bus Wash System | BUSWSH - Bus Wash System | UNSMELL | Unusual Smell | UNSMELL - Unusual Smell | Problem | BRT
BUSWSH | Bus Wash System | BUSWSH - Bus Wash System | UNSMOKE | Unusual Smoke | UNSMOKE - Unusual Smoke | Problem | BRT
BUSWSH | Bus Wash System | BUSWSH - Bus Wash System | BRKNBRSH | Broken Brush | BRKNBRSH - Broken Brush | Failure | BRT
BUSWSH | Bus Wash System | BUSWSH - Bus Wash System | BRKNGRBX | Broken Gear Box Motor | BRKNGRBX - Broken Gear Box Motor | Failure | BRT
BUSWSH | Bus Wash System | BUSWSH - Bus Wash System | BRKNSNSR | Broken/ Out Of Alignment Sensors | BRKNSNSR - Broken/ Out Of Alignment Sensors | Failure | BRT
BUSWSH | Bus Wash System | BUSWSH - Bus Wash System | CLOGDRIN | Clog Drain | CLOGDRIN - Clog Drain | Failure | BRT
BUSWSH | Bus Wash System | BUSWSH - Bus Wash System | CLOGNOZL | Clog Nozzles | CLOGNOZL - Clog Nozzles | Failure | BRT
BUSWSH | Bus Wash System | BUSWSH - Bus Wash System | FUSEDEF | Blown Fuse | FUSEDEF - Blown Fuse | Failure | BRT
BUSWSH | Bus Wash System | BUSWSH - Bus Wash System | PUMPFAIL | Pump Failure | PUMPFAIL - Pump Failure | Failure | BRT
BUSWSH | Bus Wash System | BUSWSH - Bus Wash System | SOFWFAIL | Software failure | SOFWFAIL - Software failure | Failure | BRT
BUSWSH | Bus Wash System | BUSWSH - Bus Wash System | VFDDRVFL | VFD Drive Failure | VFDDRVFL - VFD Drive Failure | Failure | BRT
BUSWSH | Bus Wash System | BUSWSH - Bus Wash System | WASHDET | Deterioration of the bus wash system | WASHDET - Deterioration of the bus wash system | Failure | BRT
BUSWSH | Bus Wash System | BUSWSH - Bus Wash System | WASHPWR | Power Failure of the bus wash system | WASHPWR - Power Failure of the bus wash system | Failure | BRT
BUSWSH | Bus Wash System | BUSWSH - Bus Wash System | WTRDISFL | Pipe/Water Distribution Failure/ Damaged | WTRDISFL - Pipe/Water Distribution Failure/ Damaged | Failure | BRT
BUSWSH | Bus Wash System | BUSWSH - Bus Wash System | ACCIDENT | Accident | ACCIDENT - Accident | Cause | BRT
BUSWSH | Bus Wash System | BUSWSH - Bus Wash System | ACCWEAR | Accelerated Wear | ACCWEAR - Accelerated Wear | Cause | BRT
BUSWSH | Bus Wash System | BUSWSH - Bus Wash System | CONTAM | Contamination | CONTAM - Contamination | Cause | BRT
BUSWSH | Bus Wash System | BUSWSH - Bus Wash System | EXLOAD | Excessive Load | EXLOAD - Excessive Load | Cause | BRT
BUSWSH | Bus Wash System | BUSWSH - Bus Wash System | IMPRMNT | Improper Maintenance | IMPRMNT - Improper Maintenance | Cause | BRT
BUSWSH | Bus Wash System | BUSWSH - Bus Wash System | INSLUBR | Insufficient Lubrication | INSLUBR - Insufficient Lubrication | Cause | BRT
BUSWSH | Bus Wash System | BUSWSH - Bus Wash System | LACKTRN | Lack of/ Inadequate Training | LACKTRN - Lack of/ Inadequate Training | Cause | BRT
BUSWSH | Bus Wash System | BUSWSH - Bus Wash System | MISSCMP | Loose/ Missing Component | MISSCMP - Loose/ Missing Component | Cause | BRT
BUSWSH | Bus Wash System | BUSWSH - Bus Wash System | NRMWEAR | Normal Wear | NRMWEAR - Normal Wear | Cause | BRT
BUSWSH | Bus Wash System | BUSWSH - Bus Wash System | PRINSTAL | Poor Installation | PRINSTAL - Poor Installation | Cause | BRT
BUSWSH | Bus Wash System | BUSWSH - Bus Wash System | PROCISSU | Procedure Issue | PROCISSU - Procedure Issue | Cause | BRT
BUSWSH | Bus Wash System | BUSWSH - Bus Wash System | UTLFAIL | Utility Failure | UTLFAIL - Utility Failure | Cause | BRT
BUSWSH | Bus Wash System | BUSWSH - Bus Wash System | WORNCMPT | Defective/ Worn Component | WORNCMPT - Defective/ Worn Component | Cause | BRT
BUSWSH | Bus Wash System | BUSWSH - Bus Wash System | ADJUSTD | Adjusted | ADJUSTD - Adjusted | Action | BRT
BUSWSH | Bus Wash System | BUSWSH - Bus Wash System | DECONTME | Decontaminate | DECONTME - Decontaminate | Action | BRT
BUSWSH | Bus Wash System | BUSWSH - Bus Wash System | LUBRCTE | Lubricate | LUBRCTE - Lubricate | Action | BRT
BUSWSH | Bus Wash System | BUSWSH - Bus Wash System | RECALBRT | Recalibrate | RECALBRT - Recalibrate | Action | BRT
BUSWSH | Bus Wash System | BUSWSH - Bus Wash System | REMVOBT | Remove Obstruction | REMVOBT - Remove Obstruction | Action | BRT
BUSWSH | Bus Wash System | BUSWSH - Bus Wash System | REPAIR | Repair | REPAIR - Repair | Action | BRT
BUSWSH | Bus Wash System | BUSWSH - Bus Wash System | REPLACE | Replace | REPLACE - Replace | Action | BRT
BUSWSH | Bus Wash System | BUSWSH - Bus Wash System | UPGRADES | Upgrade | UPGRADES - Upgrade | Action | BRT
CHCKVLV | Check Valve (>100mm) | CHCKVLV - Check Valve (>100mm) | ABNTEMP | Abnormal Temperature | ABNTEMP - Abnormal Temperature | Problem | BRT
CHCKVLV | Check Valve (>100mm) | CHCKVLV - Check Valve (>100mm) | CORROS | Corrosion | CORROS - Corrosion | Problem | BRT
CHCKVLV | Check Valve (>100mm) | CHCKVLV - Check Valve (>100mm) | ELECTRIP | Electrical Trip Out | ELECTRIP - Electrical Trip Out | Problem | BRT
CHCKVLV | Check Valve (>100mm) | CHCKVLV - Check Valve (>100mm) | EXNOISE | Excessive Noise | EXNOISE - Excessive Noise | Problem | BRT
CHCKVLV | Check Valve (>100mm) | CHCKVLV - Check Valve (>100mm) | EXVIBRTN | Excessive Vibration | EXVIBRTN - Excessive Vibration | Problem | BRT
CHCKVLV | Check Valve (>100mm) | CHCKVLV - Check Valve (>100mm) | JAMMEDEQ | Jammed Equipment | JAMMEDEQ - Jammed Equipment | Problem | BRT
CHCKVLV | Check Valve (>100mm) | CHCKVLV - Check Valve (>100mm) | LEAKING | Leaking | LEAKING - Leaking | Problem | BRT
CHCKVLV | Check Valve (>100mm) | CHCKVLV - Check Valve (>100mm) | LOWPERF | Low Performance | LOWPERF - Low Performance | Problem | BRT
CHCKVLV | Check Valve (>100mm) | CHCKVLV - Check Valve (>100mm) | NONOPER | Non-Operational | NONOPER - Non-Operational | Problem | BRT
CHCKVLV | Check Valve (>100mm) | CHCKVLV - Check Valve (>100mm) | PHYDMGE | Physical Damage | PHYDMGE - Physical Damage | Problem | BRT
CHCKVLV | Check Valve (>100mm) | CHCKVLV - Check Valve (>100mm) | UNSMELL | Unusual Smell | UNSMELL - Unusual Smell | Problem | BRT
CHCKVLV | Check Valve (>100mm) | CHCKVLV - Check Valve (>100mm) | UNSMOKE | Unusual Smoke | UNSMOKE - Unusual Smoke | Problem | BRT
CHCKVLV | Check Valve (>100mm) | CHCKVLV - Check Valve (>100mm) | CVALCON | Check Valve contaminated | CVALCON - Check Valve contaminated | Failure | BRT
CHCKVLV | Check Valve (>100mm) | CHCKVLV - Check Valve (>100mm) | CVALFAIL | Check valve failed | CVALFAIL - Check valve failed | Failure | BRT
CHCKVLV | Check Valve (>100mm) | CHCKVLV - Check Valve (>100mm) | CVALWORN | Check Valve components worn | CVALWORN - Check Valve components worn | Failure | BRT
CHCKVLV | Check Valve (>100mm) | CHCKVLV - Check Valve (>100mm) | ACCIDENT | Accident | ACCIDENT - Accident | Cause | BRT
CHCKVLV | Check Valve (>100mm) | CHCKVLV - Check Valve (>100mm) | ACCWEAR | Accelerated Wear | ACCWEAR - Accelerated Wear | Cause | BRT
CHCKVLV | Check Valve (>100mm) | CHCKVLV - Check Valve (>100mm) | ACTGOD | Weather condition/Forces of nature or Act of God | ACTGOD - Weather condition/Forces of nature or Act of God | Cause | BRT
CHCKVLV | Check Valve (>100mm) | CHCKVLV - Check Valve (>100mm) | CONTAM | Contamination | CONTAM - Contamination | Cause | BRT
CHCKVLV | Check Valve (>100mm) | CHCKVLV - Check Valve (>100mm) | DEFASSET | Defective Asset | DEFASSET - Defective Asset | Cause | BRT
CHCKVLV | Check Valve (>100mm) | CHCKVLV - Check Valve (>100mm) | EXLOAD | Excessive Load | EXLOAD - Excessive Load | Cause | BRT
CHCKVLV | Check Valve (>100mm) | CHCKVLV - Check Valve (>100mm) | IMPRMNT | Improper Maintenance | IMPRMNT - Improper Maintenance | Cause | BRT
CHCKVLV | Check Valve (>100mm) | CHCKVLV - Check Valve (>100mm) | INSLUBR | Insufficient Lubrication | INSLUBR - Insufficient Lubrication | Cause | BRT
CHCKVLV | Check Valve (>100mm) | CHCKVLV - Check Valve (>100mm) | LACKTRN | Lack of/ Inadequate Training | LACKTRN - Lack of/ Inadequate Training | Cause | BRT
CHCKVLV | Check Valve (>100mm) | CHCKVLV - Check Valve (>100mm) | MISSCMP | Loose/ Missing Component | MISSCMP - Loose/ Missing Component | Cause | BRT
CHCKVLV | Check Valve (>100mm) | CHCKVLV - Check Valve (>100mm) | NRMWEAR | Normal Wear | NRMWEAR - Normal Wear | Cause | BRT
CHCKVLV | Check Valve (>100mm) | CHCKVLV - Check Valve (>100mm) | OTHER | Other (specify) | OTHER - Other (specify) | Cause | BRT
CHCKVLV | Check Valve (>100mm) | CHCKVLV - Check Valve (>100mm) | PRINSTAL | Poor Installation | PRINSTAL - Poor Installation | Cause | BRT
CHCKVLV | Check Valve (>100mm) | CHCKVLV - Check Valve (>100mm) | PROCISSU | Procedure Issue | PROCISSU - Procedure Issue | Cause | BRT
CHCKVLV | Check Valve (>100mm) | CHCKVLV - Check Valve (>100mm) | UTLFAIL | Utility Failure | UTLFAIL - Utility Failure | Cause | BRT
CHCKVLV | Check Valve (>100mm) | CHCKVLV - Check Valve (>100mm) | VNDLSM | Vandalism | VNDLSM - Vandalism | Cause | BRT
CHCKVLV | Check Valve (>100mm) | CHCKVLV - Check Valve (>100mm) | WORNCMPT | Defective/ Worn Component | WORNCMPT - Defective/ Worn Component | Cause | BRT
CHCKVLV | Check Valve (>100mm) | CHCKVLV - Check Valve (>100mm) | ADJUSTD | Adjusted | ADJUSTD - Adjusted | Action | BRT
CHCKVLV | Check Valve (>100mm) | CHCKVLV - Check Valve (>100mm) | DECOMM | Decommission | DECOMM - Decommission | Action | BRT
CHCKVLV | Check Valve (>100mm) | CHCKVLV - Check Valve (>100mm) | DECONTME | Decontaminate | DECONTME - Decontaminate | Action | BRT
CHCKVLV | Check Valve (>100mm) | CHCKVLV - Check Valve (>100mm) | DONOTHIN | Do Nothing | DONOTHIN - Do Nothing | Action | BRT
CHCKVLV | Check Valve (>100mm) | CHCKVLV - Check Valve (>100mm) | LUBRCTE | Lubricate | LUBRCTE - Lubricate | Action | BRT
CHCKVLV | Check Valve (>100mm) | CHCKVLV - Check Valve (>100mm) | OTHER | Other (specify) | OTHER - Other (specify) | Action | BRT
CHCKVLV | Check Valve (>100mm) | CHCKVLV - Check Valve (>100mm) | RECALBRT | Recalibrate | RECALBRT - Recalibrate | Action | BRT
CHCKVLV | Check Valve (>100mm) | CHCKVLV - Check Valve (>100mm) | REMVOBT | Remove Obstruction | REMVOBT - Remove Obstruction | Action | BRT
CHCKVLV | Check Valve (>100mm) | CHCKVLV - Check Valve (>100mm) | REPCMPT | Repair Component | REPCMPT - Repair Component | Action | BRT
CHCKVLV | Check Valve (>100mm) | CHCKVLV - Check Valve (>100mm) | REPLASS | Replace Asset | REPLASS - Replace Asset | Action | BRT
CHCKVLV | Check Valve (>100mm) | CHCKVLV - Check Valve (>100mm) | REPLCMPT | Replace Component | REPLCMPT - Replace Component | Action | BRT
CHCKVLV | Check Valve (>100mm) | CHCKVLV - Check Valve (>100mm) | REPRASS | Repair Asset | REPRASS - Repair Asset | Action | BRT
CHCKVLV | Check Valve (>100mm) | CHCKVLV - Check Valve (>100mm) | UPGRADES | Upgrade | UPGRADES - Upgrade | Action | BRT
CHLR | Chiller | CHLR - Chiller | ABNTEMP | Abnormal Temperature | ABNTEMP - Abnormal Temperature | Problem | BRT
CHLR | Chiller | CHLR - Chiller | CORROS | Corrosion | CORROS - Corrosion | Problem | BRT
CHLR | Chiller | CHLR - Chiller | ELECTRIP | Electrical Trip Out | ELECTRIP - Electrical Trip Out | Problem | BRT
CHLR | Chiller | CHLR - Chiller | EXNOISE | Excessive Noise | EXNOISE - Excessive Noise | Problem | BRT
CHLR | Chiller | CHLR - Chiller | EXVIBRTN | Excessive Vibration | EXVIBRTN - Excessive Vibration | Problem | BRT
CHLR | Chiller | CHLR - Chiller | JAMMEDEQ | Jammed Equipment | JAMMEDEQ - Jammed Equipment | Problem | BRT
CHLR | Chiller | CHLR - Chiller | LEAKING | Leaking | LEAKING - Leaking | Problem | BRT
CHLR | Chiller | CHLR - Chiller | LOWPERF | Low Performance | LOWPERF - Low Performance | Problem | BRT
CHLR | Chiller | CHLR - Chiller | NONOPER | Non-Operational | NONOPER - Non-Operational | Problem | BRT
CHLR | Chiller | CHLR - Chiller | PHYDMGE | Physical Damage | PHYDMGE - Physical Damage | Problem | BRT
CHLR | Chiller | CHLR - Chiller | UNSMELL | Unusual Smell | UNSMELL - Unusual Smell | Problem | BRT
CHLR | Chiller | CHLR - Chiller | UNSMOKE | Unusual Smoke | UNSMOKE - Unusual Smoke | Problem | BRT
CHLR | Chiller | CHLR - Chiller | CCOMFAIL | HVAC chiller unit compressor failed. | CCOMFAIL - HVAC chiller unit compressor failed. | Failure | BRT
CHLR | Chiller | CHLR - Chiller | CCTLFAIL | HVAC Chiller Control System failed | CCTLFAIL - HVAC Chiller Control System failed | Failure | BRT
CHLR | Chiller | CHLR - Chiller | CLINEDET | Chiller/evaporator refrigerant lines/connections deteriorated | CLINEDET - Chiller/evaporator refrigerant lines/connections deteriorated | Failure | BRT
CHLR | Chiller | CHLR - Chiller | CMTRFAIL | HVAC chiller compressor motor failed | CMTRFAIL - HVAC chiller compressor motor failed | Failure | BRT
CHLR | Chiller | CHLR - Chiller | CMTRLUB | HVAC chiller pump/motor insufficiently lubricated | CMTRLUB - HVAC chiller pump/motor insufficiently lubricated | Failure | BRT
CHLR | Chiller | CHLR - Chiller | COILCONT | Chiller compressor oil contaminated | COILCONT - Chiller compressor oil contaminated | Failure | BRT
CHLR | Chiller | CHLR - Chiller | CUNITDET | HVAC chiller unit deteriorated | CUNITDET - HVAC chiller unit deteriorated | Failure | BRT
CHLR | Chiller | CHLR - Chiller | CWTRCONT | Chiller coil water tubes internally contaminated and/or deteriorated | CWTRCONT - Chiller coil water tubes internally contaminated and/or deteriorated | Failure | BRT
CHLR | Chiller | CHLR - Chiller | CWTRDET | Chiller/evaporator water lines/connections deteriorated | CWTRDET - Chiller/evaporator water lines/connections deteriorated | Failure | BRT
CHLR | Chiller | CHLR - Chiller | ACCIDENT | Accident | ACCIDENT - Accident | Cause | BRT
CHLR | Chiller | CHLR - Chiller | ACCWEAR | Accelerated Wear | ACCWEAR - Accelerated Wear | Cause | BRT
CHLR | Chiller | CHLR - Chiller | ACTGOD | Weather condition/Forces of nature or Act of God | ACTGOD - Weather condition/Forces of nature or Act of God | Cause | BRT
CHLR | Chiller | CHLR - Chiller | CONTAM | Contamination | CONTAM - Contamination | Cause | BRT
CHLR | Chiller | CHLR - Chiller | DEFASSET | Defective Asset | DEFASSET - Defective Asset | Cause | BRT
CHLR | Chiller | CHLR - Chiller | EXLOAD | Excessive Load | EXLOAD - Excessive Load | Cause | BRT
CHLR | Chiller | CHLR - Chiller | IMPRMNT | Improper Maintenance | IMPRMNT - Improper Maintenance | Cause | BRT
CHLR | Chiller | CHLR - Chiller | INSLUBR | Insufficient Lubrication | INSLUBR - Insufficient Lubrication | Cause | BRT
CHLR | Chiller | CHLR - Chiller | LACKTRN | Lack of/ Inadequate Training | LACKTRN - Lack of/ Inadequate Training | Cause | BRT
CHLR | Chiller | CHLR - Chiller | MISSCMP | Loose/ Missing Component | MISSCMP - Loose/ Missing Component | Cause | BRT
CHLR | Chiller | CHLR - Chiller | NRMWEAR | Normal Wear | NRMWEAR - Normal Wear | Cause | BRT
CHLR | Chiller | CHLR - Chiller | OTHER | Other (specify) | OTHER - Other (specify) | Cause | BRT
CHLR | Chiller | CHLR - Chiller | PRINSTAL | Poor Installation | PRINSTAL - Poor Installation | Cause | BRT
CHLR | Chiller | CHLR - Chiller | PROCISSU | Procedure Issue | PROCISSU - Procedure Issue | Cause | BRT
CHLR | Chiller | CHLR - Chiller | UTLFAIL | Utility Failure | UTLFAIL - Utility Failure | Cause | BRT
CHLR | Chiller | CHLR - Chiller | VNDLSM | Vandalism | VNDLSM - Vandalism | Cause | BRT
CHLR | Chiller | CHLR - Chiller | WORNCMPT | Defective/ Worn Component | WORNCMPT - Defective/ Worn Component | Cause | BRT
CHLR | Chiller | CHLR - Chiller | ADJUSTD | Adjusted | ADJUSTD - Adjusted | Action | BRT
CHLR | Chiller | CHLR - Chiller | DECOMM | Decommission | DECOMM - Decommission | Action | BRT
CHLR | Chiller | CHLR - Chiller | DECONTME | Decontaminate | DECONTME - Decontaminate | Action | BRT
CHLR | Chiller | CHLR - Chiller | DONOTHIN | Do Nothing | DONOTHIN - Do Nothing | Action | BRT
CHLR | Chiller | CHLR - Chiller | LUBRCTE | Lubricate | LUBRCTE - Lubricate | Action | BRT
CHLR | Chiller | CHLR - Chiller | OTHER | Other (specify) | OTHER - Other (specify) | Action | BRT
CHLR | Chiller | CHLR - Chiller | RECALBRT | Recalibrate | RECALBRT - Recalibrate | Action | BRT
CHLR | Chiller | CHLR - Chiller | REMVOBT | Remove Obstruction | REMVOBT - Remove Obstruction | Action | BRT
CHLR | Chiller | CHLR - Chiller | REPCMPT | Repair Component | REPCMPT - Repair Component | Action | BRT
CHLR | Chiller | CHLR - Chiller | REPLASS | Replace Asset | REPLASS - Replace Asset | Action | BRT
CHLR | Chiller | CHLR - Chiller | REPLCMPT | Replace Component | REPLCMPT - Replace Component | Action | BRT
CHLR | Chiller | CHLR - Chiller | REPRASS | Repair Asset | REPRASS - Repair Asset | Action | BRT
CHLR | Chiller | CHLR - Chiller | UPGRADES | Upgrade | UPGRADES - Upgrade | Action | BRT
CHLRCOOL | Chiller - Cooling Tower | CHLRCOOL - Chiller - Cooling Tower | ABNTEMP | Abnormal Temperature | ABNTEMP - Abnormal Temperature | Problem | BRT
CHLRCOOL | Chiller - Cooling Tower | CHLRCOOL - Chiller - Cooling Tower | CORROS | Corrosion | CORROS - Corrosion | Problem | BRT
CHLRCOOL | Chiller - Cooling Tower | CHLRCOOL - Chiller - Cooling Tower | ELECTRIP | Electrical Trip Out | ELECTRIP - Electrical Trip Out | Problem | BRT
CHLRCOOL | Chiller - Cooling Tower | CHLRCOOL - Chiller - Cooling Tower | EXNOISE | Excessive Noise | EXNOISE - Excessive Noise | Problem | BRT
CHLRCOOL | Chiller - Cooling Tower | CHLRCOOL - Chiller - Cooling Tower | EXVIBRTN | Excessive Vibration | EXVIBRTN - Excessive Vibration | Problem | BRT
CHLRCOOL | Chiller - Cooling Tower | CHLRCOOL - Chiller - Cooling Tower | JAMMEDEQ | Jammed Equipment | JAMMEDEQ - Jammed Equipment | Problem | BRT
CHLRCOOL | Chiller - Cooling Tower | CHLRCOOL - Chiller - Cooling Tower | LEAKING | Leaking | LEAKING - Leaking | Problem | BRT
CHLRCOOL | Chiller - Cooling Tower | CHLRCOOL - Chiller - Cooling Tower | LOWPERF | Low Performance | LOWPERF - Low Performance | Problem | BRT
CHLRCOOL | Chiller - Cooling Tower | CHLRCOOL - Chiller - Cooling Tower | NONOPER | Non-Operational | NONOPER - Non-Operational | Problem | BRT
CHLRCOOL | Chiller - Cooling Tower | CHLRCOOL - Chiller - Cooling Tower | PHYDMGE | Physical Damage | PHYDMGE - Physical Damage | Problem | BRT
CHLRCOOL | Chiller - Cooling Tower | CHLRCOOL - Chiller - Cooling Tower | UNSMELL | Unusual Smell | UNSMELL - Unusual Smell | Problem | BRT
CHLRCOOL | Chiller - Cooling Tower | CHLRCOOL - Chiller - Cooling Tower | UNSMOKE | Unusual Smoke | UNSMOKE - Unusual Smoke | Problem | BRT
CHLRCOOL | Chiller - Cooling Tower | CHLRCOOL - Chiller - Cooling Tower | CCTCONT | Chiller-Cooling tower coils/spray nozzles contaminated | CCTCONT - Chiller-Cooling tower coils/spray nozzles contaminated | Failure | BRT
CHLRCOOL | Chiller - Cooling Tower | CHLRCOOL - Chiller - Cooling Tower | CCTDET | Chiller-Cooling tower deteriorated | CCTDET - Chiller-Cooling tower deteriorated | Failure | BRT
CHLRCOOL | Chiller - Cooling Tower | CHLRCOOL - Chiller - Cooling Tower | CCTLNDET | Cooling tower water lines/connections deteriorated | CCTLNDET - Cooling tower water lines/connections deteriorated | Failure | BRT
CHLRCOOL | Chiller - Cooling Tower | CHLRCOOL - Chiller - Cooling Tower | CCTLUB | HVAC chiller-cooling tower fan motor insufficiently lubricated | CCTLUB - HVAC chiller-cooling tower fan motor insufficiently lubricated | Failure | BRT
CHLRCOOL | Chiller - Cooling Tower | CHLRCOOL - Chiller - Cooling Tower | CCTPLUB | HVAC Chiller-Cooling Tower Recirculation Pump Insufficiently Lubricated | CCTPLUB - HVAC Chiller-Cooling Tower Recirculation Pump Insufficiently Lubricated | Failure | BRT
CHLRCOOL | Chiller - Cooling Tower | CHLRCOOL - Chiller - Cooling Tower | CCTPPLUG | Chiller-Cooling tower recirculation pump coolant filter plugged | CCTPPLUG - Chiller-Cooling tower recirculation pump coolant filter plugged | Failure | BRT
CHLRCOOL | Chiller - Cooling Tower | CHLRCOOL - Chiller - Cooling Tower | CCTPWORN | HVAC chiller-cooling tower recirculating motor/pump worn | CCTPWORN - HVAC chiller-cooling tower recirculating motor/pump worn | Failure | BRT
CHLRCOOL | Chiller - Cooling Tower | CHLRCOOL - Chiller - Cooling Tower | CTFAIL | Cooling tower fan motor failed | CTFAIL - Cooling tower fan motor failed | Failure | BRT
CHLRCOOL | Chiller - Cooling Tower | CHLRCOOL - Chiller - Cooling Tower | ACCIDENT | Accident | ACCIDENT - Accident | Cause | BRT
CHLRCOOL | Chiller - Cooling Tower | CHLRCOOL - Chiller - Cooling Tower | ACCWEAR | Accelerated Wear | ACCWEAR - Accelerated Wear | Cause | BRT
CHLRCOOL | Chiller - Cooling Tower | CHLRCOOL - Chiller - Cooling Tower | ACTGOD | Weather condition/Forces of nature or Act of God | ACTGOD - Weather condition/Forces of nature or Act of God | Cause | BRT
CHLRCOOL | Chiller - Cooling Tower | CHLRCOOL - Chiller - Cooling Tower | CONTAM | Contamination | CONTAM - Contamination | Cause | BRT
CHLRCOOL | Chiller - Cooling Tower | CHLRCOOL - Chiller - Cooling Tower | DEFASSET | Defective Asset | DEFASSET - Defective Asset | Cause | BRT
CHLRCOOL | Chiller - Cooling Tower | CHLRCOOL - Chiller - Cooling Tower | EXLOAD | Excessive Load | EXLOAD - Excessive Load | Cause | BRT
CHLRCOOL | Chiller - Cooling Tower | CHLRCOOL - Chiller - Cooling Tower | IMPRMNT | Improper Maintenance | IMPRMNT - Improper Maintenance | Cause | BRT
CHLRCOOL | Chiller - Cooling Tower | CHLRCOOL - Chiller - Cooling Tower | INSLUBR | Insufficient Lubrication | INSLUBR - Insufficient Lubrication | Cause | BRT
CHLRCOOL | Chiller - Cooling Tower | CHLRCOOL - Chiller - Cooling Tower | LACKTRN | Lack of/ Inadequate Training | LACKTRN - Lack of/ Inadequate Training | Cause | BRT
CHLRCOOL | Chiller - Cooling Tower | CHLRCOOL - Chiller - Cooling Tower | MISSCMP | Loose/ Missing Component | MISSCMP - Loose/ Missing Component | Cause | BRT
CHLRCOOL | Chiller - Cooling Tower | CHLRCOOL - Chiller - Cooling Tower | NRMWEAR | Normal Wear | NRMWEAR - Normal Wear | Cause | BRT
CHLRCOOL | Chiller - Cooling Tower | CHLRCOOL - Chiller - Cooling Tower | OTHER | Other (specify) | OTHER - Other (specify) | Cause | BRT
CHLRCOOL | Chiller - Cooling Tower | CHLRCOOL - Chiller - Cooling Tower | PRINSTAL | Poor Installation | PRINSTAL - Poor Installation | Cause | BRT
CHLRCOOL | Chiller - Cooling Tower | CHLRCOOL - Chiller - Cooling Tower | PROCISSU | Procedure Issue | PROCISSU - Procedure Issue | Cause | BRT
CHLRCOOL | Chiller - Cooling Tower | CHLRCOOL - Chiller - Cooling Tower | UTLFAIL | Utility Failure | UTLFAIL - Utility Failure | Cause | BRT
CHLRCOOL | Chiller - Cooling Tower | CHLRCOOL - Chiller - Cooling Tower | VNDLSM | Vandalism | VNDLSM - Vandalism | Cause | BRT
CHLRCOOL | Chiller - Cooling Tower | CHLRCOOL - Chiller - Cooling Tower | WORNCMPT | Defective/ Worn Component | WORNCMPT - Defective/ Worn Component | Cause | BRT
CHLRCOOL | Chiller - Cooling Tower | CHLRCOOL - Chiller - Cooling Tower | ADJUSTD | Adjusted | ADJUSTD - Adjusted | Action | BRT
CHLRCOOL | Chiller - Cooling Tower | CHLRCOOL - Chiller - Cooling Tower | DECOMM | Decommission | DECOMM - Decommission | Action | BRT
CHLRCOOL | Chiller - Cooling Tower | CHLRCOOL - Chiller - Cooling Tower | DECONTME | Decontaminate | DECONTME - Decontaminate | Action | BRT
CHLRCOOL | Chiller - Cooling Tower | CHLRCOOL - Chiller - Cooling Tower | DONOTHIN | Do Nothing | DONOTHIN - Do Nothing | Action | BRT
CHLRCOOL | Chiller - Cooling Tower | CHLRCOOL - Chiller - Cooling Tower | LUBRCTE | Lubricate | LUBRCTE - Lubricate | Action | BRT
CHLRCOOL | Chiller - Cooling Tower | CHLRCOOL - Chiller - Cooling Tower | OTHER | Other (specify) | OTHER - Other (specify) | Action | BRT
CHLRCOOL | Chiller - Cooling Tower | CHLRCOOL - Chiller - Cooling Tower | RECALBRT | Recalibrate | RECALBRT - Recalibrate | Action | BRT
CHLRCOOL | Chiller - Cooling Tower | CHLRCOOL - Chiller - Cooling Tower | REMVOBT | Remove Obstruction | REMVOBT - Remove Obstruction | Action | BRT
CHLRCOOL | Chiller - Cooling Tower | CHLRCOOL - Chiller - Cooling Tower | REPCMPT | Repair Component | REPCMPT - Repair Component | Action | BRT
CHLRCOOL | Chiller - Cooling Tower | CHLRCOOL - Chiller - Cooling Tower | REPLASS | Replace Asset | REPLASS - Replace Asset | Action | BRT
CHLRCOOL | Chiller - Cooling Tower | CHLRCOOL - Chiller - Cooling Tower | REPLCMPT | Replace Component | REPLCMPT - Replace Component | Action | BRT
CHLRCOOL | Chiller - Cooling Tower | CHLRCOOL - Chiller - Cooling Tower | REPRASS | Repair Asset | REPRASS - Repair Asset | Action | BRT
CHLRCOOL | Chiller - Cooling Tower | CHLRCOOL - Chiller - Cooling Tower | UPGRADES | Upgrade | UPGRADES - Upgrade | Action | BRT
CIRCBENC | Circuit Breaker Enclosure | CIRCBENC - Circuit Breaker Enclosure | ABNTEMP | Abnormal Temperature | ABNTEMP - Abnormal Temperature | Problem | BRT
CIRCBENC | Circuit Breaker Enclosure | CIRCBENC - Circuit Breaker Enclosure | CORROS | Corrosion | CORROS - Corrosion | Problem | BRT
CIRCBENC | Circuit Breaker Enclosure | CIRCBENC - Circuit Breaker Enclosure | ELECTRIP | Electrical Trip Out | ELECTRIP - Electrical Trip Out | Problem | BRT
CIRCBENC | Circuit Breaker Enclosure | CIRCBENC - Circuit Breaker Enclosure | EXNOISE | Excessive Noise | EXNOISE - Excessive Noise | Problem | BRT
CIRCBENC | Circuit Breaker Enclosure | CIRCBENC - Circuit Breaker Enclosure | EXVIBRTN | Excessive Vibration | EXVIBRTN - Excessive Vibration | Problem | BRT
CIRCBENC | Circuit Breaker Enclosure | CIRCBENC - Circuit Breaker Enclosure | JAMMEDEQ | Jammed Equipment | JAMMEDEQ - Jammed Equipment | Problem | BRT
CIRCBENC | Circuit Breaker Enclosure | CIRCBENC - Circuit Breaker Enclosure | LEAKING | Leaking | LEAKING - Leaking | Problem | BRT
CIRCBENC | Circuit Breaker Enclosure | CIRCBENC - Circuit Breaker Enclosure | LOWPERF | Low Performance | LOWPERF - Low Performance | Problem | BRT
CIRCBENC | Circuit Breaker Enclosure | CIRCBENC - Circuit Breaker Enclosure | NONOPER | Non-Operational | NONOPER - Non-Operational | Problem | BRT
CIRCBENC | Circuit Breaker Enclosure | CIRCBENC - Circuit Breaker Enclosure | PHYDMGE | Physical Damage | PHYDMGE - Physical Damage | Problem | BRT
CIRCBENC | Circuit Breaker Enclosure | CIRCBENC - Circuit Breaker Enclosure | UNSMELL | Unusual Smell | UNSMELL - Unusual Smell | Problem | BRT
CIRCBENC | Circuit Breaker Enclosure | CIRCBENC - Circuit Breaker Enclosure | UNSMOKE | Unusual Smoke | UNSMOKE - Unusual Smoke | Problem | BRT
CIRCBENC | Circuit Breaker Enclosure | CIRCBENC - Circuit Breaker Enclosure | CBEDET | Circuit Breaker Enclosure Deteriorated and/or Contaminated | CBEDET - Circuit Breaker Enclosure Deteriorated and/or Contaminated | Failure | BRT
CIRCBENC | Circuit Breaker Enclosure | CIRCBENC - Circuit Breaker Enclosure | ACCIDENT | Accident | ACCIDENT - Accident | Cause | BRT
CIRCBENC | Circuit Breaker Enclosure | CIRCBENC - Circuit Breaker Enclosure | ACCWEAR | Accelerated Wear | ACCWEAR - Accelerated Wear | Cause | BRT
CIRCBENC | Circuit Breaker Enclosure | CIRCBENC - Circuit Breaker Enclosure | ACTGOD | Weather condition/Forces of nature or Act of God | ACTGOD - Weather condition/Forces of nature or Act of God | Cause | BRT
CIRCBENC | Circuit Breaker Enclosure | CIRCBENC - Circuit Breaker Enclosure | CONTAM | Contamination | CONTAM - Contamination | Cause | BRT
CIRCBENC | Circuit Breaker Enclosure | CIRCBENC - Circuit Breaker Enclosure | DEFASSET | Defective Asset | DEFASSET - Defective Asset | Cause | BRT
CIRCBENC | Circuit Breaker Enclosure | CIRCBENC - Circuit Breaker Enclosure | EXLOAD | Excessive Load | EXLOAD - Excessive Load | Cause | BRT
CIRCBENC | Circuit Breaker Enclosure | CIRCBENC - Circuit Breaker Enclosure | IMPRMNT | Improper Maintenance | IMPRMNT - Improper Maintenance | Cause | BRT
CIRCBENC | Circuit Breaker Enclosure | CIRCBENC - Circuit Breaker Enclosure | INSLUBR | Insufficient Lubrication | INSLUBR - Insufficient Lubrication | Cause | BRT
CIRCBENC | Circuit Breaker Enclosure | CIRCBENC - Circuit Breaker Enclosure | LACKTRN | Lack of/ Inadequate Training | LACKTRN - Lack of/ Inadequate Training | Cause | BRT
CIRCBENC | Circuit Breaker Enclosure | CIRCBENC - Circuit Breaker Enclosure | MISSCMP | Loose/ Missing Component | MISSCMP - Loose/ Missing Component | Cause | BRT
CIRCBENC | Circuit Breaker Enclosure | CIRCBENC - Circuit Breaker Enclosure | NRMWEAR | Normal Wear | NRMWEAR - Normal Wear | Cause | BRT
CIRCBENC | Circuit Breaker Enclosure | CIRCBENC - Circuit Breaker Enclosure | OTHER | Other (specify) | OTHER - Other (specify) | Cause | BRT
CIRCBENC | Circuit Breaker Enclosure | CIRCBENC - Circuit Breaker Enclosure | PRINSTAL | Poor Installation | PRINSTAL - Poor Installation | Cause | BRT
CIRCBENC | Circuit Breaker Enclosure | CIRCBENC - Circuit Breaker Enclosure | PROCISSU | Procedure Issue | PROCISSU - Procedure Issue | Cause | BRT
CIRCBENC | Circuit Breaker Enclosure | CIRCBENC - Circuit Breaker Enclosure | UTLFAIL | Utility Failure | UTLFAIL - Utility Failure | Cause | BRT
CIRCBENC | Circuit Breaker Enclosure | CIRCBENC - Circuit Breaker Enclosure | VNDLSM | Vandalism | VNDLSM - Vandalism | Cause | BRT
CIRCBENC | Circuit Breaker Enclosure | CIRCBENC - Circuit Breaker Enclosure | WORNCMPT | Defective/ Worn Component | WORNCMPT - Defective/ Worn Component | Cause | BRT
CIRCBENC | Circuit Breaker Enclosure | CIRCBENC - Circuit Breaker Enclosure | ADJUSTD | Adjusted | ADJUSTD - Adjusted | Action | BRT
CIRCBENC | Circuit Breaker Enclosure | CIRCBENC - Circuit Breaker Enclosure | DECOMM | Decommission | DECOMM - Decommission | Action | BRT
CIRCBENC | Circuit Breaker Enclosure | CIRCBENC - Circuit Breaker Enclosure | DECONTME | Decontaminate | DECONTME - Decontaminate | Action | BRT
CIRCBENC | Circuit Breaker Enclosure | CIRCBENC - Circuit Breaker Enclosure | DONOTHIN | Do Nothing | DONOTHIN - Do Nothing | Action | BRT
CIRCBENC | Circuit Breaker Enclosure | CIRCBENC - Circuit Breaker Enclosure | LUBRCTE | Lubricate | LUBRCTE - Lubricate | Action | BRT
CIRCBENC | Circuit Breaker Enclosure | CIRCBENC - Circuit Breaker Enclosure | OTHER | Other (specify) | OTHER - Other (specify) | Action | BRT
CIRCBENC | Circuit Breaker Enclosure | CIRCBENC - Circuit Breaker Enclosure | RECALBRT | Recalibrate | RECALBRT - Recalibrate | Action | BRT
CIRCBENC | Circuit Breaker Enclosure | CIRCBENC - Circuit Breaker Enclosure | REMVOBT | Remove Obstruction | REMVOBT - Remove Obstruction | Action | BRT
CIRCBENC | Circuit Breaker Enclosure | CIRCBENC - Circuit Breaker Enclosure | REPCMPT | Repair Component | REPCMPT - Repair Component | Action | BRT
CIRCBENC | Circuit Breaker Enclosure | CIRCBENC - Circuit Breaker Enclosure | REPLASS | Replace Asset | REPLASS - Replace Asset | Action | BRT
CIRCBENC | Circuit Breaker Enclosure | CIRCBENC - Circuit Breaker Enclosure | REPLCMPT | Replace Component | REPLCMPT - Replace Component | Action | BRT
CIRCBENC | Circuit Breaker Enclosure | CIRCBENC - Circuit Breaker Enclosure | REPRASS | Repair Asset | REPRASS - Repair Asset | Action | BRT
CIRCBENC | Circuit Breaker Enclosure | CIRCBENC - Circuit Breaker Enclosure | UPGRADES | Upgrade | UPGRADES - Upgrade | Action | BRT
CLFSYS | Coolant Fluid System | CLFSYS - Coolant Fluid System | ABNTEMP | Abnormal Temperature | ABNTEMP - Abnormal Temperature | Problem | BRT
CLFSYS | Coolant Fluid System | CLFSYS - Coolant Fluid System | CORROS | Corrosion | CORROS - Corrosion | Problem | BRT
CLFSYS | Coolant Fluid System | CLFSYS - Coolant Fluid System | ELECTRIP | Electrical Trip Out | ELECTRIP - Electrical Trip Out | Problem | BRT
CLFSYS | Coolant Fluid System | CLFSYS - Coolant Fluid System | EXNOISE | Excessive Noise | EXNOISE - Excessive Noise | Problem | BRT
CLFSYS | Coolant Fluid System | CLFSYS - Coolant Fluid System | EXVIBRTN | Excessive Vibration | EXVIBRTN - Excessive Vibration | Problem | BRT
CLFSYS | Coolant Fluid System | CLFSYS - Coolant Fluid System | JAMMEDEQ | Jammed Equipment | JAMMEDEQ - Jammed Equipment | Problem | BRT
CLFSYS | Coolant Fluid System | CLFSYS - Coolant Fluid System | LEAKING | Leaking | LEAKING - Leaking | Problem | BRT
CLFSYS | Coolant Fluid System | CLFSYS - Coolant Fluid System | LOWPERF | Low Performance | LOWPERF - Low Performance | Problem | BRT
CLFSYS | Coolant Fluid System | CLFSYS - Coolant Fluid System | NONOPER | Non-Operational | NONOPER - Non-Operational | Problem | BRT
CLFSYS | Coolant Fluid System | CLFSYS - Coolant Fluid System | PHYDMGE | Physical Damage | PHYDMGE - Physical Damage | Problem | BRT
CLFSYS | Coolant Fluid System | CLFSYS - Coolant Fluid System | UNSMELL | Unusual Smell | UNSMELL - Unusual Smell | Problem | BRT
CLFSYS | Coolant Fluid System | CLFSYS - Coolant Fluid System | UNSMOKE | Unusual Smoke | UNSMOKE - Unusual Smoke | Problem | BRT
CLFSYS | Coolant Fluid System | CLFSYS - Coolant Fluid System | COOLDET | Natural Deterioration of the coolant fluid system | COOLDET - Natural Deterioration of the coolant fluid system | Failure | BRT
CLFSYS | Coolant Fluid System | CLFSYS - Coolant Fluid System | COOLLEAK | Leakage of coolant fluid | COOLLEAK - Leakage of coolant fluid | Failure | BRT
CLFSYS | Coolant Fluid System | CLFSYS - Coolant Fluid System | ACCIDENT | Accident | ACCIDENT - Accident | Cause | BRT
CLFSYS | Coolant Fluid System | CLFSYS - Coolant Fluid System | ACCWEAR | Accelerated Wear | ACCWEAR - Accelerated Wear | Cause | BRT
CLFSYS | Coolant Fluid System | CLFSYS - Coolant Fluid System | ACTGOD | Weather condition/Forces of nature or Act of God | ACTGOD - Weather condition/Forces of nature or Act of God | Cause | BRT
CLFSYS | Coolant Fluid System | CLFSYS - Coolant Fluid System | CONTAM | Contamination | CONTAM - Contamination | Cause | BRT
CLFSYS | Coolant Fluid System | CLFSYS - Coolant Fluid System | DEFASSET | Defective Asset | DEFASSET - Defective Asset | Cause | BRT
CLFSYS | Coolant Fluid System | CLFSYS - Coolant Fluid System | EXLOAD | Excessive Load | EXLOAD - Excessive Load | Cause | BRT
CLFSYS | Coolant Fluid System | CLFSYS - Coolant Fluid System | IMPRMNT | Improper Maintenance | IMPRMNT - Improper Maintenance | Cause | BRT
CLFSYS | Coolant Fluid System | CLFSYS - Coolant Fluid System | INSLUBR | Insufficient Lubrication | INSLUBR - Insufficient Lubrication | Cause | BRT
CLFSYS | Coolant Fluid System | CLFSYS - Coolant Fluid System | LACKTRN | Lack of/ Inadequate Training | LACKTRN - Lack of/ Inadequate Training | Cause | BRT
CLFSYS | Coolant Fluid System | CLFSYS - Coolant Fluid System | MISSCMP | Loose/ Missing Component | MISSCMP - Loose/ Missing Component | Cause | BRT
CLFSYS | Coolant Fluid System | CLFSYS - Coolant Fluid System | NRMWEAR | Normal Wear | NRMWEAR - Normal Wear | Cause | BRT
CLFSYS | Coolant Fluid System | CLFSYS - Coolant Fluid System | OTHER | Other (specify) | OTHER - Other (specify) | Cause | BRT
CLFSYS | Coolant Fluid System | CLFSYS - Coolant Fluid System | PRINSTAL | Poor Installation | PRINSTAL - Poor Installation | Cause | BRT
CLFSYS | Coolant Fluid System | CLFSYS - Coolant Fluid System | PROCISSU | Procedure Issue | PROCISSU - Procedure Issue | Cause | BRT
CLFSYS | Coolant Fluid System | CLFSYS - Coolant Fluid System | UTLFAIL | Utility Failure | UTLFAIL - Utility Failure | Cause | BRT
CLFSYS | Coolant Fluid System | CLFSYS - Coolant Fluid System | VNDLSM | Vandalism | VNDLSM - Vandalism | Cause | BRT
CLFSYS | Coolant Fluid System | CLFSYS - Coolant Fluid System | WORNCMPT | Defective/ Worn Component | WORNCMPT - Defective/ Worn Component | Cause | BRT
CLFSYS | Coolant Fluid System | CLFSYS - Coolant Fluid System | ADJUSTD | Adjusted | ADJUSTD - Adjusted | Action | BRT
CLFSYS | Coolant Fluid System | CLFSYS - Coolant Fluid System | DECOMM | Decommission | DECOMM - Decommission | Action | BRT
CLFSYS | Coolant Fluid System | CLFSYS - Coolant Fluid System | DECONTME | Decontaminate | DECONTME - Decontaminate | Action | BRT
CLFSYS | Coolant Fluid System | CLFSYS - Coolant Fluid System | DONOTHIN | Do Nothing | DONOTHIN - Do Nothing | Action | BRT
CLFSYS | Coolant Fluid System | CLFSYS - Coolant Fluid System | LUBRCTE | Lubricate | LUBRCTE - Lubricate | Action | BRT
CLFSYS | Coolant Fluid System | CLFSYS - Coolant Fluid System | OTHER | Other (specify) | OTHER - Other (specify) | Action | BRT
CLFSYS | Coolant Fluid System | CLFSYS - Coolant Fluid System | RECALBRT | Recalibrate | RECALBRT - Recalibrate | Action | BRT
CLFSYS | Coolant Fluid System | CLFSYS - Coolant Fluid System | REMVOBT | Remove Obstruction | REMVOBT - Remove Obstruction | Action | BRT
CLFSYS | Coolant Fluid System | CLFSYS - Coolant Fluid System | REPCMPT | Repair Component | REPCMPT - Repair Component | Action | BRT
CLFSYS | Coolant Fluid System | CLFSYS - Coolant Fluid System | REPLASS | Replace Asset | REPLASS - Replace Asset | Action | BRT
CLFSYS | Coolant Fluid System | CLFSYS - Coolant Fluid System | REPLCMPT | Replace Component | REPLCMPT - Replace Component | Action | BRT
CLFSYS | Coolant Fluid System | CLFSYS - Coolant Fluid System | REPRASS | Repair Asset | REPRASS - Repair Asset | Action | BRT
CLFSYS | Coolant Fluid System | CLFSYS - Coolant Fluid System | UPGRADES | Upgrade | UPGRADES - Upgrade | Action | BRT
CMPADS | Compressed Air Distribution System | CMPADS - Compressed Air Distribution System | CORROS | Corrosion | CORROS - Corrosion | Problem | BRT
CMPADS | Compressed Air Distribution System | CMPADS - Compressed Air Distribution System | EXVIBRTN | Excessive Vibration | EXVIBRTN - Excessive Vibration | Problem | BRT
CMPADS | Compressed Air Distribution System | CMPADS - Compressed Air Distribution System | LEAKING | Leaking | LEAKING - Leaking | Problem | BRT
CMPADS | Compressed Air Distribution System | CMPADS - Compressed Air Distribution System | LOWPERF | Low Performance | LOWPERF - Low Performance | Problem | BRT
CMPADS | Compressed Air Distribution System | CMPADS - Compressed Air Distribution System | PHYDMGE | Physical Damage | PHYDMGE - Physical Damage | Problem | BRT
CMPADS | Compressed Air Distribution System | CMPADS - Compressed Air Distribution System | BRKNSEAL | Broken/Loose Seals | BRKNSEAL - Broken/Loose Seals | Failure | BRT
CMPADS | Compressed Air Distribution System | CMPADS - Compressed Air Distribution System | CLGDPIPE | Clogged Pipe | CLGDPIPE - Clogged Pipe | Failure | BRT
CMPADS | Compressed Air Distribution System | CMPADS - Compressed Air Distribution System | DAMAGED | Damaged | DAMAGED - Damaged | Failure | BRT
CMPADS | Compressed Air Distribution System | CMPADS - Compressed Air Distribution System | FITDAMGD | Fitting Damaged | FITDAMGD - Fitting Damaged | Failure | BRT
CMPADS | Compressed Air Distribution System | CMPADS - Compressed Air Distribution System | HSRLNRET | Hose Reel Would Not Retract | HSRLNRET - Hose Reel Would Not Retract | Failure | BRT
CMPADS | Compressed Air Distribution System | CMPADS - Compressed Air Distribution System | PIPFDET | Piping/tubing/fittings deteriorated | PIPFDET - Piping/tubing/fittings deteriorated | Failure | BRT
CMPADS | Compressed Air Distribution System | CMPADS - Compressed Air Distribution System | ACCIDENT | Accident | ACCIDENT - Accident | Cause | BRT
CMPADS | Compressed Air Distribution System | CMPADS - Compressed Air Distribution System | CONTAM | Contamination | CONTAM - Contamination | Cause | BRT
CMPADS | Compressed Air Distribution System | CMPADS - Compressed Air Distribution System | MISSCMP | Loose/ Missing Component | MISSCMP - Loose/ Missing Component | Cause | BRT
CMPADS | Compressed Air Distribution System | CMPADS - Compressed Air Distribution System | PROCISSU | Procedure Issue | PROCISSU - Procedure Issue | Cause | BRT
CMPADS | Compressed Air Distribution System | CMPADS - Compressed Air Distribution System | WORNCMPT | Defective/ Worn Component | WORNCMPT - Defective/ Worn Component | Cause | BRT
CMPADS | Compressed Air Distribution System | CMPADS - Compressed Air Distribution System | DECONTME | Decontaminate | DECONTME - Decontaminate | Action | BRT
CMPADS | Compressed Air Distribution System | CMPADS - Compressed Air Distribution System | REMVOBT | Remove Obstruction | REMVOBT - Remove Obstruction | Action | BRT
CMPADS | Compressed Air Distribution System | CMPADS - Compressed Air Distribution System | REPAIR | Repair | REPAIR - Repair | Action | BRT
CMPADS | Compressed Air Distribution System | CMPADS - Compressed Air Distribution System | REPLACE | Replace | REPLACE - Replace | Action | BRT
CMPADS | Compressed Air Distribution System | CMPADS - Compressed Air Distribution System | UPGRADES | Upgrade | UPGRADES - Upgrade | Action | BRT
CNPY | Canopy | CNPY - Canopy | ABNTEMP | Abnormal Temperature | ABNTEMP - Abnormal Temperature | Problem | BRT
CNPY | Canopy | CNPY - Canopy | CORROS | Corrosion | CORROS - Corrosion | Problem | BRT
CNPY | Canopy | CNPY - Canopy | ELECTRIP | Electrical Trip Out | ELECTRIP - Electrical Trip Out | Problem | BRT
CNPY | Canopy | CNPY - Canopy | EXNOISE | Excessive Noise | EXNOISE - Excessive Noise | Problem | BRT
CNPY | Canopy | CNPY - Canopy | EXVIBRTN | Excessive Vibration | EXVIBRTN - Excessive Vibration | Problem | BRT
CNPY | Canopy | CNPY - Canopy | JAMMEDEQ | Jammed Equipment | JAMMEDEQ - Jammed Equipment | Problem | BRT
CNPY | Canopy | CNPY - Canopy | LEAKING | Leaking | LEAKING - Leaking | Problem | BRT
CNPY | Canopy | CNPY - Canopy | LOWPERF | Low Performance | LOWPERF - Low Performance | Problem | BRT
CNPY | Canopy | CNPY - Canopy | NONOPER | Non-Operational | NONOPER - Non-Operational | Problem | BRT
CNPY | Canopy | CNPY - Canopy | PHYDMGE | Physical Damage | PHYDMGE - Physical Damage | Problem | BRT
CNPY | Canopy | CNPY - Canopy | UNSMELL | Unusual Smell | UNSMELL - Unusual Smell | Problem | BRT
CNPY | Canopy | CNPY - Canopy | UNSMOKE | Unusual Smoke | UNSMOKE - Unusual Smoke | Problem | BRT
CNPY | Canopy | CNPY - Canopy | CNPYCDET | Canopy cover deteriorated | CNPYCDET - Canopy cover deteriorated | Failure | BRT
CNPY | Canopy | CNPY - Canopy | CNPYSDET | Canopy support structure deteriorated | CNPYSDET - Canopy support structure deteriorated | Failure | BRT
CNPY | Canopy | CNPY - Canopy | ACCIDENT | Accident | ACCIDENT - Accident | Cause | BRT
CNPY | Canopy | CNPY - Canopy | ACCWEAR | Accelerated Wear | ACCWEAR - Accelerated Wear | Cause | BRT
CNPY | Canopy | CNPY - Canopy | ACTGOD | Weather condition/Forces of nature or Act of God | ACTGOD - Weather condition/Forces of nature or Act of God | Cause | BRT
CNPY | Canopy | CNPY - Canopy | CONTAM | Contamination | CONTAM - Contamination | Cause | BRT
CNPY | Canopy | CNPY - Canopy | DEFASSET | Defective Asset | DEFASSET - Defective Asset | Cause | BRT
CNPY | Canopy | CNPY - Canopy | EXLOAD | Excessive Load | EXLOAD - Excessive Load | Cause | BRT
CNPY | Canopy | CNPY - Canopy | IMPRMNT | Improper Maintenance | IMPRMNT - Improper Maintenance | Cause | BRT
CNPY | Canopy | CNPY - Canopy | INSLUBR | Insufficient Lubrication | INSLUBR - Insufficient Lubrication | Cause | BRT
CNPY | Canopy | CNPY - Canopy | LACKTRN | Lack of/ Inadequate Training | LACKTRN - Lack of/ Inadequate Training | Cause | BRT
CNPY | Canopy | CNPY - Canopy | MISSCMP | Loose/ Missing Component | MISSCMP - Loose/ Missing Component | Cause | BRT
CNPY | Canopy | CNPY - Canopy | NRMWEAR | Normal Wear | NRMWEAR - Normal Wear | Cause | BRT
CNPY | Canopy | CNPY - Canopy | OTHER | Other (specify) | OTHER - Other (specify) | Cause | BRT
CNPY | Canopy | CNPY - Canopy | PRINSTAL | Poor Installation | PRINSTAL - Poor Installation | Cause | BRT
CNPY | Canopy | CNPY - Canopy | PROCISSU | Procedure Issue | PROCISSU - Procedure Issue | Cause | BRT
CNPY | Canopy | CNPY - Canopy | UTLFAIL | Utility Failure | UTLFAIL - Utility Failure | Cause | BRT
CNPY | Canopy | CNPY - Canopy | VNDLSM | Vandalism | VNDLSM - Vandalism | Cause | BRT
CNPY | Canopy | CNPY - Canopy | WORNCMPT | Defective/ Worn Component | WORNCMPT - Defective/ Worn Component | Cause | BRT
CNPY | Canopy | CNPY - Canopy | ADJUSTD | Adjusted | ADJUSTD - Adjusted | Action | BRT
CNPY | Canopy | CNPY - Canopy | DECOMM | Decommission | DECOMM - Decommission | Action | BRT
CNPY | Canopy | CNPY - Canopy | DECONTME | Decontaminate | DECONTME - Decontaminate | Action | BRT
CNPY | Canopy | CNPY - Canopy | DONOTHIN | Do Nothing | DONOTHIN - Do Nothing | Action | BRT
CNPY | Canopy | CNPY - Canopy | LUBRCTE | Lubricate | LUBRCTE - Lubricate | Action | BRT
CNPY | Canopy | CNPY - Canopy | OTHER | Other (specify) | OTHER - Other (specify) | Action | BRT
CNPY | Canopy | CNPY - Canopy | RECALBRT | Recalibrate | RECALBRT - Recalibrate | Action | BRT
CNPY | Canopy | CNPY - Canopy | REMVOBT | Remove Obstruction | REMVOBT - Remove Obstruction | Action | BRT
CNPY | Canopy | CNPY - Canopy | REPCMPT | Repair Component | REPCMPT - Repair Component | Action | BRT
CNPY | Canopy | CNPY - Canopy | REPLASS | Replace Asset | REPLASS - Replace Asset | Action | BRT
CNPY | Canopy | CNPY - Canopy | REPLCMPT | Replace Component | REPLCMPT - Replace Component | Action | BRT
CNPY | Canopy | CNPY - Canopy | REPRASS | Repair Asset | REPRASS - Repair Asset | Action | BRT
CNPY | Canopy | CNPY - Canopy | UPGRADES | Upgrade | UPGRADES - Upgrade | Action | BRT
COGEN | Cogn/Trigen | COGEN - Cogn/Trigen | ABNTEMP | Abnormal Temperature | ABNTEMP - Abnormal Temperature | Problem | BRT
COGEN | Cogn/Trigen | COGEN - Cogn/Trigen | CORROS | Corrosion | CORROS - Corrosion | Problem | BRT
COGEN | Cogn/Trigen | COGEN - Cogn/Trigen | ELECTRIP | Electrical Trip Out | ELECTRIP - Electrical Trip Out | Problem | BRT
COGEN | Cogn/Trigen | COGEN - Cogn/Trigen | EXNOISE | Excessive Noise | EXNOISE - Excessive Noise | Problem | BRT
COGEN | Cogn/Trigen | COGEN - Cogn/Trigen | EXVIBRTN | Excessive Vibration | EXVIBRTN - Excessive Vibration | Problem | BRT
COGEN | Cogn/Trigen | COGEN - Cogn/Trigen | JAMMEDEQ | Jammed Equipment | JAMMEDEQ - Jammed Equipment | Problem | BRT
COGEN | Cogn/Trigen | COGEN - Cogn/Trigen | LEAKING | Leaking | LEAKING - Leaking | Problem | BRT
COGEN | Cogn/Trigen | COGEN - Cogn/Trigen | LOWPERF | Low Performance | LOWPERF - Low Performance | Problem | BRT
COGEN | Cogn/Trigen | COGEN - Cogn/Trigen | NONOPER | Non-Operational | NONOPER - Non-Operational | Problem | BRT
COGEN | Cogn/Trigen | COGEN - Cogn/Trigen | PHYDMGE | Physical Damage | PHYDMGE - Physical Damage | Problem | BRT
COGEN | Cogn/Trigen | COGEN - Cogn/Trigen | UNSMELL | Unusual Smell | UNSMELL - Unusual Smell | Problem | BRT
COGEN | Cogn/Trigen | COGEN - Cogn/Trigen | UNSMOKE | Unusual Smoke | UNSMOKE - Unusual Smoke | Problem | BRT
COGEN | Cogn/Trigen | COGEN - Cogn/Trigen | BLKSTRFL | Black Start Fault | BLKSTRFL - Black Start Fault | Failure | BRT
COGEN | Cogn/Trigen | COGEN - Cogn/Trigen | COGDET | Deterioration of cogn/trigen | COGDET - Deterioration of cogn/trigen | Failure | BRT
COGEN | Cogn/Trigen | COGEN - Cogn/Trigen | COGNFAIL | Connection Failure between Cogn/Trigen | COGNFAIL - Connection Failure between Cogn/Trigen | Failure | BRT
COGEN | Cogn/Trigen | COGEN - Cogn/Trigen | COLFAULT | Collective Fault | COLFAULT - Collective Fault | Failure | BRT
COGEN | Cogn/Trigen | COGEN - Cogn/Trigen | DRTYFLTR | Dirty Filter | DRTYFLTR - Dirty Filter | Failure | BRT
COGEN | Cogn/Trigen | COGEN - Cogn/Trigen | ENGFAIL | Engine Failure | ENGFAIL - Engine Failure | Failure | BRT
COGEN | Cogn/Trigen | COGEN - Cogn/Trigen | FIREALRM | Fire Alarm | FIREALRM - Fire Alarm | Failure | BRT
COGEN | Cogn/Trigen | COGEN - Cogn/Trigen | ILNDMDFL | Island Mode Failure | ILNDMDFL - Island Mode Failure | Failure | BRT
COGEN | Cogn/Trigen | COGEN - Cogn/Trigen | OVHTFAIL | Overheat Failure | OVHTFAIL - Overheat Failure | Failure | BRT
COGEN | Cogn/Trigen | COGEN - Cogn/Trigen | SYNCFAIL | Sync Failure | SYNCFAIL - Sync Failure | Failure | BRT
COGEN | Cogn/Trigen | COGEN - Cogn/Trigen | UPSFAIL | UPS Failure | UPSFAIL - UPS Failure | Failure | BRT
COGEN | Cogn/Trigen | COGEN - Cogn/Trigen | ACTGOD | Weather condition/Forces of nature or Act of God | ACTGOD - Weather condition/Forces of nature or Act of God | Cause | BRT
COGEN | Cogn/Trigen | COGEN - Cogn/Trigen | CONTAM | Contamination | CONTAM - Contamination | Cause | BRT
COGEN | Cogn/Trigen | COGEN - Cogn/Trigen | IMPRMNT | Improper Maintenance | IMPRMNT - Improper Maintenance | Cause | BRT
COGEN | Cogn/Trigen | COGEN - Cogn/Trigen | INSLUBR | Insufficient Lubrication | INSLUBR - Insufficient Lubrication | Cause | BRT
COGEN | Cogn/Trigen | COGEN - Cogn/Trigen | LACKTRN | Lack of/ Inadequate Training | LACKTRN - Lack of/ Inadequate Training | Cause | BRT
COGEN | Cogn/Trigen | COGEN - Cogn/Trigen | MISSCMP | Loose/ Missing Component | MISSCMP - Loose/ Missing Component | Cause | BRT
COGEN | Cogn/Trigen | COGEN - Cogn/Trigen | NRMWEAR | Normal Wear | NRMWEAR - Normal Wear | Cause | BRT
COGEN | Cogn/Trigen | COGEN - Cogn/Trigen | OTHER | Other (specify) | OTHER - Other (specify) | Cause | BRT
COGEN | Cogn/Trigen | COGEN - Cogn/Trigen | PRINSTAL | Poor Installation | PRINSTAL - Poor Installation | Cause | BRT
COGEN | Cogn/Trigen | COGEN - Cogn/Trigen | PROCISSU | Procedure Issue | PROCISSU - Procedure Issue | Cause | BRT
COGEN | Cogn/Trigen | COGEN - Cogn/Trigen | VNDLSM | Vandalism | VNDLSM - Vandalism | Cause | BRT
COGEN | Cogn/Trigen | COGEN - Cogn/Trigen | WORNCMPT | Defective/ Worn Component | WORNCMPT - Defective/ Worn Component | Cause | BRT
COGEN | Cogn/Trigen | COGEN - Cogn/Trigen | ADJUSTD | Adjusted | ADJUSTD - Adjusted | Action | BRT
COGEN | Cogn/Trigen | COGEN - Cogn/Trigen | CALLCNTR | Call Contractor | CALLCNTR - Call Contractor | Action | BRT
COGEN | Cogn/Trigen | COGEN - Cogn/Trigen | DECOMM | Decommission | DECOMM - Decommission | Action | BRT
COGEN | Cogn/Trigen | COGEN - Cogn/Trigen | DECONTME | Decontaminate | DECONTME - Decontaminate | Action | BRT
COGEN | Cogn/Trigen | COGEN - Cogn/Trigen | LUBRCTE | Lubricate | LUBRCTE - Lubricate | Action | BRT
COGEN | Cogn/Trigen | COGEN - Cogn/Trigen | MONITR | Monitor | MONITR - Monitor | Action | BRT
COGEN | Cogn/Trigen | COGEN - Cogn/Trigen | OTHER | Other (specify) | OTHER - Other (specify) | Action | BRT
COGEN | Cogn/Trigen | COGEN - Cogn/Trigen | RECALBRT | Recalibrate | RECALBRT - Recalibrate | Action | BRT
COGEN | Cogn/Trigen | COGEN - Cogn/Trigen | REMVOBT | Remove Obstruction | REMVOBT - Remove Obstruction | Action | BRT
COGEN | Cogn/Trigen | COGEN - Cogn/Trigen | REPAIR | Repair | REPAIR - Repair | Action | BRT
COGEN | Cogn/Trigen | COGEN - Cogn/Trigen | REPLACE | Replace | REPLACE - Replace | Action | BRT
COOLTANK | Coolant tank | COOLTANK - Coolant tank | LEAKING | Leaking | LEAKING - Leaking | Problem | BRT
COOLTANK | Coolant tank | COOLTANK - Coolant tank | PHYDMGE | Physical Damage | PHYDMGE - Physical Damage | Problem | BRT
COOLTANK | Coolant tank | COOLTANK - Coolant tank | GLSTOVER | Glycol storage tank overfilled | GLSTOVER - Glycol storage tank overfilled | Failure | BRT
COOLTANK | Coolant tank | COOLTANK - Coolant tank | STTKDET | Storage tank deteriorated | STTKDET - Storage tank deteriorated | Failure | BRT
COOLTANK | Coolant tank | COOLTANK - Coolant tank | UTKDWDET | Underground double wall storage tank deteriorated | UTKDWDET - Underground double wall storage tank deteriorated | Failure | BRT
COOLTANK | Coolant tank | COOLTANK - Coolant tank | NRMWEAR | Normal Wear | NRMWEAR - Normal Wear | Cause | BRT
COOLTANK | Coolant tank | COOLTANK - Coolant tank | PROCISSU | Procedure Issue | PROCISSU - Procedure Issue | Cause | BRT
COOLTANK | Coolant tank | COOLTANK - Coolant tank | ADJUSTD | Adjusted | ADJUSTD - Adjusted | Action | BRT
COOLTANK | Coolant tank | COOLTANK - Coolant tank | REPRASS | Repair Asset | REPRASS - Repair Asset | Action | BRT
CP | Control Panel | CP - Control Panel | ABNTEMP | Abnormal Temperature | ABNTEMP - Abnormal Temperature | Problem | BRT
CP | Control Panel | CP - Control Panel | CORROS | Corrosion | CORROS - Corrosion | Problem | BRT
CP | Control Panel | CP - Control Panel | ELECTRIP | Electrical Trip Out | ELECTRIP - Electrical Trip Out | Problem | BRT
CP | Control Panel | CP - Control Panel | EXNOISE | Excessive Noise | EXNOISE - Excessive Noise | Problem | BRT
CP | Control Panel | CP - Control Panel | EXVIBRTN | Excessive Vibration | EXVIBRTN - Excessive Vibration | Problem | BRT
CP | Control Panel | CP - Control Panel | JAMMEDEQ | Jammed Equipment | JAMMEDEQ - Jammed Equipment | Problem | BRT
CP | Control Panel | CP - Control Panel | LEAKING | Leaking | LEAKING - Leaking | Problem | BRT
CP | Control Panel | CP - Control Panel | LOWPERF | Low Performance | LOWPERF - Low Performance | Problem | BRT
CP | Control Panel | CP - Control Panel | NONOPER | Non-Operational | NONOPER - Non-Operational | Problem | BRT
CP | Control Panel | CP - Control Panel | PHYDMGE | Physical Damage | PHYDMGE - Physical Damage | Problem | BRT
CP | Control Panel | CP - Control Panel | UNSMELL | Unusual Smell | UNSMELL - Unusual Smell | Problem | BRT
CP | Control Panel | CP - Control Panel | UNSMOKE | Unusual Smoke | UNSMOKE - Unusual Smoke | Problem | BRT
CP | Control Panel | CP - Control Panel | CPENDET | Control panel enclosure deteriorated | CPENDET - Control panel enclosure deteriorated | Failure | BRT
CP | Control Panel | CP - Control Panel | CPFAIL | Control panel failed | CPFAIL - Control panel failed | Failure | BRT
CP | Control Panel | CP - Control Panel | ACCIDENT | Accident | ACCIDENT - Accident | Cause | BRT
CP | Control Panel | CP - Control Panel | ACCWEAR | Accelerated Wear | ACCWEAR - Accelerated Wear | Cause | BRT
CP | Control Panel | CP - Control Panel | ACTGOD | Weather condition/Forces of nature or Act of God | ACTGOD - Weather condition/Forces of nature or Act of God | Cause | BRT
CP | Control Panel | CP - Control Panel | CONTAM | Contamination | CONTAM - Contamination | Cause | BRT
CP | Control Panel | CP - Control Panel | DEFASSET | Defective Asset | DEFASSET - Defective Asset | Cause | BRT
CP | Control Panel | CP - Control Panel | EXLOAD | Excessive Load | EXLOAD - Excessive Load | Cause | BRT
CP | Control Panel | CP - Control Panel | IMPRMNT | Improper Maintenance | IMPRMNT - Improper Maintenance | Cause | BRT
CP | Control Panel | CP - Control Panel | INSLUBR | Insufficient Lubrication | INSLUBR - Insufficient Lubrication | Cause | BRT
CP | Control Panel | CP - Control Panel | LACKTRN | Lack of/ Inadequate Training | LACKTRN - Lack of/ Inadequate Training | Cause | BRT
CP | Control Panel | CP - Control Panel | MISSCMP | Loose/ Missing Component | MISSCMP - Loose/ Missing Component | Cause | BRT
CP | Control Panel | CP - Control Panel | NRMWEAR | Normal Wear | NRMWEAR - Normal Wear | Cause | BRT
CP | Control Panel | CP - Control Panel | OTHER | Other (specify) | OTHER - Other (specify) | Cause | BRT
CP | Control Panel | CP - Control Panel | PRINSTAL | Poor Installation | PRINSTAL - Poor Installation | Cause | BRT
CP | Control Panel | CP - Control Panel | PROCISSU | Procedure Issue | PROCISSU - Procedure Issue | Cause | BRT
CP | Control Panel | CP - Control Panel | UTLFAIL | Utility Failure | UTLFAIL - Utility Failure | Cause | BRT
CP | Control Panel | CP - Control Panel | VNDLSM | Vandalism | VNDLSM - Vandalism | Cause | BRT
CP | Control Panel | CP - Control Panel | WORNCMPT | Defective/ Worn Component | WORNCMPT - Defective/ Worn Component | Cause | BRT
CP | Control Panel | CP - Control Panel | ADJUSTD | Adjusted | ADJUSTD - Adjusted | Action | BRT
CP | Control Panel | CP - Control Panel | DECOMM | Decommission | DECOMM - Decommission | Action | BRT
CP | Control Panel | CP - Control Panel | DECONTME | Decontaminate | DECONTME - Decontaminate | Action | BRT
CP | Control Panel | CP - Control Panel | DONOTHIN | Do Nothing | DONOTHIN - Do Nothing | Action | BRT
CP | Control Panel | CP - Control Panel | LUBRCTE | Lubricate | LUBRCTE - Lubricate | Action | BRT
CP | Control Panel | CP - Control Panel | OTHER | Other (specify) | OTHER - Other (specify) | Action | BRT
CP | Control Panel | CP - Control Panel | RECALBRT | Recalibrate | RECALBRT - Recalibrate | Action | BRT
CP | Control Panel | CP - Control Panel | REMVOBT | Remove Obstruction | REMVOBT - Remove Obstruction | Action | BRT
CP | Control Panel | CP - Control Panel | REPCMPT | Repair Component | REPCMPT - Repair Component | Action | BRT
CP | Control Panel | CP - Control Panel | REPLASS | Replace Asset | REPLASS - Replace Asset | Action | BRT
CP | Control Panel | CP - Control Panel | REPLCMPT | Replace Component | REPLCMPT - Replace Component | Action | BRT
CP | Control Panel | CP - Control Panel | REPRASS | Repair Asset | REPRASS - Repair Asset | Action | BRT
CP | Control Panel | CP - Control Panel | UPGRADES | Upgrade | UPGRADES - Upgrade | Action | BRT
CPCTR | Capacitor | CPCTR - Capacitor | ABNTEMP | Abnormal Temperature | ABNTEMP - Abnormal Temperature | Problem | BRT
CPCTR | Capacitor | CPCTR - Capacitor | CORROS | Corrosion | CORROS - Corrosion | Problem | BRT
CPCTR | Capacitor | CPCTR - Capacitor | ELECTRIP | Electrical Trip Out | ELECTRIP - Electrical Trip Out | Problem | BRT
CPCTR | Capacitor | CPCTR - Capacitor | EXNOISE | Excessive Noise | EXNOISE - Excessive Noise | Problem | BRT
CPCTR | Capacitor | CPCTR - Capacitor | EXVIBRTN | Excessive Vibration | EXVIBRTN - Excessive Vibration | Problem | BRT
CPCTR | Capacitor | CPCTR - Capacitor | JAMMEDEQ | Jammed Equipment | JAMMEDEQ - Jammed Equipment | Problem | BRT
CPCTR | Capacitor | CPCTR - Capacitor | LEAKING | Leaking | LEAKING - Leaking | Problem | BRT
CPCTR | Capacitor | CPCTR - Capacitor | LOWPERF | Low Performance | LOWPERF - Low Performance | Problem | BRT
CPCTR | Capacitor | CPCTR - Capacitor | NONOPER | Non-Operational | NONOPER - Non-Operational | Problem | BRT
CPCTR | Capacitor | CPCTR - Capacitor | PHYDMGE | Physical Damage | PHYDMGE - Physical Damage | Problem | BRT
CPCTR | Capacitor | CPCTR - Capacitor | UNSMELL | Unusual Smell | UNSMELL - Unusual Smell | Problem | BRT
CPCTR | Capacitor | CPCTR - Capacitor | UNSMOKE | Unusual Smoke | UNSMOKE - Unusual Smoke | Problem | BRT
CPCTR | Capacitor | CPCTR - Capacitor | CAPBCONT | 600V Power Factor Correction Capacitor Bank Contaminated | CAPBCONT - 600V Power Factor Correction Capacitor Bank Contaminated | Failure | BRT
CPCTR | Capacitor | CPCTR - Capacitor | CAPBFAIL | 600V Power Factor Correction Capacitor Bank Failed | CAPBFAIL - 600V Power Factor Correction Capacitor Bank Failed | Failure | BRT
CPCTR | Capacitor | CPCTR - Capacitor | CAPBFDET | 600V Power Factor Correction Capacitor Bank Cooling Fan Deteriorated | CAPBFDET - 600V Power Factor Correction Capacitor Bank Cooling Fan Deteriorated | Failure | BRT
CPCTR | Capacitor | CPCTR - Capacitor | CAPCNDET | 600V Power Factor Correction Capacitor Bank Electrical Connections Deteriorated | CAPCNDET - 600V Power Factor Correction Capacitor Bank Electrical Connections Deteriorated | Failure | BRT
CPCTR | Capacitor | CPCTR - Capacitor | ACCIDENT | Accident | ACCIDENT - Accident | Cause | BRT
CPCTR | Capacitor | CPCTR - Capacitor | ACCWEAR | Accelerated Wear | ACCWEAR - Accelerated Wear | Cause | BRT
CPCTR | Capacitor | CPCTR - Capacitor | ACTGOD | Weather condition/Forces of nature or Act of God | ACTGOD - Weather condition/Forces of nature or Act of God | Cause | BRT
CPCTR | Capacitor | CPCTR - Capacitor | CONTAM | Contamination | CONTAM - Contamination | Cause | BRT
CPCTR | Capacitor | CPCTR - Capacitor | DEFASSET | Defective Asset | DEFASSET - Defective Asset | Cause | BRT
CPCTR | Capacitor | CPCTR - Capacitor | EXLOAD | Excessive Load | EXLOAD - Excessive Load | Cause | BRT
CPCTR | Capacitor | CPCTR - Capacitor | IMPRMNT | Improper Maintenance | IMPRMNT - Improper Maintenance | Cause | BRT
CPCTR | Capacitor | CPCTR - Capacitor | INSLUBR | Insufficient Lubrication | INSLUBR - Insufficient Lubrication | Cause | BRT
CPCTR | Capacitor | CPCTR - Capacitor | LACKTRN | Lack of/ Inadequate Training | LACKTRN - Lack of/ Inadequate Training | Cause | BRT
CPCTR | Capacitor | CPCTR - Capacitor | MISSCMP | Loose/ Missing Component | MISSCMP - Loose/ Missing Component | Cause | BRT
CPCTR | Capacitor | CPCTR - Capacitor | NRMWEAR | Normal Wear | NRMWEAR - Normal Wear | Cause | BRT
CPCTR | Capacitor | CPCTR - Capacitor | OTHER | Other (specify) | OTHER - Other (specify) | Cause | BRT
CPCTR | Capacitor | CPCTR - Capacitor | PRINSTAL | Poor Installation | PRINSTAL - Poor Installation | Cause | BRT
CPCTR | Capacitor | CPCTR - Capacitor | PROCISSU | Procedure Issue | PROCISSU - Procedure Issue | Cause | BRT
CPCTR | Capacitor | CPCTR - Capacitor | UTLFAIL | Utility Failure | UTLFAIL - Utility Failure | Cause | BRT
CPCTR | Capacitor | CPCTR - Capacitor | VNDLSM | Vandalism | VNDLSM - Vandalism | Cause | BRT
CPCTR | Capacitor | CPCTR - Capacitor | WORNCMPT | Defective/ Worn Component | WORNCMPT - Defective/ Worn Component | Cause | BRT
CPCTR | Capacitor | CPCTR - Capacitor | ADJUSTD | Adjusted | ADJUSTD - Adjusted | Action | BRT
CPCTR | Capacitor | CPCTR - Capacitor | DECOMM | Decommission | DECOMM - Decommission | Action | BRT
CPCTR | Capacitor | CPCTR - Capacitor | DECONTME | Decontaminate | DECONTME - Decontaminate | Action | BRT
CPCTR | Capacitor | CPCTR - Capacitor | DONOTHIN | Do Nothing | DONOTHIN - Do Nothing | Action | BRT
CPCTR | Capacitor | CPCTR - Capacitor | LUBRCTE | Lubricate | LUBRCTE - Lubricate | Action | BRT
CPCTR | Capacitor | CPCTR - Capacitor | OTHER | Other (specify) | OTHER - Other (specify) | Action | BRT
CPCTR | Capacitor | CPCTR - Capacitor | RECALBRT | Recalibrate | RECALBRT - Recalibrate | Action | BRT
CPCTR | Capacitor | CPCTR - Capacitor | REMVOBT | Remove Obstruction | REMVOBT - Remove Obstruction | Action | BRT
CPCTR | Capacitor | CPCTR - Capacitor | REPCMPT | Repair Component | REPCMPT - Repair Component | Action | BRT
CPCTR | Capacitor | CPCTR - Capacitor | REPLASS | Replace Asset | REPLASS - Replace Asset | Action | BRT
CPCTR | Capacitor | CPCTR - Capacitor | REPLCMPT | Replace Component | REPLCMPT - Replace Component | Action | BRT
CPCTR | Capacitor | CPCTR - Capacitor | REPRASS | Repair Asset | REPRASS - Repair Asset | Action | BRT
CPCTR | Capacitor | CPCTR - Capacitor | UPGRADES | Upgrade | UPGRADES - Upgrade | Action | BRT
CRN | Crane | CRN - Crane | ABNTEMP | Abnormal Temperature | ABNTEMP - Abnormal Temperature | Problem | BRT
CRN | Crane | CRN - Crane | CORROS | Corrosion | CORROS - Corrosion | Problem | BRT
CRN | Crane | CRN - Crane | ELECTRIP | Electrical Trip Out | ELECTRIP - Electrical Trip Out | Problem | BRT
CRN | Crane | CRN - Crane | EXNOISE | Excessive Noise | EXNOISE - Excessive Noise | Problem | BRT
CRN | Crane | CRN - Crane | EXVIBRTN | Excessive Vibration | EXVIBRTN - Excessive Vibration | Problem | BRT
CRN | Crane | CRN - Crane | JAMMEDEQ | Jammed Equipment | JAMMEDEQ - Jammed Equipment | Problem | BRT
CRN | Crane | CRN - Crane | LEAKING | Leaking | LEAKING - Leaking | Problem | BRT
CRN | Crane | CRN - Crane | LOWPERF | Low Performance | LOWPERF - Low Performance | Problem | BRT
CRN | Crane | CRN - Crane | NONOPER | Non-Operational | NONOPER - Non-Operational | Problem | BRT
CRN | Crane | CRN - Crane | PHYDMGE | Physical Damage | PHYDMGE - Physical Damage | Problem | BRT
CRN | Crane | CRN - Crane | UNSMELL | Unusual Smell | UNSMELL - Unusual Smell | Problem | BRT
CRN | Crane | CRN - Crane | UNSMOKE | Unusual Smoke | UNSMOKE - Unusual Smoke | Problem | BRT
CRN | Crane | CRN - Crane | CCSFAIL | Crane Control Systems Failed | CCSFAIL - Crane Control Systems Failed | Failure | BRT
CRN | Crane | CRN - Crane | CLUBDET | Crane Lubrication Deteriorated | CLUBDET - Crane Lubrication Deteriorated | Failure | BRT
CRN | Crane | CRN - Crane | CMCDET | Crane Mechanical Components Deteriorated | CMCDET - Crane Mechanical Components Deteriorated | Failure | BRT
CRN | Crane | CRN - Crane | CSCCDET | Crane Structural Components and Casings Deteriorated | CSCCDET - Crane Structural Components and Casings Deteriorated | Failure | BRT
CRN | Crane | CRN - Crane | CSILUB | Crane Systems Insufficiently Lubricated | CSILUB - Crane Systems Insufficiently Lubricated | Failure | BRT
CRN | Crane | CRN - Crane | CSSFAIL | Crane Safety Systems Failed | CSSFAIL - Crane Safety Systems Failed | Failure | BRT
CRN | Crane | CRN - Crane | ACCIDENT | Accident | ACCIDENT - Accident | Cause | BRT
CRN | Crane | CRN - Crane | ACCWEAR | Accelerated Wear | ACCWEAR - Accelerated Wear | Cause | BRT
CRN | Crane | CRN - Crane | ACTGOD | Weather condition/Forces of nature or Act of God | ACTGOD - Weather condition/Forces of nature or Act of God | Cause | BRT
CRN | Crane | CRN - Crane | CONTAM | Contamination | CONTAM - Contamination | Cause | BRT
CRN | Crane | CRN - Crane | DEFASSET | Defective Asset | DEFASSET - Defective Asset | Cause | BRT
CRN | Crane | CRN - Crane | EXLOAD | Excessive Load | EXLOAD - Excessive Load | Cause | BRT
CRN | Crane | CRN - Crane | IMPRMNT | Improper Maintenance | IMPRMNT - Improper Maintenance | Cause | BRT
CRN | Crane | CRN - Crane | INSLUBR | Insufficient Lubrication | INSLUBR - Insufficient Lubrication | Cause | BRT
CRN | Crane | CRN - Crane | LACKTRN | Lack of/ Inadequate Training | LACKTRN - Lack of/ Inadequate Training | Cause | BRT
CRN | Crane | CRN - Crane | MISSCMP | Loose/ Missing Component | MISSCMP - Loose/ Missing Component | Cause | BRT
CRN | Crane | CRN - Crane | NRMWEAR | Normal Wear | NRMWEAR - Normal Wear | Cause | BRT
CRN | Crane | CRN - Crane | OTHER | Other (specify) | OTHER - Other (specify) | Cause | BRT
CRN | Crane | CRN - Crane | PRINSTAL | Poor Installation | PRINSTAL - Poor Installation | Cause | BRT
CRN | Crane | CRN - Crane | PROCISSU | Procedure Issue | PROCISSU - Procedure Issue | Cause | BRT
CRN | Crane | CRN - Crane | UTLFAIL | Utility Failure | UTLFAIL - Utility Failure | Cause | BRT
CRN | Crane | CRN - Crane | VNDLSM | Vandalism | VNDLSM - Vandalism | Cause | BRT
CRN | Crane | CRN - Crane | WORNCMPT | Defective/ Worn Component | WORNCMPT - Defective/ Worn Component | Cause | BRT
CRN | Crane | CRN - Crane | ADJUSTD | Adjusted | ADJUSTD - Adjusted | Action | BRT
CRN | Crane | CRN - Crane | DECOMM | Decommission | DECOMM - Decommission | Action | BRT
CRN | Crane | CRN - Crane | DECONTME | Decontaminate | DECONTME - Decontaminate | Action | BRT
CRN | Crane | CRN - Crane | DONOTHIN | Do Nothing | DONOTHIN - Do Nothing | Action | BRT
CRN | Crane | CRN - Crane | LUBRCTE | Lubricate | LUBRCTE - Lubricate | Action | BRT
CRN | Crane | CRN - Crane | OTHER | Other (specify) | OTHER - Other (specify) | Action | BRT
CRN | Crane | CRN - Crane | RECALBRT | Recalibrate | RECALBRT - Recalibrate | Action | BRT
CRN | Crane | CRN - Crane | REMVOBT | Remove Obstruction | REMVOBT - Remove Obstruction | Action | BRT
CRN | Crane | CRN - Crane | REPCMPT | Repair Component | REPCMPT - Repair Component | Action | BRT
CRN | Crane | CRN - Crane | REPLASS | Replace Asset | REPLASS - Replace Asset | Action | BRT
CRN | Crane | CRN - Crane | REPLCMPT | Replace Component | REPLCMPT - Replace Component | Action | BRT
CRN | Crane | CRN - Crane | REPRASS | Repair Asset | REPRASS - Repair Asset | Action | BRT
CRN | Crane | CRN - Crane | UPGRADES | Upgrade | UPGRADES - Upgrade | Action | BRT
CRNREMC | Crane Remote Control | CRNREMC - Crane Remote Control | ABNTEMP | Abnormal Temperature | ABNTEMP - Abnormal Temperature | Problem | BRT
CRNREMC | Crane Remote Control | CRNREMC - Crane Remote Control | CORROS | Corrosion | CORROS - Corrosion | Problem | BRT
CRNREMC | Crane Remote Control | CRNREMC - Crane Remote Control | ELECTRIP | Electrical Trip Out | ELECTRIP - Electrical Trip Out | Problem | BRT
CRNREMC | Crane Remote Control | CRNREMC - Crane Remote Control | EXNOISE | Excessive Noise | EXNOISE - Excessive Noise | Problem | BRT
CRNREMC | Crane Remote Control | CRNREMC - Crane Remote Control | EXVIBRTN | Excessive Vibration | EXVIBRTN - Excessive Vibration | Problem | BRT
CRNREMC | Crane Remote Control | CRNREMC - Crane Remote Control | JAMMEDEQ | Jammed Equipment | JAMMEDEQ - Jammed Equipment | Problem | BRT
CRNREMC | Crane Remote Control | CRNREMC - Crane Remote Control | LEAKING | Leaking | LEAKING - Leaking | Problem | BRT
CRNREMC | Crane Remote Control | CRNREMC - Crane Remote Control | LOWPERF | Low Performance | LOWPERF - Low Performance | Problem | BRT
CRNREMC | Crane Remote Control | CRNREMC - Crane Remote Control | NONOPER | Non-Operational | NONOPER - Non-Operational | Problem | BRT
CRNREMC | Crane Remote Control | CRNREMC - Crane Remote Control | PHYDMGE | Physical Damage | PHYDMGE - Physical Damage | Problem | BRT
CRNREMC | Crane Remote Control | CRNREMC - Crane Remote Control | UNSMELL | Unusual Smell | UNSMELL - Unusual Smell | Problem | BRT
CRNREMC | Crane Remote Control | CRNREMC - Crane Remote Control | UNSMOKE | Unusual Smoke | UNSMOKE - Unusual Smoke | Problem | BRT
CRNREMC | Crane Remote Control | CRNREMC - Crane Remote Control | CRMAGE | Control Remote Battery Aged | CRMAGE - Control Remote Battery Aged | Failure | BRT
CRNREMC | Crane Remote Control | CRNREMC - Crane Remote Control | EMGSFUNC | Emergency Stop Function Failed | EMGSFUNC - Emergency Stop Function Failed | Failure | BRT
CRNREMC | Crane Remote Control | CRNREMC - Crane Remote Control | OCCRDET | Overhead Crane Control Remote Deteriorated | OCCRDET - Overhead Crane Control Remote Deteriorated | Failure | BRT
CRNREMC | Crane Remote Control | CRNREMC - Crane Remote Control | ACCIDENT | Accident | ACCIDENT - Accident | Cause | BRT
CRNREMC | Crane Remote Control | CRNREMC - Crane Remote Control | ACCWEAR | Accelerated Wear | ACCWEAR - Accelerated Wear | Cause | BRT
CRNREMC | Crane Remote Control | CRNREMC - Crane Remote Control | ACTGOD | Weather condition/Forces of nature or Act of God | ACTGOD - Weather condition/Forces of nature or Act of God | Cause | BRT
CRNREMC | Crane Remote Control | CRNREMC - Crane Remote Control | CONTAM | Contamination | CONTAM - Contamination | Cause | BRT
CRNREMC | Crane Remote Control | CRNREMC - Crane Remote Control | DEFASSET | Defective Asset | DEFASSET - Defective Asset | Cause | BRT
CRNREMC | Crane Remote Control | CRNREMC - Crane Remote Control | EXLOAD | Excessive Load | EXLOAD - Excessive Load | Cause | BRT
CRNREMC | Crane Remote Control | CRNREMC - Crane Remote Control | IMPRMNT | Improper Maintenance | IMPRMNT - Improper Maintenance | Cause | BRT
CRNREMC | Crane Remote Control | CRNREMC - Crane Remote Control | INSLUBR | Insufficient Lubrication | INSLUBR - Insufficient Lubrication | Cause | BRT
CRNREMC | Crane Remote Control | CRNREMC - Crane Remote Control | LACKTRN | Lack of/ Inadequate Training | LACKTRN - Lack of/ Inadequate Training | Cause | BRT
CRNREMC | Crane Remote Control | CRNREMC - Crane Remote Control | MISSCMP | Loose/ Missing Component | MISSCMP - Loose/ Missing Component | Cause | BRT
CRNREMC | Crane Remote Control | CRNREMC - Crane Remote Control | NRMWEAR | Normal Wear | NRMWEAR - Normal Wear | Cause | BRT
CRNREMC | Crane Remote Control | CRNREMC - Crane Remote Control | OTHER | Other (specify) | OTHER - Other (specify) | Cause | BRT
CRNREMC | Crane Remote Control | CRNREMC - Crane Remote Control | PRINSTAL | Poor Installation | PRINSTAL - Poor Installation | Cause | BRT
CRNREMC | Crane Remote Control | CRNREMC - Crane Remote Control | PROCISSU | Procedure Issue | PROCISSU - Procedure Issue | Cause | BRT
CRNREMC | Crane Remote Control | CRNREMC - Crane Remote Control | UTLFAIL | Utility Failure | UTLFAIL - Utility Failure | Cause | BRT
CRNREMC | Crane Remote Control | CRNREMC - Crane Remote Control | VNDLSM | Vandalism | VNDLSM - Vandalism | Cause | BRT
CRNREMC | Crane Remote Control | CRNREMC - Crane Remote Control | WORNCMPT | Defective/ Worn Component | WORNCMPT - Defective/ Worn Component | Cause | BRT
CRNREMC | Crane Remote Control | CRNREMC - Crane Remote Control | ADJUSTD | Adjusted | ADJUSTD - Adjusted | Action | BRT
CRNREMC | Crane Remote Control | CRNREMC - Crane Remote Control | DECOMM | Decommission | DECOMM - Decommission | Action | BRT
CRNREMC | Crane Remote Control | CRNREMC - Crane Remote Control | DECONTME | Decontaminate | DECONTME - Decontaminate | Action | BRT
CRNREMC | Crane Remote Control | CRNREMC - Crane Remote Control | DONOTHIN | Do Nothing | DONOTHIN - Do Nothing | Action | BRT
CRNREMC | Crane Remote Control | CRNREMC - Crane Remote Control | LUBRCTE | Lubricate | LUBRCTE - Lubricate | Action | BRT
CRNREMC | Crane Remote Control | CRNREMC - Crane Remote Control | OTHER | Other (specify) | OTHER - Other (specify) | Action | BRT
CRNREMC | Crane Remote Control | CRNREMC - Crane Remote Control | RECALBRT | Recalibrate | RECALBRT - Recalibrate | Action | BRT
CRNREMC | Crane Remote Control | CRNREMC - Crane Remote Control | REMVOBT | Remove Obstruction | REMVOBT - Remove Obstruction | Action | BRT
CRNREMC | Crane Remote Control | CRNREMC - Crane Remote Control | REPCMPT | Repair Component | REPCMPT - Repair Component | Action | BRT
CRNREMC | Crane Remote Control | CRNREMC - Crane Remote Control | REPLASS | Replace Asset | REPLASS - Replace Asset | Action | BRT
CRNREMC | Crane Remote Control | CRNREMC - Crane Remote Control | REPLCMPT | Replace Component | REPLCMPT - Replace Component | Action | BRT
CRNREMC | Crane Remote Control | CRNREMC - Crane Remote Control | REPRASS | Repair Asset | REPRASS - Repair Asset | Action | BRT
CRNREMC | Crane Remote Control | CRNREMC - Crane Remote Control | UPGRADES | Upgrade | UPGRADES - Upgrade | Action | BRT
DEFDISP | DEF Dispenser | DEFDISP - DEF Dispenser | ABNTEMP | Abnormal Temperature | ABNTEMP - Abnormal Temperature | Problem | BRT
DEFDISP | DEF Dispenser | DEFDISP - DEF Dispenser | CORROS | Corrosion | CORROS - Corrosion | Problem | BRT
DEFDISP | DEF Dispenser | DEFDISP - DEF Dispenser | ELECTRIP | Electrical Trip Out | ELECTRIP - Electrical Trip Out | Problem | BRT
DEFDISP | DEF Dispenser | DEFDISP - DEF Dispenser | EXVIBRTN | Excessive Vibration | EXVIBRTN - Excessive Vibration | Problem | BRT
DEFDISP | DEF Dispenser | DEFDISP - DEF Dispenser | JAMMEDEQ | Jammed Equipment | JAMMEDEQ - Jammed Equipment | Problem | BRT
DEFDISP | DEF Dispenser | DEFDISP - DEF Dispenser | LEAKING | Leaking | LEAKING - Leaking | Problem | BRT
DEFDISP | DEF Dispenser | DEFDISP - DEF Dispenser | LOWPERF | Low Performance | LOWPERF - Low Performance | Problem | BRT
DEFDISP | DEF Dispenser | DEFDISP - DEF Dispenser | NONOPER | Non-Operational | NONOPER - Non-Operational | Problem | BRT
DEFDISP | DEF Dispenser | DEFDISP - DEF Dispenser | PHYDMGE | Physical Damage | PHYDMGE - Physical Damage | Problem | BRT
DEFDISP | DEF Dispenser | DEFDISP - DEF Dispenser | DEFDDET | DEF dispenser hose and/or dispenser nozzle deteriorated | DEFDDET - DEF dispenser hose and/or dispenser nozzle deteriorated | Failure | BRT
DEFDISP | DEF Dispenser | DEFDISP - DEF Dispenser | LEAKPIPH | Leaking Pipes/ Hose | LEAKPIPH - Leaking Pipes/ Hose | Failure | BRT
DEFDISP | DEF Dispenser | DEFDISP - DEF Dispenser | MTRPMPFL | Motor/ Pump Failure | MTRPMPFL - Motor/ Pump Failure | Failure | BRT
DEFDISP | DEF Dispenser | DEFDISP - DEF Dispenser | NOPRODTK | No Product In Tank | NOPRODTK - No Product In Tank | Failure | BRT
DEFDISP | DEF Dispenser | DEFDISP - DEF Dispenser | POSINOZL | Leaking Component Posi-Lock Nozzle | POSINOZL - Leaking Component Posi-Lock Nozzle | Failure | BRT
DEFDISP | DEF Dispenser | DEFDISP - DEF Dispenser | SLPRDFLW | Slow Product Flow | SLPRDFLW - Slow Product Flow | Failure | BRT
DEFDISP | DEF Dispenser | DEFDISP - DEF Dispenser | SPOTNOZL | Leaking Component Spout Nozzle | SPOTNOZL - Leaking Component Spout Nozzle | Failure | BRT
DEFDISP | DEF Dispenser | DEFDISP - DEF Dispenser | ACCIDENT | Accident | ACCIDENT - Accident | Cause | BRT
DEFDISP | DEF Dispenser | DEFDISP - DEF Dispenser | CONTAM | Contamination | CONTAM - Contamination | Cause | BRT
DEFDISP | DEF Dispenser | DEFDISP - DEF Dispenser | DEFASSET | Defective Asset | DEFASSET - Defective Asset | Cause | BRT
DEFDISP | DEF Dispenser | DEFDISP - DEF Dispenser | EXLOAD | Excessive Load | EXLOAD - Excessive Load | Cause | BRT
DEFDISP | DEF Dispenser | DEFDISP - DEF Dispenser | IMPRMNT | Improper Maintenance | IMPRMNT - Improper Maintenance | Cause | BRT
DEFDISP | DEF Dispenser | DEFDISP - DEF Dispenser | MISSCMP | Loose/ Missing Component | MISSCMP - Loose/ Missing Component | Cause | BRT
DEFDISP | DEF Dispenser | DEFDISP - DEF Dispenser | PRINSTAL | Poor Installation | PRINSTAL - Poor Installation | Cause | BRT
DEFDISP | DEF Dispenser | DEFDISP - DEF Dispenser | WORNCMPT | Defective/ Worn Component | WORNCMPT - Defective/ Worn Component | Cause | BRT
DEFDISP | DEF Dispenser | DEFDISP - DEF Dispenser | ADJUSTD | Adjusted | ADJUSTD - Adjusted | Action | BRT
DEFDISP | DEF Dispenser | DEFDISP - DEF Dispenser | DECOMM | Decommission | DECOMM - Decommission | Action | BRT
DEFDISP | DEF Dispenser | DEFDISP - DEF Dispenser | DECONTME | Decontaminate | DECONTME - Decontaminate | Action | BRT
DEFDISP | DEF Dispenser | DEFDISP - DEF Dispenser | LUBRCTE | Lubricate | LUBRCTE - Lubricate | Action | BRT
DEFDISP | DEF Dispenser | DEFDISP - DEF Dispenser | RECALBRT | Recalibrate | RECALBRT - Recalibrate | Action | BRT
DEFDISP | DEF Dispenser | DEFDISP - DEF Dispenser | REPAIR | Repair | REPAIR - Repair | Action | BRT
DEFDISP | DEF Dispenser | DEFDISP - DEF Dispenser | REPLACE | Replace | REPLACE - Replace | Action | BRT
DEFDISP | DEF Dispenser | DEFDISP - DEF Dispenser | UPGRADES | Upgrade | UPGRADES - Upgrade | Action | BRT
DEHMDFR | Dehumidifier | DEHMDFR - Dehumidifier | ABNTEMP | Abnormal Temperature | ABNTEMP - Abnormal Temperature | Problem | BRT
DEHMDFR | Dehumidifier | DEHMDFR - Dehumidifier | CORROS | Corrosion | CORROS - Corrosion | Problem | BRT
DEHMDFR | Dehumidifier | DEHMDFR - Dehumidifier | ELECTRIP | Electrical Trip Out | ELECTRIP - Electrical Trip Out | Problem | BRT
DEHMDFR | Dehumidifier | DEHMDFR - Dehumidifier | EXNOISE | Excessive Noise | EXNOISE - Excessive Noise | Problem | BRT
DEHMDFR | Dehumidifier | DEHMDFR - Dehumidifier | EXVIBRTN | Excessive Vibration | EXVIBRTN - Excessive Vibration | Problem | BRT
DEHMDFR | Dehumidifier | DEHMDFR - Dehumidifier | JAMMEDEQ | Jammed Equipment | JAMMEDEQ - Jammed Equipment | Problem | BRT
DEHMDFR | Dehumidifier | DEHMDFR - Dehumidifier | LEAKING | Leaking | LEAKING - Leaking | Problem | BRT
DEHMDFR | Dehumidifier | DEHMDFR - Dehumidifier | LOWPERF | Low Performance | LOWPERF - Low Performance | Problem | BRT
DEHMDFR | Dehumidifier | DEHMDFR - Dehumidifier | NONOPER | Non-Operational | NONOPER - Non-Operational | Problem | BRT
DEHMDFR | Dehumidifier | DEHMDFR - Dehumidifier | PHYDMGE | Physical Damage | PHYDMGE - Physical Damage | Problem | BRT
DEHMDFR | Dehumidifier | DEHMDFR - Dehumidifier | UNSMELL | Unusual Smell | UNSMELL - Unusual Smell | Problem | BRT
DEHMDFR | Dehumidifier | DEHMDFR - Dehumidifier | UNSMOKE | Unusual Smoke | UNSMOKE - Unusual Smoke | Problem | BRT
DEHMDFR | Dehumidifier | DEHMDFR - Dehumidifier | DEHCONT | Dehumidifier air filter contaminated | DEHCONT - Dehumidifier air filter contaminated | Failure | BRT
DEHMDFR | Dehumidifier | DEHMDFR - Dehumidifier | DEHDET | Dehumidifier components deteriorated | DEHDET - Dehumidifier components deteriorated | Failure | BRT
DEHMDFR | Dehumidifier | DEHMDFR - Dehumidifier | ACCIDENT | Accident | ACCIDENT - Accident | Cause | BRT
DEHMDFR | Dehumidifier | DEHMDFR - Dehumidifier | ACCWEAR | Accelerated Wear | ACCWEAR - Accelerated Wear | Cause | BRT
DEHMDFR | Dehumidifier | DEHMDFR - Dehumidifier | ACTGOD | Weather condition/Forces of nature or Act of God | ACTGOD - Weather condition/Forces of nature or Act of God | Cause | BRT
DEHMDFR | Dehumidifier | DEHMDFR - Dehumidifier | CONTAM | Contamination | CONTAM - Contamination | Cause | BRT
DEHMDFR | Dehumidifier | DEHMDFR - Dehumidifier | DEFASSET | Defective Asset | DEFASSET - Defective Asset | Cause | BRT
DEHMDFR | Dehumidifier | DEHMDFR - Dehumidifier | EXLOAD | Excessive Load | EXLOAD - Excessive Load | Cause | BRT
DEHMDFR | Dehumidifier | DEHMDFR - Dehumidifier | IMPRMNT | Improper Maintenance | IMPRMNT - Improper Maintenance | Cause | BRT
DEHMDFR | Dehumidifier | DEHMDFR - Dehumidifier | INSLUBR | Insufficient Lubrication | INSLUBR - Insufficient Lubrication | Cause | BRT
DEHMDFR | Dehumidifier | DEHMDFR - Dehumidifier | LACKTRN | Lack of/ Inadequate Training | LACKTRN - Lack of/ Inadequate Training | Cause | BRT
DEHMDFR | Dehumidifier | DEHMDFR - Dehumidifier | MISSCMP | Loose/ Missing Component | MISSCMP - Loose/ Missing Component | Cause | BRT
DEHMDFR | Dehumidifier | DEHMDFR - Dehumidifier | NRMWEAR | Normal Wear | NRMWEAR - Normal Wear | Cause | BRT
DEHMDFR | Dehumidifier | DEHMDFR - Dehumidifier | OTHER | Other (specify) | OTHER - Other (specify) | Cause | BRT
DEHMDFR | Dehumidifier | DEHMDFR - Dehumidifier | PRINSTAL | Poor Installation | PRINSTAL - Poor Installation | Cause | BRT
DEHMDFR | Dehumidifier | DEHMDFR - Dehumidifier | PROCISSU | Procedure Issue | PROCISSU - Procedure Issue | Cause | BRT
DEHMDFR | Dehumidifier | DEHMDFR - Dehumidifier | UTLFAIL | Utility Failure | UTLFAIL - Utility Failure | Cause | BRT
DEHMDFR | Dehumidifier | DEHMDFR - Dehumidifier | VNDLSM | Vandalism | VNDLSM - Vandalism | Cause | BRT
DEHMDFR | Dehumidifier | DEHMDFR - Dehumidifier | WORNCMPT | Defective/ Worn Component | WORNCMPT - Defective/ Worn Component | Cause | BRT
DEHMDFR | Dehumidifier | DEHMDFR - Dehumidifier | ADJUSTD | Adjusted | ADJUSTD - Adjusted | Action | BRT
DEHMDFR | Dehumidifier | DEHMDFR - Dehumidifier | DECOMM | Decommission | DECOMM - Decommission | Action | BRT
DEHMDFR | Dehumidifier | DEHMDFR - Dehumidifier | DECONTME | Decontaminate | DECONTME - Decontaminate | Action | BRT
DEHMDFR | Dehumidifier | DEHMDFR - Dehumidifier | DONOTHIN | Do Nothing | DONOTHIN - Do Nothing | Action | BRT
DEHMDFR | Dehumidifier | DEHMDFR - Dehumidifier | LUBRCTE | Lubricate | LUBRCTE - Lubricate | Action | BRT
DEHMDFR | Dehumidifier | DEHMDFR - Dehumidifier | OTHER | Other (specify) | OTHER - Other (specify) | Action | BRT
DEHMDFR | Dehumidifier | DEHMDFR - Dehumidifier | RECALBRT | Recalibrate | RECALBRT - Recalibrate | Action | BRT
DEHMDFR | Dehumidifier | DEHMDFR - Dehumidifier | REMVOBT | Remove Obstruction | REMVOBT - Remove Obstruction | Action | BRT
DEHMDFR | Dehumidifier | DEHMDFR - Dehumidifier | REPCMPT | Repair Component | REPCMPT - Repair Component | Action | BRT
DEHMDFR | Dehumidifier | DEHMDFR - Dehumidifier | REPLASS | Replace Asset | REPLASS - Replace Asset | Action | BRT
DEHMDFR | Dehumidifier | DEHMDFR - Dehumidifier | REPLCMPT | Replace Component | REPLCMPT - Replace Component | Action | BRT
DEHMDFR | Dehumidifier | DEHMDFR - Dehumidifier | REPRASS | Repair Asset | REPRASS - Repair Asset | Action | BRT
DEHMDFR | Dehumidifier | DEHMDFR - Dehumidifier | UPGRADES | Upgrade | UPGRADES - Upgrade | Action | BRT
DMESTRCT | Dome Structure | DMESTRCT - Dome Structure | ABNTEMP | Abnormal Temperature | ABNTEMP - Abnormal Temperature | Problem | BRT
DMESTRCT | Dome Structure | DMESTRCT - Dome Structure | CORROS | Corrosion | CORROS - Corrosion | Problem | BRT
DMESTRCT | Dome Structure | DMESTRCT - Dome Structure | ELECTRIP | Electrical Trip Out | ELECTRIP - Electrical Trip Out | Problem | BRT
DMESTRCT | Dome Structure | DMESTRCT - Dome Structure | EXNOISE | Excessive Noise | EXNOISE - Excessive Noise | Problem | BRT
DMESTRCT | Dome Structure | DMESTRCT - Dome Structure | EXVIBRTN | Excessive Vibration | EXVIBRTN - Excessive Vibration | Problem | BRT
DMESTRCT | Dome Structure | DMESTRCT - Dome Structure | JAMMEDEQ | Jammed Equipment | JAMMEDEQ - Jammed Equipment | Problem | BRT
DMESTRCT | Dome Structure | DMESTRCT - Dome Structure | LEAKING | Leaking | LEAKING - Leaking | Problem | BRT
DMESTRCT | Dome Structure | DMESTRCT - Dome Structure | LOWPERF | Low Performance | LOWPERF - Low Performance | Problem | BRT
DMESTRCT | Dome Structure | DMESTRCT - Dome Structure | NONOPER | Non-Operational | NONOPER - Non-Operational | Problem | BRT
DMESTRCT | Dome Structure | DMESTRCT - Dome Structure | PHYDMGE | Physical Damage | PHYDMGE - Physical Damage | Problem | BRT
DMESTRCT | Dome Structure | DMESTRCT - Dome Structure | UNSMELL | Unusual Smell | UNSMELL - Unusual Smell | Problem | BRT
DMESTRCT | Dome Structure | DMESTRCT - Dome Structure | UNSMOKE | Unusual Smoke | UNSMOKE - Unusual Smoke | Problem | BRT
DMESTRCT | Dome Structure | DMESTRCT - Dome Structure | DOMEDET | Natural Deterioration of the dome structure | DOMEDET - Natural Deterioration of the dome structure | Failure | BRT
DMESTRCT | Dome Structure | DMESTRCT - Dome Structure | ACCIDENT | Accident | ACCIDENT - Accident | Cause | BRT
DMESTRCT | Dome Structure | DMESTRCT - Dome Structure | ACCWEAR | Accelerated Wear | ACCWEAR - Accelerated Wear | Cause | BRT
DMESTRCT | Dome Structure | DMESTRCT - Dome Structure | ACTGOD | Weather condition/Forces of nature or Act of God | ACTGOD - Weather condition/Forces of nature or Act of God | Cause | BRT
DMESTRCT | Dome Structure | DMESTRCT - Dome Structure | CONTAM | Contamination | CONTAM - Contamination | Cause | BRT
DMESTRCT | Dome Structure | DMESTRCT - Dome Structure | DEFASSET | Defective Asset | DEFASSET - Defective Asset | Cause | BRT
DMESTRCT | Dome Structure | DMESTRCT - Dome Structure | EXLOAD | Excessive Load | EXLOAD - Excessive Load | Cause | BRT
DMESTRCT | Dome Structure | DMESTRCT - Dome Structure | IMPRMNT | Improper Maintenance | IMPRMNT - Improper Maintenance | Cause | BRT
DMESTRCT | Dome Structure | DMESTRCT - Dome Structure | INSLUBR | Insufficient Lubrication | INSLUBR - Insufficient Lubrication | Cause | BRT
DMESTRCT | Dome Structure | DMESTRCT - Dome Structure | LACKTRN | Lack of/ Inadequate Training | LACKTRN - Lack of/ Inadequate Training | Cause | BRT
DMESTRCT | Dome Structure | DMESTRCT - Dome Structure | MISSCMP | Loose/ Missing Component | MISSCMP - Loose/ Missing Component | Cause | BRT
DMESTRCT | Dome Structure | DMESTRCT - Dome Structure | NRMWEAR | Normal Wear | NRMWEAR - Normal Wear | Cause | BRT
DMESTRCT | Dome Structure | DMESTRCT - Dome Structure | OTHER | Other (specify) | OTHER - Other (specify) | Cause | BRT
DMESTRCT | Dome Structure | DMESTRCT - Dome Structure | PRINSTAL | Poor Installation | PRINSTAL - Poor Installation | Cause | BRT
DMESTRCT | Dome Structure | DMESTRCT - Dome Structure | PROCISSU | Procedure Issue | PROCISSU - Procedure Issue | Cause | BRT
DMESTRCT | Dome Structure | DMESTRCT - Dome Structure | UTLFAIL | Utility Failure | UTLFAIL - Utility Failure | Cause | BRT
DMESTRCT | Dome Structure | DMESTRCT - Dome Structure | VNDLSM | Vandalism | VNDLSM - Vandalism | Cause | BRT
DMESTRCT | Dome Structure | DMESTRCT - Dome Structure | WORNCMPT | Defective/ Worn Component | WORNCMPT - Defective/ Worn Component | Cause | BRT
DMESTRCT | Dome Structure | DMESTRCT - Dome Structure | ADJUSTD | Adjusted | ADJUSTD - Adjusted | Action | BRT
DMESTRCT | Dome Structure | DMESTRCT - Dome Structure | DECOMM | Decommission | DECOMM - Decommission | Action | BRT
DMESTRCT | Dome Structure | DMESTRCT - Dome Structure | DECONTME | Decontaminate | DECONTME - Decontaminate | Action | BRT
DMESTRCT | Dome Structure | DMESTRCT - Dome Structure | DONOTHIN | Do Nothing | DONOTHIN - Do Nothing | Action | BRT
DMESTRCT | Dome Structure | DMESTRCT - Dome Structure | LUBRCTE | Lubricate | LUBRCTE - Lubricate | Action | BRT
DMESTRCT | Dome Structure | DMESTRCT - Dome Structure | OTHER | Other (specify) | OTHER - Other (specify) | Action | BRT
DMESTRCT | Dome Structure | DMESTRCT - Dome Structure | RECALBRT | Recalibrate | RECALBRT - Recalibrate | Action | BRT
DMESTRCT | Dome Structure | DMESTRCT - Dome Structure | REMVOBT | Remove Obstruction | REMVOBT - Remove Obstruction | Action | BRT
DMESTRCT | Dome Structure | DMESTRCT - Dome Structure | REPCMPT | Repair Component | REPCMPT - Repair Component | Action | BRT
DMESTRCT | Dome Structure | DMESTRCT - Dome Structure | REPLASS | Replace Asset | REPLASS - Replace Asset | Action | BRT
DMESTRCT | Dome Structure | DMESTRCT - Dome Structure | REPLCMPT | Replace Component | REPLCMPT - Replace Component | Action | BRT
DMESTRCT | Dome Structure | DMESTRCT - Dome Structure | REPRASS | Repair Asset | REPRASS - Repair Asset | Action | BRT
DMESTRCT | Dome Structure | DMESTRCT - Dome Structure | UPGRADES | Upgrade | UPGRADES - Upgrade | Action | BRT
DOMWDS | Domestic Water Distribution System | DOMWDS - Domestic Water Distribution System | ABNTEMP | Abnormal Temperature | ABNTEMP - Abnormal Temperature | Problem | BRT
DOMWDS | Domestic Water Distribution System | DOMWDS - Domestic Water Distribution System | CORROS | Corrosion | CORROS - Corrosion | Problem | BRT
DOMWDS | Domestic Water Distribution System | DOMWDS - Domestic Water Distribution System | ELECTRIP | Electrical Trip Out | ELECTRIP - Electrical Trip Out | Problem | BRT
DOMWDS | Domestic Water Distribution System | DOMWDS - Domestic Water Distribution System | EXNOISE | Excessive Noise | EXNOISE - Excessive Noise | Problem | BRT
DOMWDS | Domestic Water Distribution System | DOMWDS - Domestic Water Distribution System | EXVIBRTN | Excessive Vibration | EXVIBRTN - Excessive Vibration | Problem | BRT
DOMWDS | Domestic Water Distribution System | DOMWDS - Domestic Water Distribution System | JAMMEDEQ | Jammed Equipment | JAMMEDEQ - Jammed Equipment | Problem | BRT
DOMWDS | Domestic Water Distribution System | DOMWDS - Domestic Water Distribution System | LEAKING | Leaking | LEAKING - Leaking | Problem | BRT
DOMWDS | Domestic Water Distribution System | DOMWDS - Domestic Water Distribution System | LOWPERF | Low Performance | LOWPERF - Low Performance | Problem | BRT
DOMWDS | Domestic Water Distribution System | DOMWDS - Domestic Water Distribution System | NONOPER | Non-Operational | NONOPER - Non-Operational | Problem | BRT
DOMWDS | Domestic Water Distribution System | DOMWDS - Domestic Water Distribution System | PHYDMGE | Physical Damage | PHYDMGE - Physical Damage | Problem | BRT
DOMWDS | Domestic Water Distribution System | DOMWDS - Domestic Water Distribution System | UNSMOKE | Unusual Smoke | UNSMOKE - Unusual Smoke | Problem | BRT
DOMWDS | Domestic Water Distribution System | DOMWDS - Domestic Water Distribution System | CONTDWTR | Contaminated Water | CONTDWTR - Contaminated Water | Failure | BRT
DOMWDS | Domestic Water Distribution System | DOMWDS - Domestic Water Distribution System | DMGBFPRV | Damaged Back Flow Preventer | DMGBFPRV - Damaged Back Flow Preventer | Failure | BRT
DOMWDS | Domestic Water Distribution System | DOMWDS - Domestic Water Distribution System | FRZNPIPE | Frozen Pipes | FRZNPIPE - Frozen Pipes | Failure | BRT
DOMWDS | Domestic Water Distribution System | DOMWDS - Domestic Water Distribution System | INSULDMG | Insulation Damaged | INSULDMG - Insulation Damaged | Failure | BRT
DOMWDS | Domestic Water Distribution System | DOMWDS - Domestic Water Distribution System | JAMDVALV | Stuck/ Jammed Valve | JAMDVALV - Stuck/ Jammed Valve | Failure | BRT
DOMWDS | Domestic Water Distribution System | DOMWDS - Domestic Water Distribution System | LEAKSEAL | Leaking Seal/Gaskets | LEAKSEAL - Leaking Seal/Gaskets | Failure | BRT
DOMWDS | Domestic Water Distribution System | DOMWDS - Domestic Water Distribution System | LEKPIPFT | Leaking Pipes/Fittings | LEKPIPFT - Leaking Pipes/Fittings | Failure | BRT
DOMWDS | Domestic Water Distribution System | DOMWDS - Domestic Water Distribution System | LOWPRSSR | Low Pressure | LOWPRSSR - Low Pressure | Failure | BRT
DOMWDS | Domestic Water Distribution System | DOMWDS - Domestic Water Distribution System | NOHOTWTR | No Hot Water | NOHOTWTR - No Hot Water | Failure | BRT
DOMWDS | Domestic Water Distribution System | DOMWDS - Domestic Water Distribution System | OUTVLDMG | Outlet Valve Damaged | OUTVLDMG - Outlet Valve Damaged | Failure | BRT
DOMWDS | Domestic Water Distribution System | DOMWDS - Domestic Water Distribution System | PIPESDMG | Pipes Damaged | PIPESDMG - Pipes Damaged | Failure | BRT
DOMWDS | Domestic Water Distribution System | DOMWDS - Domestic Water Distribution System | PUMPFAIL | Pump Failure | PUMPFAIL - Pump Failure | Failure | BRT
DOMWDS | Domestic Water Distribution System | DOMWDS - Domestic Water Distribution System | WTRDSDET | Water distribution system deteriorated | WTRDSDET - Water distribution system deteriorated | Failure | BRT
DOMWDS | Domestic Water Distribution System | DOMWDS - Domestic Water Distribution System | ACCIDENT | Accident | ACCIDENT - Accident | Cause | BRT
DOMWDS | Domestic Water Distribution System | DOMWDS - Domestic Water Distribution System | ACTGOD | Weather condition/Forces of nature or Act of God | ACTGOD - Weather condition/Forces of nature or Act of God | Cause | BRT
DOMWDS | Domestic Water Distribution System | DOMWDS - Domestic Water Distribution System | CONTAM | Contamination | CONTAM - Contamination | Cause | BRT
DOMWDS | Domestic Water Distribution System | DOMWDS - Domestic Water Distribution System | CORRSION | Corrosion | CORRSION - Corrosion | Cause | BRT
DOMWDS | Domestic Water Distribution System | DOMWDS - Domestic Water Distribution System | DEFASSET | Defective Asset | DEFASSET - Defective Asset | Cause | BRT
DOMWDS | Domestic Water Distribution System | DOMWDS - Domestic Water Distribution System | EXLOAD | Excessive Load | EXLOAD - Excessive Load | Cause | BRT
DOMWDS | Domestic Water Distribution System | DOMWDS - Domestic Water Distribution System | IMPRMNT | Improper Maintenance | IMPRMNT - Improper Maintenance | Cause | BRT
DOMWDS | Domestic Water Distribution System | DOMWDS - Domestic Water Distribution System | INSLUBR | Insufficient Lubrication | INSLUBR - Insufficient Lubrication | Cause | BRT
DOMWDS | Domestic Water Distribution System | DOMWDS - Domestic Water Distribution System | MISSCMP | Loose/ Missing Component | MISSCMP - Loose/ Missing Component | Cause | BRT
DOMWDS | Domestic Water Distribution System | DOMWDS - Domestic Water Distribution System | PRINSTAL | Poor Installation | PRINSTAL - Poor Installation | Cause | BRT
DOMWDS | Domestic Water Distribution System | DOMWDS - Domestic Water Distribution System | PROCISSU | Procedure Issue | PROCISSU - Procedure Issue | Cause | BRT
DOMWDS | Domestic Water Distribution System | DOMWDS - Domestic Water Distribution System | UTLFAIL | Utility Failure | UTLFAIL - Utility Failure | Cause | BRT
DOMWDS | Domestic Water Distribution System | DOMWDS - Domestic Water Distribution System | VNDLSM | Vandalism | VNDLSM - Vandalism | Cause | BRT
DOMWDS | Domestic Water Distribution System | DOMWDS - Domestic Water Distribution System | WORNCMPT | Defective/ Worn Component | WORNCMPT - Defective/ Worn Component | Cause | BRT
DOMWDS | Domestic Water Distribution System | DOMWDS - Domestic Water Distribution System | ADJUSTD | Adjusted | ADJUSTD - Adjusted | Action | BRT
DOMWDS | Domestic Water Distribution System | DOMWDS - Domestic Water Distribution System | CALLCNTR | Call Contractor | CALLCNTR - Call Contractor | Action | BRT
DOMWDS | Domestic Water Distribution System | DOMWDS - Domestic Water Distribution System | DECOMM | Decommission | DECOMM - Decommission | Action | BRT
DOMWDS | Domestic Water Distribution System | DOMWDS - Domestic Water Distribution System | DECONTME | Decontaminate | DECONTME - Decontaminate | Action | BRT
DOMWDS | Domestic Water Distribution System | DOMWDS - Domestic Water Distribution System | LUBRCTE | Lubricate | LUBRCTE - Lubricate | Action | BRT
DOMWDS | Domestic Water Distribution System | DOMWDS - Domestic Water Distribution System | OTHER | Other (specify) | OTHER - Other (specify) | Action | BRT
DOMWDS | Domestic Water Distribution System | DOMWDS - Domestic Water Distribution System | REAREP | Repair/replace | REAREP - Repair/replace | Action | BRT
DOMWDS | Domestic Water Distribution System | DOMWDS - Domestic Water Distribution System | RECALBRT | Recalibrate | RECALBRT - Recalibrate | Action | BRT
DOMWDS | Domestic Water Distribution System | DOMWDS - Domestic Water Distribution System | REMVOBT | Remove Obstruction | REMVOBT - Remove Obstruction | Action | BRT
DOMWDS | Domestic Water Distribution System | DOMWDS - Domestic Water Distribution System | REPAIR | Repair | REPAIR - Repair | Action | BRT
DOMWDS | Domestic Water Distribution System | DOMWDS - Domestic Water Distribution System | REPLACE | Replace | REPLACE - Replace | Action | BRT
DOMWDS | Domestic Water Distribution System | DOMWDS - Domestic Water Distribution System | UPGRADES | Upgrade | UPGRADES - Upgrade | Action | BRT
DR | Door | DR - Door | ABNTEMP | Abnormal Temperature | ABNTEMP - Abnormal Temperature | Problem | BRT
DR | Door | DR - Door | CORROS | Corrosion | CORROS - Corrosion | Problem | BRT
DR | Door | DR - Door | ELECTRIP | Electrical Trip Out | ELECTRIP - Electrical Trip Out | Problem | BRT
DR | Door | DR - Door | EXNOISE | Excessive Noise | EXNOISE - Excessive Noise | Problem | BRT
DR | Door | DR - Door | EXVIBRTN | Excessive Vibration | EXVIBRTN - Excessive Vibration | Problem | BRT
DR | Door | DR - Door | JAMMEDEQ | Jammed Equipment | JAMMEDEQ - Jammed Equipment | Problem | BRT
DR | Door | DR - Door | LEAKING | Leaking | LEAKING - Leaking | Problem | BRT
DR | Door | DR - Door | LOWPERF | Low Performance | LOWPERF - Low Performance | Problem | BRT
DR | Door | DR - Door | NONOPER | Non-Operational | NONOPER - Non-Operational | Problem | BRT
DR | Door | DR - Door | PHYDMGE | Physical Damage | PHYDMGE - Physical Damage | Problem | BRT
DR | Door | DR - Door | UNSMELL | Unusual Smell | UNSMELL - Unusual Smell | Problem | BRT
DR | Door | DR - Door | UNSMOKE | Unusual Smoke | UNSMOKE - Unusual Smoke | Problem | BRT
DR | Door | DR - Door | DRAUDET | Automatic door mechanism deteriorated | DRAUDET - Automatic door mechanism deteriorated | Failure | BRT
DR | Door | DR - Door | DRAUFAIL | Electronic control activation of door opening or closing failed | DRAUFAIL - Electronic control activation of door opening or closing failed | Failure | BRT
DR | Door | DR - Door | DRELWORN | Electric door strike components worn | DRELWORN - Electric door strike components worn | Failure | BRT
DR | Door | DR - Door | DREMFAIL | Sliding door emergency system failed | DREMFAIL - Sliding door emergency system failed | Failure | BRT
DR | Door | DR - Door | DRFAIL | Door mechanical, structural, or physical components deteriorated | DRFAIL - Door mechanical, structural, or physical components deteriorated | Failure | BRT
DR | Door | DR - Door | DRLUB | Lubrication of the electric door strike components | DRLUB - Lubrication of the electric door strike components | Failure | BRT
DR | Door | DR - Door | DRSGNDAM | Door signage damaged or missing | DRSGNDAM - Door signage damaged or missing | Failure | BRT
DR | Door | DR - Door | ACCIDENT | Accident | ACCIDENT - Accident | Cause | BRT
DR | Door | DR - Door | ACCWEAR | Accelerated Wear | ACCWEAR - Accelerated Wear | Cause | BRT
DR | Door | DR - Door | ACTGOD | Weather condition/Forces of nature or Act of God | ACTGOD - Weather condition/Forces of nature or Act of God | Cause | BRT
DR | Door | DR - Door | CONTAM | Contamination | CONTAM - Contamination | Cause | BRT
DR | Door | DR - Door | DEFASSET | Defective Asset | DEFASSET - Defective Asset | Cause | BRT
DR | Door | DR - Door | EXLOAD | Excessive Load | EXLOAD - Excessive Load | Cause | BRT
DR | Door | DR - Door | IMPRMNT | Improper Maintenance | IMPRMNT - Improper Maintenance | Cause | BRT
DR | Door | DR - Door | INSLUBR | Insufficient Lubrication | INSLUBR - Insufficient Lubrication | Cause | BRT
DR | Door | DR - Door | LACKTRN | Lack of/ Inadequate Training | LACKTRN - Lack of/ Inadequate Training | Cause | BRT
DR | Door | DR - Door | MISSCMP | Loose/ Missing Component | MISSCMP - Loose/ Missing Component | Cause | BRT
DR | Door | DR - Door | NRMWEAR | Normal Wear | NRMWEAR - Normal Wear | Cause | BRT
DR | Door | DR - Door | OTHER | Other (specify) | OTHER - Other (specify) | Cause | BRT
DR | Door | DR - Door | PRINSTAL | Poor Installation | PRINSTAL - Poor Installation | Cause | BRT
DR | Door | DR - Door | PROCISSU | Procedure Issue | PROCISSU - Procedure Issue | Cause | BRT
DR | Door | DR - Door | UTLFAIL | Utility Failure | UTLFAIL - Utility Failure | Cause | BRT
DR | Door | DR - Door | VNDLSM | Vandalism | VNDLSM - Vandalism | Cause | BRT
DR | Door | DR - Door | WORNCMPT | Defective/ Worn Component | WORNCMPT - Defective/ Worn Component | Cause | BRT
DR | Door | DR - Door | ADJUSTD | Adjusted | ADJUSTD - Adjusted | Action | BRT
DR | Door | DR - Door | DECOMM | Decommission | DECOMM - Decommission | Action | BRT
DR | Door | DR - Door | DECONTME | Decontaminate | DECONTME - Decontaminate | Action | BRT
DR | Door | DR - Door | DONOTHIN | Do Nothing | DONOTHIN - Do Nothing | Action | BRT
DR | Door | DR - Door | LUBRCTE | Lubricate | LUBRCTE - Lubricate | Action | BRT
DR | Door | DR - Door | OTHER | Other (specify) | OTHER - Other (specify) | Action | BRT
DR | Door | DR - Door | RECALBRT | Recalibrate | RECALBRT - Recalibrate | Action | BRT
DR | Door | DR - Door | REMVOBT | Remove Obstruction | REMVOBT - Remove Obstruction | Action | BRT
DR | Door | DR - Door | REPCMPT | Repair Component | REPCMPT - Repair Component | Action | BRT
DR | Door | DR - Door | REPLASS | Replace Asset | REPLASS - Replace Asset | Action | BRT
DR | Door | DR - Door | REPLCMPT | Replace Component | REPLCMPT - Replace Component | Action | BRT
DR | Door | DR - Door | REPRASS | Repair Asset | REPRASS - Repair Asset | Action | BRT
DR | Door | DR - Door | UPGRADES | Upgrade | UPGRADES - Upgrade | Action | BRT
DRARCRTN | Door Air Curtain | DRARCRTN - Door Air Curtain | ABNTEMP | Abnormal Temperature | ABNTEMP - Abnormal Temperature | Problem | BRT
DRARCRTN | Door Air Curtain | DRARCRTN - Door Air Curtain | CORROS | Corrosion | CORROS - Corrosion | Problem | BRT
DRARCRTN | Door Air Curtain | DRARCRTN - Door Air Curtain | ELECTRIP | Electrical Trip Out | ELECTRIP - Electrical Trip Out | Problem | BRT
DRARCRTN | Door Air Curtain | DRARCRTN - Door Air Curtain | EXNOISE | Excessive Noise | EXNOISE - Excessive Noise | Problem | BRT
DRARCRTN | Door Air Curtain | DRARCRTN - Door Air Curtain | EXVIBRTN | Excessive Vibration | EXVIBRTN - Excessive Vibration | Problem | BRT
DRARCRTN | Door Air Curtain | DRARCRTN - Door Air Curtain | JAMMEDEQ | Jammed Equipment | JAMMEDEQ - Jammed Equipment | Problem | BRT
DRARCRTN | Door Air Curtain | DRARCRTN - Door Air Curtain | LEAKING | Leaking | LEAKING - Leaking | Problem | BRT
DRARCRTN | Door Air Curtain | DRARCRTN - Door Air Curtain | LOWPERF | Low Performance | LOWPERF - Low Performance | Problem | BRT
DRARCRTN | Door Air Curtain | DRARCRTN - Door Air Curtain | NONOPER | Non-Operational | NONOPER - Non-Operational | Problem | BRT
DRARCRTN | Door Air Curtain | DRARCRTN - Door Air Curtain | PHYDMGE | Physical Damage | PHYDMGE - Physical Damage | Problem | BRT
DRARCRTN | Door Air Curtain | DRARCRTN - Door Air Curtain | UNSMELL | Unusual Smell | UNSMELL - Unusual Smell | Problem | BRT
DRARCRTN | Door Air Curtain | DRARCRTN - Door Air Curtain | UNSMOKE | Unusual Smoke | UNSMOKE - Unusual Smoke | Problem | BRT
DRARCRTN | Door Air Curtain | DRARCRTN - Door Air Curtain | ACMNILUB | Air curtain motor bearing insufficiently lubricated | ACMNILUB - Air curtain motor bearing insufficiently lubricated | Failure | BRT
DRARCRTN | Door Air Curtain | DRARCRTN - Door Air Curtain | DACCDET | Air curtain components deteriorated | DACCDET - Air curtain components deteriorated | Failure | BRT
DRARCRTN | Door Air Curtain | DRARCRTN - Door Air Curtain | DACFCONT | Air curtain filter contaminated | DACFCONT - Air curtain filter contaminated | Failure | BRT
DRARCRTN | Door Air Curtain | DRARCRTN - Door Air Curtain | GSOFFAIL | Gas safety shut off valve failed | GSOFFAIL - Gas safety shut off valve failed | Failure | BRT
DRARCRTN | Door Air Curtain | DRARCRTN - Door Air Curtain | ACCIDENT | Accident | ACCIDENT - Accident | Cause | BRT
DRARCRTN | Door Air Curtain | DRARCRTN - Door Air Curtain | ACCWEAR | Accelerated Wear | ACCWEAR - Accelerated Wear | Cause | BRT
DRARCRTN | Door Air Curtain | DRARCRTN - Door Air Curtain | ACTGOD | Weather condition/Forces of nature or Act of God | ACTGOD - Weather condition/Forces of nature or Act of God | Cause | BRT
DRARCRTN | Door Air Curtain | DRARCRTN - Door Air Curtain | CONTAM | Contamination | CONTAM - Contamination | Cause | BRT
DRARCRTN | Door Air Curtain | DRARCRTN - Door Air Curtain | DEFASSET | Defective Asset | DEFASSET - Defective Asset | Cause | BRT
DRARCRTN | Door Air Curtain | DRARCRTN - Door Air Curtain | EXLOAD | Excessive Load | EXLOAD - Excessive Load | Cause | BRT
DRARCRTN | Door Air Curtain | DRARCRTN - Door Air Curtain | IMPRMNT | Improper Maintenance | IMPRMNT - Improper Maintenance | Cause | BRT
DRARCRTN | Door Air Curtain | DRARCRTN - Door Air Curtain | INSLUBR | Insufficient Lubrication | INSLUBR - Insufficient Lubrication | Cause | BRT
DRARCRTN | Door Air Curtain | DRARCRTN - Door Air Curtain | LACKTRN | Lack of/ Inadequate Training | LACKTRN - Lack of/ Inadequate Training | Cause | BRT
DRARCRTN | Door Air Curtain | DRARCRTN - Door Air Curtain | MISSCMP | Loose/ Missing Component | MISSCMP - Loose/ Missing Component | Cause | BRT
DRARCRTN | Door Air Curtain | DRARCRTN - Door Air Curtain | NRMWEAR | Normal Wear | NRMWEAR - Normal Wear | Cause | BRT
DRARCRTN | Door Air Curtain | DRARCRTN - Door Air Curtain | OTHER | Other (specify) | OTHER - Other (specify) | Cause | BRT
DRARCRTN | Door Air Curtain | DRARCRTN - Door Air Curtain | PRINSTAL | Poor Installation | PRINSTAL - Poor Installation | Cause | BRT
DRARCRTN | Door Air Curtain | DRARCRTN - Door Air Curtain | PROCISSU | Procedure Issue | PROCISSU - Procedure Issue | Cause | BRT
DRARCRTN | Door Air Curtain | DRARCRTN - Door Air Curtain | UTLFAIL | Utility Failure | UTLFAIL - Utility Failure | Cause | BRT
DRARCRTN | Door Air Curtain | DRARCRTN - Door Air Curtain | VNDLSM | Vandalism | VNDLSM - Vandalism | Cause | BRT
DRARCRTN | Door Air Curtain | DRARCRTN - Door Air Curtain | WORNCMPT | Defective/ Worn Component | WORNCMPT - Defective/ Worn Component | Cause | BRT
DRARCRTN | Door Air Curtain | DRARCRTN - Door Air Curtain | ADJUSTD | Adjusted | ADJUSTD - Adjusted | Action | BRT
DRARCRTN | Door Air Curtain | DRARCRTN - Door Air Curtain | DECOMM | Decommission | DECOMM - Decommission | Action | BRT
DRARCRTN | Door Air Curtain | DRARCRTN - Door Air Curtain | DECONTME | Decontaminate | DECONTME - Decontaminate | Action | BRT
DRARCRTN | Door Air Curtain | DRARCRTN - Door Air Curtain | DONOTHIN | Do Nothing | DONOTHIN - Do Nothing | Action | BRT
DRARCRTN | Door Air Curtain | DRARCRTN - Door Air Curtain | LUBRCTE | Lubricate | LUBRCTE - Lubricate | Action | BRT
DRARCRTN | Door Air Curtain | DRARCRTN - Door Air Curtain | OTHER | Other (specify) | OTHER - Other (specify) | Action | BRT
DRARCRTN | Door Air Curtain | DRARCRTN - Door Air Curtain | RECALBRT | Recalibrate | RECALBRT - Recalibrate | Action | BRT
DRARCRTN | Door Air Curtain | DRARCRTN - Door Air Curtain | REMVOBT | Remove Obstruction | REMVOBT - Remove Obstruction | Action | BRT
DRARCRTN | Door Air Curtain | DRARCRTN - Door Air Curtain | REPCMPT | Repair Component | REPCMPT - Repair Component | Action | BRT
DRARCRTN | Door Air Curtain | DRARCRTN - Door Air Curtain | REPLASS | Replace Asset | REPLASS - Replace Asset | Action | BRT
DRARCRTN | Door Air Curtain | DRARCRTN - Door Air Curtain | REPLCMPT | Replace Component | REPLCMPT - Replace Component | Action | BRT
DRARCRTN | Door Air Curtain | DRARCRTN - Door Air Curtain | REPRASS | Repair Asset | REPRASS - Repair Asset | Action | BRT
DRARCRTN | Door Air Curtain | DRARCRTN - Door Air Curtain | UPGRADES | Upgrade | UPGRADES - Upgrade | Action | BRT
DRNCTCHB | Drainage Catch Basin | DRNCTCHB - Drainage Catch Basin | ABNTEMP | Abnormal Temperature | ABNTEMP - Abnormal Temperature | Problem | BRT
DRNCTCHB | Drainage Catch Basin | DRNCTCHB - Drainage Catch Basin | CORROS | Corrosion | CORROS - Corrosion | Problem | BRT
DRNCTCHB | Drainage Catch Basin | DRNCTCHB - Drainage Catch Basin | ELECTRIP | Electrical Trip Out | ELECTRIP - Electrical Trip Out | Problem | BRT
DRNCTCHB | Drainage Catch Basin | DRNCTCHB - Drainage Catch Basin | EXNOISE | Excessive Noise | EXNOISE - Excessive Noise | Problem | BRT
DRNCTCHB | Drainage Catch Basin | DRNCTCHB - Drainage Catch Basin | EXVIBRTN | Excessive Vibration | EXVIBRTN - Excessive Vibration | Problem | BRT
DRNCTCHB | Drainage Catch Basin | DRNCTCHB - Drainage Catch Basin | JAMMEDEQ | Jammed Equipment | JAMMEDEQ - Jammed Equipment | Problem | BRT
DRNCTCHB | Drainage Catch Basin | DRNCTCHB - Drainage Catch Basin | LEAKING | Leaking | LEAKING - Leaking | Problem | BRT
DRNCTCHB | Drainage Catch Basin | DRNCTCHB - Drainage Catch Basin | LOWPERF | Low Performance | LOWPERF - Low Performance | Problem | BRT
DRNCTCHB | Drainage Catch Basin | DRNCTCHB - Drainage Catch Basin | NONOPER | Non-Operational | NONOPER - Non-Operational | Problem | BRT
DRNCTCHB | Drainage Catch Basin | DRNCTCHB - Drainage Catch Basin | PHYDMGE | Physical Damage | PHYDMGE - Physical Damage | Problem | BRT
DRNCTCHB | Drainage Catch Basin | DRNCTCHB - Drainage Catch Basin | UNSMELL | Unusual Smell | UNSMELL - Unusual Smell | Problem | BRT
DRNCTCHB | Drainage Catch Basin | DRNCTCHB - Drainage Catch Basin | UNSMOKE | Unusual Smoke | UNSMOKE - Unusual Smoke | Problem | BRT
DRNCTCHB | Drainage Catch Basin | DRNCTCHB - Drainage Catch Basin | DCBDET | Drainage Catch Basin deteriorated | DCBDET - Drainage Catch Basin deteriorated | Failure | BRT
DRNCTCHB | Drainage Catch Basin | DRNCTCHB - Drainage Catch Basin | DCBICONT | Drainage catch basin internally contaminated | DCBICONT - Drainage catch basin internally contaminated | Failure | BRT
DRNCTCHB | Drainage Catch Basin | DRNCTCHB - Drainage Catch Basin | DCBLCONT | Drainage Catch Basin Lid Contaminated | DCBLCONT - Drainage Catch Basin Lid Contaminated | Failure | BRT
DRNCTCHB | Drainage Catch Basin | DRNCTCHB - Drainage Catch Basin | ACCIDENT | Accident | ACCIDENT - Accident | Cause | BRT
DRNCTCHB | Drainage Catch Basin | DRNCTCHB - Drainage Catch Basin | ACCWEAR | Accelerated Wear | ACCWEAR - Accelerated Wear | Cause | BRT
DRNCTCHB | Drainage Catch Basin | DRNCTCHB - Drainage Catch Basin | ACTGOD | Weather condition/Forces of nature or Act of God | ACTGOD - Weather condition/Forces of nature or Act of God | Cause | BRT
DRNCTCHB | Drainage Catch Basin | DRNCTCHB - Drainage Catch Basin | CONTAM | Contamination | CONTAM - Contamination | Cause | BRT
DRNCTCHB | Drainage Catch Basin | DRNCTCHB - Drainage Catch Basin | DEFASSET | Defective Asset | DEFASSET - Defective Asset | Cause | BRT
DRNCTCHB | Drainage Catch Basin | DRNCTCHB - Drainage Catch Basin | EXLOAD | Excessive Load | EXLOAD - Excessive Load | Cause | BRT
DRNCTCHB | Drainage Catch Basin | DRNCTCHB - Drainage Catch Basin | IMPRMNT | Improper Maintenance | IMPRMNT - Improper Maintenance | Cause | BRT
DRNCTCHB | Drainage Catch Basin | DRNCTCHB - Drainage Catch Basin | INSLUBR | Insufficient Lubrication | INSLUBR - Insufficient Lubrication | Cause | BRT
DRNCTCHB | Drainage Catch Basin | DRNCTCHB - Drainage Catch Basin | LACKTRN | Lack of/ Inadequate Training | LACKTRN - Lack of/ Inadequate Training | Cause | BRT
DRNCTCHB | Drainage Catch Basin | DRNCTCHB - Drainage Catch Basin | MISSCMP | Loose/ Missing Component | MISSCMP - Loose/ Missing Component | Cause | BRT
DRNCTCHB | Drainage Catch Basin | DRNCTCHB - Drainage Catch Basin | NRMWEAR | Normal Wear | NRMWEAR - Normal Wear | Cause | BRT
DRNCTCHB | Drainage Catch Basin | DRNCTCHB - Drainage Catch Basin | OTHER | Other (specify) | OTHER - Other (specify) | Cause | BRT
DRNCTCHB | Drainage Catch Basin | DRNCTCHB - Drainage Catch Basin | PRINSTAL | Poor Installation | PRINSTAL - Poor Installation | Cause | BRT
DRNCTCHB | Drainage Catch Basin | DRNCTCHB - Drainage Catch Basin | PROCISSU | Procedure Issue | PROCISSU - Procedure Issue | Cause | BRT
DRNCTCHB | Drainage Catch Basin | DRNCTCHB - Drainage Catch Basin | UTLFAIL | Utility Failure | UTLFAIL - Utility Failure | Cause | BRT
DRNCTCHB | Drainage Catch Basin | DRNCTCHB - Drainage Catch Basin | VNDLSM | Vandalism | VNDLSM - Vandalism | Cause | BRT
DRNCTCHB | Drainage Catch Basin | DRNCTCHB - Drainage Catch Basin | WORNCMPT | Defective/ Worn Component | WORNCMPT - Defective/ Worn Component | Cause | BRT
DRNCTCHB | Drainage Catch Basin | DRNCTCHB - Drainage Catch Basin | ADJUSTD | Adjusted | ADJUSTD - Adjusted | Action | BRT
DRNCTCHB | Drainage Catch Basin | DRNCTCHB - Drainage Catch Basin | DECOMM | Decommission | DECOMM - Decommission | Action | BRT
DRNCTCHB | Drainage Catch Basin | DRNCTCHB - Drainage Catch Basin | DECONTME | Decontaminate | DECONTME - Decontaminate | Action | BRT
DRNCTCHB | Drainage Catch Basin | DRNCTCHB - Drainage Catch Basin | DONOTHIN | Do Nothing | DONOTHIN - Do Nothing | Action | BRT
DRNCTCHB | Drainage Catch Basin | DRNCTCHB - Drainage Catch Basin | LUBRCTE | Lubricate | LUBRCTE - Lubricate | Action | BRT
DRNCTCHB | Drainage Catch Basin | DRNCTCHB - Drainage Catch Basin | OTHER | Other (specify) | OTHER - Other (specify) | Action | BRT
DRNCTCHB | Drainage Catch Basin | DRNCTCHB - Drainage Catch Basin | RECALBRT | Recalibrate | RECALBRT - Recalibrate | Action | BRT
DRNCTCHB | Drainage Catch Basin | DRNCTCHB - Drainage Catch Basin | REMVOBT | Remove Obstruction | REMVOBT - Remove Obstruction | Action | BRT
DRNCTCHB | Drainage Catch Basin | DRNCTCHB - Drainage Catch Basin | REPCMPT | Repair Component | REPCMPT - Repair Component | Action | BRT
DRNCTCHB | Drainage Catch Basin | DRNCTCHB - Drainage Catch Basin | REPLASS | Replace Asset | REPLASS - Replace Asset | Action | BRT
DRNCTCHB | Drainage Catch Basin | DRNCTCHB - Drainage Catch Basin | REPLCMPT | Replace Component | REPLCMPT - Replace Component | Action | BRT
DRNCTCHB | Drainage Catch Basin | DRNCTCHB - Drainage Catch Basin | REPRASS | Repair Asset | REPRASS - Repair Asset | Action | BRT
DRNCTCHB | Drainage Catch Basin | DRNCTCHB - Drainage Catch Basin | UPGRADES | Upgrade | UPGRADES - Upgrade | Action | BRT
DRWOUTBR | Draw-Out Breaker | DRWOUTBR - Draw-Out Breaker | ABNTEMP | Abnormal Temperature | ABNTEMP - Abnormal Temperature | Problem | BRT
DRWOUTBR | Draw-Out Breaker | DRWOUTBR - Draw-Out Breaker | CORROS | Corrosion | CORROS - Corrosion | Problem | BRT
DRWOUTBR | Draw-Out Breaker | DRWOUTBR - Draw-Out Breaker | ELECTRIP | Electrical Trip Out | ELECTRIP - Electrical Trip Out | Problem | BRT
DRWOUTBR | Draw-Out Breaker | DRWOUTBR - Draw-Out Breaker | EXNOISE | Excessive Noise | EXNOISE - Excessive Noise | Problem | BRT
DRWOUTBR | Draw-Out Breaker | DRWOUTBR - Draw-Out Breaker | EXVIBRTN | Excessive Vibration | EXVIBRTN - Excessive Vibration | Problem | BRT
DRWOUTBR | Draw-Out Breaker | DRWOUTBR - Draw-Out Breaker | JAMMEDEQ | Jammed Equipment | JAMMEDEQ - Jammed Equipment | Problem | BRT
DRWOUTBR | Draw-Out Breaker | DRWOUTBR - Draw-Out Breaker | LEAKING | Leaking | LEAKING - Leaking | Problem | BRT
DRWOUTBR | Draw-Out Breaker | DRWOUTBR - Draw-Out Breaker | LOWPERF | Low Performance | LOWPERF - Low Performance | Problem | BRT
DRWOUTBR | Draw-Out Breaker | DRWOUTBR - Draw-Out Breaker | NONOPER | Non-Operational | NONOPER - Non-Operational | Problem | BRT
DRWOUTBR | Draw-Out Breaker | DRWOUTBR - Draw-Out Breaker | PHYDMGE | Physical Damage | PHYDMGE - Physical Damage | Problem | BRT
DRWOUTBR | Draw-Out Breaker | DRWOUTBR - Draw-Out Breaker | UNSMELL | Unusual Smell | UNSMELL - Unusual Smell | Problem | BRT
DRWOUTBR | Draw-Out Breaker | DRWOUTBR - Draw-Out Breaker | UNSMOKE | Unusual Smoke | UNSMOKE - Unusual Smoke | Problem | BRT
DRWOUTBR | Draw-Out Breaker | DRWOUTBR - Draw-Out Breaker | DOBDET | 600 Volt Draw Out Breaker Deteriorated | DOBDET - 600 Volt Draw Out Breaker Deteriorated | Failure | BRT
DRWOUTBR | Draw-Out Breaker | DRWOUTBR - Draw-Out Breaker | DOBFAIL | 600 Volt Draw Out Breaker Failed | DOBFAIL - 600 Volt Draw Out Breaker Failed | Failure | BRT
DRWOUTBR | Draw-Out Breaker | DRWOUTBR - Draw-Out Breaker | DOBICSET | 600 V Breaker Incorrect Coordination Settings | DOBICSET - 600 V Breaker Incorrect Coordination Settings | Failure | BRT
DRWOUTBR | Draw-Out Breaker | DRWOUTBR - Draw-Out Breaker | ACCIDENT | Accident | ACCIDENT - Accident | Cause | BRT
DRWOUTBR | Draw-Out Breaker | DRWOUTBR - Draw-Out Breaker | ACCWEAR | Accelerated Wear | ACCWEAR - Accelerated Wear | Cause | BRT
DRWOUTBR | Draw-Out Breaker | DRWOUTBR - Draw-Out Breaker | ACTGOD | Weather condition/Forces of nature or Act of God | ACTGOD - Weather condition/Forces of nature or Act of God | Cause | BRT
DRWOUTBR | Draw-Out Breaker | DRWOUTBR - Draw-Out Breaker | CONTAM | Contamination | CONTAM - Contamination | Cause | BRT
DRWOUTBR | Draw-Out Breaker | DRWOUTBR - Draw-Out Breaker | DEFASSET | Defective Asset | DEFASSET - Defective Asset | Cause | BRT
DRWOUTBR | Draw-Out Breaker | DRWOUTBR - Draw-Out Breaker | EXLOAD | Excessive Load | EXLOAD - Excessive Load | Cause | BRT
DRWOUTBR | Draw-Out Breaker | DRWOUTBR - Draw-Out Breaker | IMPRMNT | Improper Maintenance | IMPRMNT - Improper Maintenance | Cause | BRT
DRWOUTBR | Draw-Out Breaker | DRWOUTBR - Draw-Out Breaker | INSLUBR | Insufficient Lubrication | INSLUBR - Insufficient Lubrication | Cause | BRT
DRWOUTBR | Draw-Out Breaker | DRWOUTBR - Draw-Out Breaker | LACKTRN | Lack of/ Inadequate Training | LACKTRN - Lack of/ Inadequate Training | Cause | BRT
DRWOUTBR | Draw-Out Breaker | DRWOUTBR - Draw-Out Breaker | MISSCMP | Loose/ Missing Component | MISSCMP - Loose/ Missing Component | Cause | BRT
DRWOUTBR | Draw-Out Breaker | DRWOUTBR - Draw-Out Breaker | NRMWEAR | Normal Wear | NRMWEAR - Normal Wear | Cause | BRT
DRWOUTBR | Draw-Out Breaker | DRWOUTBR - Draw-Out Breaker | OTHER | Other (specify) | OTHER - Other (specify) | Cause | BRT
DRWOUTBR | Draw-Out Breaker | DRWOUTBR - Draw-Out Breaker | PRINSTAL | Poor Installation | PRINSTAL - Poor Installation | Cause | BRT
DRWOUTBR | Draw-Out Breaker | DRWOUTBR - Draw-Out Breaker | PROCISSU | Procedure Issue | PROCISSU - Procedure Issue | Cause | BRT
DRWOUTBR | Draw-Out Breaker | DRWOUTBR - Draw-Out Breaker | UTLFAIL | Utility Failure | UTLFAIL - Utility Failure | Cause | BRT
DRWOUTBR | Draw-Out Breaker | DRWOUTBR - Draw-Out Breaker | VNDLSM | Vandalism | VNDLSM - Vandalism | Cause | BRT
DRWOUTBR | Draw-Out Breaker | DRWOUTBR - Draw-Out Breaker | WORNCMPT | Defective/ Worn Component | WORNCMPT - Defective/ Worn Component | Cause | BRT
DRWOUTBR | Draw-Out Breaker | DRWOUTBR - Draw-Out Breaker | ADJUSTD | Adjusted | ADJUSTD - Adjusted | Action | BRT
DRWOUTBR | Draw-Out Breaker | DRWOUTBR - Draw-Out Breaker | DECOMM | Decommission | DECOMM - Decommission | Action | BRT
DRWOUTBR | Draw-Out Breaker | DRWOUTBR - Draw-Out Breaker | DECONTME | Decontaminate | DECONTME - Decontaminate | Action | BRT
DRWOUTBR | Draw-Out Breaker | DRWOUTBR - Draw-Out Breaker | DONOTHIN | Do Nothing | DONOTHIN - Do Nothing | Action | BRT
DRWOUTBR | Draw-Out Breaker | DRWOUTBR - Draw-Out Breaker | LUBRCTE | Lubricate | LUBRCTE - Lubricate | Action | BRT
DRWOUTBR | Draw-Out Breaker | DRWOUTBR - Draw-Out Breaker | OTHER | Other (specify) | OTHER - Other (specify) | Action | BRT
DRWOUTBR | Draw-Out Breaker | DRWOUTBR - Draw-Out Breaker | RECALBRT | Recalibrate | RECALBRT - Recalibrate | Action | BRT
DRWOUTBR | Draw-Out Breaker | DRWOUTBR - Draw-Out Breaker | REMVOBT | Remove Obstruction | REMVOBT - Remove Obstruction | Action | BRT
DRWOUTBR | Draw-Out Breaker | DRWOUTBR - Draw-Out Breaker | REPCMPT | Repair Component | REPCMPT - Repair Component | Action | BRT
DRWOUTBR | Draw-Out Breaker | DRWOUTBR - Draw-Out Breaker | REPLASS | Replace Asset | REPLASS - Replace Asset | Action | BRT
DRWOUTBR | Draw-Out Breaker | DRWOUTBR - Draw-Out Breaker | REPLCMPT | Replace Component | REPLCMPT - Replace Component | Action | BRT
DRWOUTBR | Draw-Out Breaker | DRWOUTBR - Draw-Out Breaker | REPRASS | Repair Asset | REPRASS - Repair Asset | Action | BRT
DRWOUTBR | Draw-Out Breaker | DRWOUTBR - Draw-Out Breaker | UPGRADES | Upgrade | UPGRADES - Upgrade | Action | BRT
DRYARCP | Dryer - Air Compressor | DRYARCP - Dryer - Air Compressor | ABNTEMP | Abnormal Temperature | ABNTEMP - Abnormal Temperature | Problem | BRT
DRYARCP | Dryer - Air Compressor | DRYARCP - Dryer - Air Compressor | CORROS | Corrosion | CORROS - Corrosion | Problem | BRT
DRYARCP | Dryer - Air Compressor | DRYARCP - Dryer - Air Compressor | ELECTRIP | Electrical Trip Out | ELECTRIP - Electrical Trip Out | Problem | BRT
DRYARCP | Dryer - Air Compressor | DRYARCP - Dryer - Air Compressor | EXNOISE | Excessive Noise | EXNOISE - Excessive Noise | Problem | BRT
DRYARCP | Dryer - Air Compressor | DRYARCP - Dryer - Air Compressor | EXVIBRTN | Excessive Vibration | EXVIBRTN - Excessive Vibration | Problem | BRT
DRYARCP | Dryer - Air Compressor | DRYARCP - Dryer - Air Compressor | JAMMEDEQ | Jammed Equipment | JAMMEDEQ - Jammed Equipment | Problem | BRT
DRYARCP | Dryer - Air Compressor | DRYARCP - Dryer - Air Compressor | LEAKING | Leaking | LEAKING - Leaking | Problem | BRT
DRYARCP | Dryer - Air Compressor | DRYARCP - Dryer - Air Compressor | LOWPERF | Low Performance | LOWPERF - Low Performance | Problem | BRT
DRYARCP | Dryer - Air Compressor | DRYARCP - Dryer - Air Compressor | NONOPER | Non-Operational | NONOPER - Non-Operational | Problem | BRT
DRYARCP | Dryer - Air Compressor | DRYARCP - Dryer - Air Compressor | PHYDMGE | Physical Damage | PHYDMGE - Physical Damage | Problem | BRT
DRYARCP | Dryer - Air Compressor | DRYARCP - Dryer - Air Compressor | UNSMELL | Unusual Smell | UNSMELL - Unusual Smell | Problem | BRT
DRYARCP | Dryer - Air Compressor | DRYARCP - Dryer - Air Compressor | UNSMOKE | Unusual Smoke | UNSMOKE - Unusual Smoke | Problem | BRT
DRYARCP | Dryer - Air Compressor | DRYARCP - Dryer - Air Compressor | AIFCONT | Air intake filter contaminated | AIFCONT - Air intake filter contaminated | Failure | BRT
DRYARCP | Dryer - Air Compressor | DRYARCP - Dryer - Air Compressor | CMDRCDET | Compressor air-dryer components deteriorated | CMDRCDET - Compressor air-dryer components deteriorated | Failure | BRT
DRYARCP | Dryer - Air Compressor | DRYARCP - Dryer - Air Compressor | CMDRCONT | Dryer - air compressor pressure dew point cartridge contaminated | CMDRCONT - Dryer - air compressor pressure dew point cartridge contaminated | Failure | BRT
DRYARCP | Dryer - Air Compressor | DRYARCP - Dryer - Air Compressor | CMDRDSAT | Dryer-air compressor desiccant saturated | CMDRDSAT - Dryer-air compressor desiccant saturated | Failure | BRT
DRYARCP | Dryer - Air Compressor | DRYARCP - Dryer - Air Compressor | RCMCDET | Refrigerated compressor air-dryer components deteriorated | RCMCDET - Refrigerated compressor air-dryer components deteriorated | Failure | BRT
DRYARCP | Dryer - Air Compressor | DRYARCP - Dryer - Air Compressor | ACCIDENT | Accident | ACCIDENT - Accident | Cause | BRT
DRYARCP | Dryer - Air Compressor | DRYARCP - Dryer - Air Compressor | ACCWEAR | Accelerated Wear | ACCWEAR - Accelerated Wear | Cause | BRT
DRYARCP | Dryer - Air Compressor | DRYARCP - Dryer - Air Compressor | ACTGOD | Weather condition/Forces of nature or Act of God | ACTGOD - Weather condition/Forces of nature or Act of God | Cause | BRT
DRYARCP | Dryer - Air Compressor | DRYARCP - Dryer - Air Compressor | CONTAM | Contamination | CONTAM - Contamination | Cause | BRT
DRYARCP | Dryer - Air Compressor | DRYARCP - Dryer - Air Compressor | DEFASSET | Defective Asset | DEFASSET - Defective Asset | Cause | BRT
DRYARCP | Dryer - Air Compressor | DRYARCP - Dryer - Air Compressor | EXLOAD | Excessive Load | EXLOAD - Excessive Load | Cause | BRT
DRYARCP | Dryer - Air Compressor | DRYARCP - Dryer - Air Compressor | IMPRMNT | Improper Maintenance | IMPRMNT - Improper Maintenance | Cause | BRT
DRYARCP | Dryer - Air Compressor | DRYARCP - Dryer - Air Compressor | INSLUBR | Insufficient Lubrication | INSLUBR - Insufficient Lubrication | Cause | BRT
DRYARCP | Dryer - Air Compressor | DRYARCP - Dryer - Air Compressor | LACKTRN | Lack of/ Inadequate Training | LACKTRN - Lack of/ Inadequate Training | Cause | BRT
DRYARCP | Dryer - Air Compressor | DRYARCP - Dryer - Air Compressor | MISSCMP | Loose/ Missing Component | MISSCMP - Loose/ Missing Component | Cause | BRT
DRYARCP | Dryer - Air Compressor | DRYARCP - Dryer - Air Compressor | NRMWEAR | Normal Wear | NRMWEAR - Normal Wear | Cause | BRT
DRYARCP | Dryer - Air Compressor | DRYARCP - Dryer - Air Compressor | OTHER | Other (specify) | OTHER - Other (specify) | Cause | BRT
DRYARCP | Dryer - Air Compressor | DRYARCP - Dryer - Air Compressor | PRINSTAL | Poor Installation | PRINSTAL - Poor Installation | Cause | BRT
DRYARCP | Dryer - Air Compressor | DRYARCP - Dryer - Air Compressor | PROCISSU | Procedure Issue | PROCISSU - Procedure Issue | Cause | BRT
DRYARCP | Dryer - Air Compressor | DRYARCP - Dryer - Air Compressor | UTLFAIL | Utility Failure | UTLFAIL - Utility Failure | Cause | BRT
DRYARCP | Dryer - Air Compressor | DRYARCP - Dryer - Air Compressor | VNDLSM | Vandalism | VNDLSM - Vandalism | Cause | BRT
DRYARCP | Dryer - Air Compressor | DRYARCP - Dryer - Air Compressor | WORNCMPT | Defective/ Worn Component | WORNCMPT - Defective/ Worn Component | Cause | BRT
DRYARCP | Dryer - Air Compressor | DRYARCP - Dryer - Air Compressor | ADJUSTD | Adjusted | ADJUSTD - Adjusted | Action | BRT
DRYARCP | Dryer - Air Compressor | DRYARCP - Dryer - Air Compressor | DECOMM | Decommission | DECOMM - Decommission | Action | BRT
DRYARCP | Dryer - Air Compressor | DRYARCP - Dryer - Air Compressor | DECONTME | Decontaminate | DECONTME - Decontaminate | Action | BRT
DRYARCP | Dryer - Air Compressor | DRYARCP - Dryer - Air Compressor | DONOTHIN | Do Nothing | DONOTHIN - Do Nothing | Action | BRT
DRYARCP | Dryer - Air Compressor | DRYARCP - Dryer - Air Compressor | LUBRCTE | Lubricate | LUBRCTE - Lubricate | Action | BRT
DRYARCP | Dryer - Air Compressor | DRYARCP - Dryer - Air Compressor | OTHER | Other (specify) | OTHER - Other (specify) | Action | BRT
DRYARCP | Dryer - Air Compressor | DRYARCP - Dryer - Air Compressor | RECALBRT | Recalibrate | RECALBRT - Recalibrate | Action | BRT
DRYARCP | Dryer - Air Compressor | DRYARCP - Dryer - Air Compressor | REMVOBT | Remove Obstruction | REMVOBT - Remove Obstruction | Action | BRT
DRYARCP | Dryer - Air Compressor | DRYARCP - Dryer - Air Compressor | REPCMPT | Repair Component | REPCMPT - Repair Component | Action | BRT
DRYARCP | Dryer - Air Compressor | DRYARCP - Dryer - Air Compressor | REPLASS | Replace Asset | REPLASS - Replace Asset | Action | BRT
DRYARCP | Dryer - Air Compressor | DRYARCP - Dryer - Air Compressor | REPLCMPT | Replace Component | REPLCMPT - Replace Component | Action | BRT
DRYARCP | Dryer - Air Compressor | DRYARCP - Dryer - Air Compressor | REPRASS | Repair Asset | REPRASS - Repair Asset | Action | BRT
DRYARCP | Dryer - Air Compressor | DRYARCP - Dryer - Air Compressor | UPGRADES | Upgrade | UPGRADES - Upgrade | Action | BRT
DSLST | Diesel Storage Tank | DSLST - Diesel Storage Tank | CORROS | Corrosion | CORROS - Corrosion | Problem | BRT
DSLST | Diesel Storage Tank | DSLST - Diesel Storage Tank | ELECTRIP | Electrical Trip Out | ELECTRIP - Electrical Trip Out | Problem | BRT
DSLST | Diesel Storage Tank | DSLST - Diesel Storage Tank | JAMMEDEQ | Jammed Equipment | JAMMEDEQ - Jammed Equipment | Problem | BRT
DSLST | Diesel Storage Tank | DSLST - Diesel Storage Tank | LEAKING | Leaking | LEAKING - Leaking | Problem | BRT
DSLST | Diesel Storage Tank | DSLST - Diesel Storage Tank | LOWPERF | Low Performance | LOWPERF - Low Performance | Problem | BRT
DSLST | Diesel Storage Tank | DSLST - Diesel Storage Tank | NONOPER | Non-Operational | NONOPER - Non-Operational | Problem | BRT
DSLST | Diesel Storage Tank | DSLST - Diesel Storage Tank | PHYDMGE | Physical Damage | PHYDMGE - Physical Damage | Problem | BRT
DSLST | Diesel Storage Tank | DSLST - Diesel Storage Tank | COMMFAIL | Communication Failure | COMMFAIL - Communication Failure | Failure | BRT
DSLST | Diesel Storage Tank | DSLST - Diesel Storage Tank | CONTPROD | Contamination Of Product | CONTPROD - Contamination Of Product | Failure | BRT
DSLST | Diesel Storage Tank | DSLST - Diesel Storage Tank | DBWLINGR | Double Wall Integrity (Loss Of Vacuum) | DBWLINGR - Double Wall Integrity (Loss Of Vacuum) | Failure | BRT
DSLST | Diesel Storage Tank | DSLST - Diesel Storage Tank | DSTKCORR | Below ground double walled diesel tank internally corroded | DSTKCORR - Below ground double walled diesel tank internally corroded | Failure | BRT
DSLST | Diesel Storage Tank | DSLST - Diesel Storage Tank | DSTKDET | Above ground diesel storage tank deteriorated | DSTKDET - Above ground diesel storage tank deteriorated | Failure | BRT
DSLST | Diesel Storage Tank | DSLST - Diesel Storage Tank | LWPRDTNK | No / Low Product In Tank | LWPRDTNK - No / Low Product In Tank | Failure | BRT
DSLST | Diesel Storage Tank | DSLST - Diesel Storage Tank | PUMPFAIL | Pump Failure | PUMPFAIL - Pump Failure | Failure | BRT
DSLST | Diesel Storage Tank | DSLST - Diesel Storage Tank | SENRFAIL | Sensor Failure | SENRFAIL - Sensor Failure | Failure | BRT
DSLST | Diesel Storage Tank | DSLST - Diesel Storage Tank | WTRINTNK | Water In Tank | WTRINTNK - Water In Tank | Failure | BRT
DSLST | Diesel Storage Tank | DSLST - Diesel Storage Tank | ACCIDENT | Accident | ACCIDENT - Accident | Cause | BRT
DSLST | Diesel Storage Tank | DSLST - Diesel Storage Tank | CONTAM | Contamination | CONTAM - Contamination | Cause | BRT
DSLST | Diesel Storage Tank | DSLST - Diesel Storage Tank | IMPRMNT | Improper Maintenance | IMPRMNT - Improper Maintenance | Cause | BRT
DSLST | Diesel Storage Tank | DSLST - Diesel Storage Tank | INSLUBR | Insufficient Lubrication | INSLUBR - Insufficient Lubrication | Cause | BRT
DSLST | Diesel Storage Tank | DSLST - Diesel Storage Tank | LACKTRN | Lack of/ Inadequate Training | LACKTRN - Lack of/ Inadequate Training | Cause | BRT
DSLST | Diesel Storage Tank | DSLST - Diesel Storage Tank | MISSCMP | Loose/ Missing Component | MISSCMP - Loose/ Missing Component | Cause | BRT
DSLST | Diesel Storage Tank | DSLST - Diesel Storage Tank | PRINSTAL | Poor Installation | PRINSTAL - Poor Installation | Cause | BRT
DSLST | Diesel Storage Tank | DSLST - Diesel Storage Tank | PROCISSU | Procedure Issue | PROCISSU - Procedure Issue | Cause | BRT
DSLST | Diesel Storage Tank | DSLST - Diesel Storage Tank | UTLFAIL | Utility Failure | UTLFAIL - Utility Failure | Cause | BRT
DSLST | Diesel Storage Tank | DSLST - Diesel Storage Tank | WORNCMPT | Defective/ Worn Component | WORNCMPT - Defective/ Worn Component | Cause | BRT
DSLST | Diesel Storage Tank | DSLST - Diesel Storage Tank | ADJUSTD | Adjusted | ADJUSTD - Adjusted | Action | BRT
DSLST | Diesel Storage Tank | DSLST - Diesel Storage Tank | CALLCNTR | Call Contractor | CALLCNTR - Call Contractor | Action | BRT
DSLST | Diesel Storage Tank | DSLST - Diesel Storage Tank | DECOMM | Decommission | DECOMM - Decommission | Action | BRT
DSLST | Diesel Storage Tank | DSLST - Diesel Storage Tank | DECONTME | Decontaminate | DECONTME - Decontaminate | Action | BRT
DSLST | Diesel Storage Tank | DSLST - Diesel Storage Tank | LUBRCTE | Lubricate | LUBRCTE - Lubricate | Action | BRT
DSLST | Diesel Storage Tank | DSLST - Diesel Storage Tank | RECALBRT | Recalibrate | RECALBRT - Recalibrate | Action | BRT
DSLST | Diesel Storage Tank | DSLST - Diesel Storage Tank | REMVOBT | Remove Obstruction | REMVOBT - Remove Obstruction | Action | BRT
DSLST | Diesel Storage Tank | DSLST - Diesel Storage Tank | REPAIR | Repair | REPAIR - Repair | Action | BRT
DSLST | Diesel Storage Tank | DSLST - Diesel Storage Tank | REPLACE | Replace | REPLACE - Replace | Action | BRT
DUCTHEAT | Duct Heater | DUCTHEAT - Duct Heater | ABNTEMP | Abnormal Temperature | ABNTEMP - Abnormal Temperature | Problem | BRT
DUCTHEAT | Duct Heater | DUCTHEAT - Duct Heater | CORROS | Corrosion | CORROS - Corrosion | Problem | BRT
DUCTHEAT | Duct Heater | DUCTHEAT - Duct Heater | ELECTRIP | Electrical Trip Out | ELECTRIP - Electrical Trip Out | Problem | BRT
DUCTHEAT | Duct Heater | DUCTHEAT - Duct Heater | EXNOISE | Excessive Noise | EXNOISE - Excessive Noise | Problem | BRT
DUCTHEAT | Duct Heater | DUCTHEAT - Duct Heater | EXVIBRTN | Excessive Vibration | EXVIBRTN - Excessive Vibration | Problem | BRT
DUCTHEAT | Duct Heater | DUCTHEAT - Duct Heater | JAMMEDEQ | Jammed Equipment | JAMMEDEQ - Jammed Equipment | Problem | BRT
DUCTHEAT | Duct Heater | DUCTHEAT - Duct Heater | LEAKING | Leaking | LEAKING - Leaking | Problem | BRT
DUCTHEAT | Duct Heater | DUCTHEAT - Duct Heater | LOWPERF | Low Performance | LOWPERF - Low Performance | Problem | BRT
DUCTHEAT | Duct Heater | DUCTHEAT - Duct Heater | NONOPER | Non-Operational | NONOPER - Non-Operational | Problem | BRT
DUCTHEAT | Duct Heater | DUCTHEAT - Duct Heater | PHYDMGE | Physical Damage | PHYDMGE - Physical Damage | Problem | BRT
DUCTHEAT | Duct Heater | DUCTHEAT - Duct Heater | UNSMELL | Unusual Smell | UNSMELL - Unusual Smell | Problem | BRT
DUCTHEAT | Duct Heater | DUCTHEAT - Duct Heater | UNSMOKE | Unusual Smoke | UNSMOKE - Unusual Smoke | Problem | BRT
DUCTHEAT | Duct Heater | DUCTHEAT - Duct Heater | DHASFAIL | Duct heater airflow sensor failed | DHASFAIL - Duct heater airflow sensor failed | Failure | BRT
DUCTHEAT | Duct Heater | DUCTHEAT - Duct Heater | DHFAIL | Duct heater failed | DHFAIL - Duct heater failed | Failure | BRT
DUCTHEAT | Duct Heater | DUCTHEAT - Duct Heater | SSRFAIL | Duct heater solid state relay (SSR) failed | SSRFAIL - Duct heater solid state relay (SSR) failed | Failure | BRT
DUCTHEAT | Duct Heater | DUCTHEAT - Duct Heater | ACCIDENT | Accident | ACCIDENT - Accident | Cause | BRT
DUCTHEAT | Duct Heater | DUCTHEAT - Duct Heater | ACCWEAR | Accelerated Wear | ACCWEAR - Accelerated Wear | Cause | BRT
DUCTHEAT | Duct Heater | DUCTHEAT - Duct Heater | ACTGOD | Weather condition/Forces of nature or Act of God | ACTGOD - Weather condition/Forces of nature or Act of God | Cause | BRT
DUCTHEAT | Duct Heater | DUCTHEAT - Duct Heater | CONTAM | Contamination | CONTAM - Contamination | Cause | BRT
DUCTHEAT | Duct Heater | DUCTHEAT - Duct Heater | DEFASSET | Defective Asset | DEFASSET - Defective Asset | Cause | BRT
DUCTHEAT | Duct Heater | DUCTHEAT - Duct Heater | EXLOAD | Excessive Load | EXLOAD - Excessive Load | Cause | BRT
DUCTHEAT | Duct Heater | DUCTHEAT - Duct Heater | IMPRMNT | Improper Maintenance | IMPRMNT - Improper Maintenance | Cause | BRT
DUCTHEAT | Duct Heater | DUCTHEAT - Duct Heater | INSLUBR | Insufficient Lubrication | INSLUBR - Insufficient Lubrication | Cause | BRT
DUCTHEAT | Duct Heater | DUCTHEAT - Duct Heater | LACKTRN | Lack of/ Inadequate Training | LACKTRN - Lack of/ Inadequate Training | Cause | BRT
DUCTHEAT | Duct Heater | DUCTHEAT - Duct Heater | MISSCMP | Loose/ Missing Component | MISSCMP - Loose/ Missing Component | Cause | BRT
DUCTHEAT | Duct Heater | DUCTHEAT - Duct Heater | NRMWEAR | Normal Wear | NRMWEAR - Normal Wear | Cause | BRT
DUCTHEAT | Duct Heater | DUCTHEAT - Duct Heater | OTHER | Other (specify) | OTHER - Other (specify) | Cause | BRT
DUCTHEAT | Duct Heater | DUCTHEAT - Duct Heater | PRINSTAL | Poor Installation | PRINSTAL - Poor Installation | Cause | BRT
DUCTHEAT | Duct Heater | DUCTHEAT - Duct Heater | PROCISSU | Procedure Issue | PROCISSU - Procedure Issue | Cause | BRT
DUCTHEAT | Duct Heater | DUCTHEAT - Duct Heater | UTLFAIL | Utility Failure | UTLFAIL - Utility Failure | Cause | BRT
DUCTHEAT | Duct Heater | DUCTHEAT - Duct Heater | VNDLSM | Vandalism | VNDLSM - Vandalism | Cause | BRT
DUCTHEAT | Duct Heater | DUCTHEAT - Duct Heater | WORNCMPT | Defective/ Worn Component | WORNCMPT - Defective/ Worn Component | Cause | BRT
DUCTHEAT | Duct Heater | DUCTHEAT - Duct Heater | ADJUSTD | Adjusted | ADJUSTD - Adjusted | Action | BRT
DUCTHEAT | Duct Heater | DUCTHEAT - Duct Heater | DECOMM | Decommission | DECOMM - Decommission | Action | BRT
DUCTHEAT | Duct Heater | DUCTHEAT - Duct Heater | DECONTME | Decontaminate | DECONTME - Decontaminate | Action | BRT
DUCTHEAT | Duct Heater | DUCTHEAT - Duct Heater | DONOTHIN | Do Nothing | DONOTHIN - Do Nothing | Action | BRT
DUCTHEAT | Duct Heater | DUCTHEAT - Duct Heater | LUBRCTE | Lubricate | LUBRCTE - Lubricate | Action | BRT
DUCTHEAT | Duct Heater | DUCTHEAT - Duct Heater | OTHER | Other (specify) | OTHER - Other (specify) | Action | BRT
DUCTHEAT | Duct Heater | DUCTHEAT - Duct Heater | RECALBRT | Recalibrate | RECALBRT - Recalibrate | Action | BRT
DUCTHEAT | Duct Heater | DUCTHEAT - Duct Heater | REMVOBT | Remove Obstruction | REMVOBT - Remove Obstruction | Action | BRT
DUCTHEAT | Duct Heater | DUCTHEAT - Duct Heater | REPCMPT | Repair Component | REPCMPT - Repair Component | Action | BRT
DUCTHEAT | Duct Heater | DUCTHEAT - Duct Heater | REPLASS | Replace Asset | REPLASS - Replace Asset | Action | BRT
DUCTHEAT | Duct Heater | DUCTHEAT - Duct Heater | REPLCMPT | Replace Component | REPLCMPT - Replace Component | Action | BRT
DUCTHEAT | Duct Heater | DUCTHEAT - Duct Heater | REPRASS | Repair Asset | REPRASS - Repair Asset | Action | BRT
DUCTHEAT | Duct Heater | DUCTHEAT - Duct Heater | UPGRADES | Upgrade | UPGRADES - Upgrade | Action | BRT
ELECHTS | Electric Heat Trace System | ELECHTS - Electric Heat Trace System | ABNTEMP | Abnormal Temperature | ABNTEMP - Abnormal Temperature | Problem | BRT
ELECHTS | Electric Heat Trace System | ELECHTS - Electric Heat Trace System | CORROS | Corrosion | CORROS - Corrosion | Problem | BRT
ELECHTS | Electric Heat Trace System | ELECHTS - Electric Heat Trace System | ELECTRIP | Electrical Trip Out | ELECTRIP - Electrical Trip Out | Problem | BRT
ELECHTS | Electric Heat Trace System | ELECHTS - Electric Heat Trace System | EXNOISE | Excessive Noise | EXNOISE - Excessive Noise | Problem | BRT
ELECHTS | Electric Heat Trace System | ELECHTS - Electric Heat Trace System | EXVIBRTN | Excessive Vibration | EXVIBRTN - Excessive Vibration | Problem | BRT
ELECHTS | Electric Heat Trace System | ELECHTS - Electric Heat Trace System | JAMMEDEQ | Jammed Equipment | JAMMEDEQ - Jammed Equipment | Problem | BRT
ELECHTS | Electric Heat Trace System | ELECHTS - Electric Heat Trace System | LEAKING | Leaking | LEAKING - Leaking | Problem | BRT
ELECHTS | Electric Heat Trace System | ELECHTS - Electric Heat Trace System | LOWPERF | Low Performance | LOWPERF - Low Performance | Problem | BRT
ELECHTS | Electric Heat Trace System | ELECHTS - Electric Heat Trace System | NONOPER | Non-Operational | NONOPER - Non-Operational | Problem | BRT
ELECHTS | Electric Heat Trace System | ELECHTS - Electric Heat Trace System | PHYDMGE | Physical Damage | PHYDMGE - Physical Damage | Problem | BRT
ELECHTS | Electric Heat Trace System | ELECHTS - Electric Heat Trace System | UNSMELL | Unusual Smell | UNSMELL - Unusual Smell | Problem | BRT
ELECHTS | Electric Heat Trace System | ELECHTS - Electric Heat Trace System | UNSMOKE | Unusual Smoke | UNSMOKE - Unusual Smoke | Problem | BRT
ELECHTS | Electric Heat Trace System | ELECHTS - Electric Heat Trace System | EHTSDET | Electric Heat Tracing Deteriorated | EHTSDET - Electric Heat Tracing Deteriorated | Failure | BRT
ELECHTS | Electric Heat Trace System | ELECHTS - Electric Heat Trace System | EHTSFAIL | Electric Heat Trace System Failed | EHTSFAIL - Electric Heat Trace System Failed | Failure | BRT
ELECHTS | Electric Heat Trace System | ELECHTS - Electric Heat Trace System | ACCIDENT | Accident | ACCIDENT - Accident | Cause | BRT
ELECHTS | Electric Heat Trace System | ELECHTS - Electric Heat Trace System | ACCWEAR | Accelerated Wear | ACCWEAR - Accelerated Wear | Cause | BRT
ELECHTS | Electric Heat Trace System | ELECHTS - Electric Heat Trace System | ACTGOD | Weather condition/Forces of nature or Act of God | ACTGOD - Weather condition/Forces of nature or Act of God | Cause | BRT
ELECHTS | Electric Heat Trace System | ELECHTS - Electric Heat Trace System | CONTAM | Contamination | CONTAM - Contamination | Cause | BRT
ELECHTS | Electric Heat Trace System | ELECHTS - Electric Heat Trace System | DEFASSET | Defective Asset | DEFASSET - Defective Asset | Cause | BRT
ELECHTS | Electric Heat Trace System | ELECHTS - Electric Heat Trace System | EXLOAD | Excessive Load | EXLOAD - Excessive Load | Cause | BRT
ELECHTS | Electric Heat Trace System | ELECHTS - Electric Heat Trace System | IMPRMNT | Improper Maintenance | IMPRMNT - Improper Maintenance | Cause | BRT
ELECHTS | Electric Heat Trace System | ELECHTS - Electric Heat Trace System | INSLUBR | Insufficient Lubrication | INSLUBR - Insufficient Lubrication | Cause | BRT
ELECHTS | Electric Heat Trace System | ELECHTS - Electric Heat Trace System | LACKTRN | Lack of/ Inadequate Training | LACKTRN - Lack of/ Inadequate Training | Cause | BRT
ELECHTS | Electric Heat Trace System | ELECHTS - Electric Heat Trace System | MISSCMP | Loose/ Missing Component | MISSCMP - Loose/ Missing Component | Cause | BRT
ELECHTS | Electric Heat Trace System | ELECHTS - Electric Heat Trace System | NRMWEAR | Normal Wear | NRMWEAR - Normal Wear | Cause | BRT
ELECHTS | Electric Heat Trace System | ELECHTS - Electric Heat Trace System | OTHER | Other (specify) | OTHER - Other (specify) | Cause | BRT
ELECHTS | Electric Heat Trace System | ELECHTS - Electric Heat Trace System | PRINSTAL | Poor Installation | PRINSTAL - Poor Installation | Cause | BRT
ELECHTS | Electric Heat Trace System | ELECHTS - Electric Heat Trace System | PROCISSU | Procedure Issue | PROCISSU - Procedure Issue | Cause | BRT
ELECHTS | Electric Heat Trace System | ELECHTS - Electric Heat Trace System | UTLFAIL | Utility Failure | UTLFAIL - Utility Failure | Cause | BRT
ELECHTS | Electric Heat Trace System | ELECHTS - Electric Heat Trace System | VNDLSM | Vandalism | VNDLSM - Vandalism | Cause | BRT
ELECHTS | Electric Heat Trace System | ELECHTS - Electric Heat Trace System | WORNCMPT | Defective/ Worn Component | WORNCMPT - Defective/ Worn Component | Cause | BRT
ELECHTS | Electric Heat Trace System | ELECHTS - Electric Heat Trace System | ADJUSTD | Adjusted | ADJUSTD - Adjusted | Action | BRT
ELECHTS | Electric Heat Trace System | ELECHTS - Electric Heat Trace System | DECOMM | Decommission | DECOMM - Decommission | Action | BRT
ELECHTS | Electric Heat Trace System | ELECHTS - Electric Heat Trace System | DECONTME | Decontaminate | DECONTME - Decontaminate | Action | BRT
ELECHTS | Electric Heat Trace System | ELECHTS - Electric Heat Trace System | DONOTHIN | Do Nothing | DONOTHIN - Do Nothing | Action | BRT
ELECHTS | Electric Heat Trace System | ELECHTS - Electric Heat Trace System | LUBRCTE | Lubricate | LUBRCTE - Lubricate | Action | BRT
ELECHTS | Electric Heat Trace System | ELECHTS - Electric Heat Trace System | OTHER | Other (specify) | OTHER - Other (specify) | Action | BRT
ELECHTS | Electric Heat Trace System | ELECHTS - Electric Heat Trace System | RECALBRT | Recalibrate | RECALBRT - Recalibrate | Action | BRT
ELECHTS | Electric Heat Trace System | ELECHTS - Electric Heat Trace System | REMVOBT | Remove Obstruction | REMVOBT - Remove Obstruction | Action | BRT
ELECHTS | Electric Heat Trace System | ELECHTS - Electric Heat Trace System | REPCMPT | Repair Component | REPCMPT - Repair Component | Action | BRT
ELECHTS | Electric Heat Trace System | ELECHTS - Electric Heat Trace System | REPLASS | Replace Asset | REPLASS - Replace Asset | Action | BRT
ELECHTS | Electric Heat Trace System | ELECHTS - Electric Heat Trace System | REPLCMPT | Replace Component | REPLCMPT - Replace Component | Action | BRT
ELECHTS | Electric Heat Trace System | ELECHTS - Electric Heat Trace System | REPRASS | Repair Asset | REPRASS - Repair Asset | Action | BRT
ELECHTS | Electric Heat Trace System | ELECHTS - Electric Heat Trace System | UPGRADES | Upgrade | UPGRADES - Upgrade | Action | BRT
ELVTR | Elevator | ELVTR - Elevator | ABNTEMP | Abnormal Temperature | ABNTEMP - Abnormal Temperature | Problem | BRT
ELVTR | Elevator | ELVTR - Elevator | CORROS | Corrosion | CORROS - Corrosion | Problem | BRT
ELVTR | Elevator | ELVTR - Elevator | ELECTRIP | Electrical Trip Out | ELECTRIP - Electrical Trip Out | Problem | BRT
ELVTR | Elevator | ELVTR - Elevator | EMERCOMM | Emergency Communication | EMERCOMM - Emergency Communication | Problem | BRT
ELVTR | Elevator | ELVTR - Elevator | EXNOISE | Excessive Noise | EXNOISE - Excessive Noise | Problem | BRT
ELVTR | Elevator | ELVTR - Elevator | EXVIBRTN | Excessive Vibration | EXVIBRTN - Excessive Vibration | Problem | BRT
ELVTR | Elevator | ELVTR - Elevator | JAMMEDEQ | Jammed Equipment | JAMMEDEQ - Jammed Equipment | Problem | BRT
ELVTR | Elevator | ELVTR - Elevator | LEAKING | Leaking | LEAKING - Leaking | Problem | BRT
ELVTR | Elevator | ELVTR - Elevator | LOWPERF | Low Performance | LOWPERF - Low Performance | Problem | BRT
ELVTR | Elevator | ELVTR - Elevator | NONOPER | Non-Operational | NONOPER - Non-Operational | Problem | BRT
ELVTR | Elevator | ELVTR - Elevator | PHYDMGE | Physical Damage | PHYDMGE - Physical Damage | Problem | BRT
ELVTR | Elevator | ELVTR - Elevator | UNSMELL | Unusual Smell | UNSMELL - Unusual Smell | Problem | BRT
ELVTR | Elevator | ELVTR - Elevator | UNSMOKE | Unusual Smoke | UNSMOKE - Unusual Smoke | Problem | BRT
ELVTR | Elevator | ELVTR - Elevator | BKCNFAIL | Brake Connector Failed | BKCNFAIL - Brake Connector Failed | Failure | BRT
ELVTR | Elevator | ELVTR - Elevator | BRKSPTOR | Brake spring torsion | BRKSPTOR - Brake spring torsion | Failure | BRT
ELVTR | Elevator | ELVTR - Elevator | BRSCFAIL | Brake Switch Contact failed | BRSCFAIL - Brake Switch Contact failed | Failure | BRT
ELVTR | Elevator | ELVTR - Elevator | CONTRLFL | Controller Failure | CONTRLFL - Controller Failure | Failure | BRT
ELVTR | Elevator | ELVTR - Elevator | CRCFSFAI | Customer Request to Check For Safe Operation | CRCFSFAI - Customer Request to Check For Safe Operation | Failure | BRT
ELVTR | Elevator | ELVTR - Elevator | CRDRPFAI | car door photocell failed | CRDRPFAI - car door photocell failed | Failure | BRT
ELVTR | Elevator | ELVTR - Elevator | CREMEXFA | car emergency exit failed | CREMEXFA - car emergency exit failed | Failure | BRT
ELVTR | Elevator | ELVTR - Elevator | CRLGFAIL | Car Roller Guide Failed | CRLGFAIL - Car Roller Guide Failed | Failure | BRT
ELVTR | Elevator | ELVTR - Elevator | CRPUBUDA | Car push buttons damaged | CRPUBUDA - Car push buttons damaged | Failure | BRT
ELVTR | Elevator | ELVTR - Elevator | CRULFAIL | Customer Request Unit Locked Out | CRULFAIL - Customer Request Unit Locked Out | Failure | BRT
ELVTR | Elevator | ELVTR - Elevator | CTBFLR | Car top battery failure | CTBFLR - Car top battery failure | Failure | BRT
ELVTR | Elevator | ELVTR - Elevator | CYLPSW | Cylindrical piston seal worn | CYLPSW - Cylindrical piston seal worn | Failure | BRT
ELVTR | Elevator | ELVTR - Elevator | CYLPWP | Cylindrical piston worn/ pitted | CYLPWP - Cylindrical piston worn/ pitted | Failure | BRT
ELVTR | Elevator | ELVTR - Elevator | DCTARFL | Directional arrow failure | DCTARFL - Directional arrow failure | Failure | BRT
ELVTR | Elevator | ELVTR - Elevator | DCTF | Door clutch failure | DCTF - Door clutch failure | Failure | BRT
ELVTR | Elevator | ELVTR - Elevator | DDEFAIL | door detector edge failed | DDEFAIL - door detector edge failed | Failure | BRT
ELVTR | Elevator | ELVTR - Elevator | DEFMCON | Defective main contactor | DEFMCON - Defective main contactor | Failure | BRT
ELVTR | Elevator | ELVTR - Elevator | DFRELAY | Defective relay | DFRELAY - Defective relay | Failure | BRT
ELVTR | Elevator | ELVTR - Elevator | DIDOORSL | Dirt in door sills | DIDOORSL - Dirt in door sills | Failure | BRT
ELVTR | Elevator | ELVTR - Elevator | DORF | Door operator failure | DORF - Door operator failure | Failure | BRT
ELVTR | Elevator | ELVTR - Elevator | DRCLFAIL | Door Closing Failure | DRCLFAIL - Door Closing Failure | Failure | BRT
ELVTR | Elevator | ELVTR - Elevator | DRCONM | Door controller malfunction | DRCONM - Door controller malfunction | Failure | BRT
ELVTR | Elevator | ELVTR - Elevator | DRHANGJM | Doors hangers jammed | DRHANGJM - Doors hangers jammed | Failure | BRT
ELVTR | Elevator | ELVTR - Elevator | DRLCCFAI | door lock contact failed | DRLCCFAI - door lock contact failed | Failure | BRT
ELVTR | Elevator | ELVTR - Elevator | DRLCFAIL | Door Lock Failed | DRLCFAIL - Door Lock Failed | Failure | BRT
ELVTR | Elevator | ELVTR - Elevator | DRLSWFAI | Door Limit Switch Failed | DRLSWFAI - Door Limit Switch Failed | Failure | BRT
ELVTR | Elevator | ELVTR - Elevator | DROBDSF | Door obstruction detection sensor failed | DROBDSF - Door obstruction detection sensor failed | Failure | BRT
ELVTR | Elevator | ELVTR - Elevator | DRTRAJAM | Door Tracks jammed | DRTRAJAM - Door Tracks jammed | Failure | BRT
ELVTR | Elevator | ELVTR - Elevator | DRVEFAIL | Drive Failed | DRVEFAIL - Drive Failed | Failure | BRT
ELVTR | Elevator | ELVTR - Elevator | ELCDET | Elevator Components Deteriorated and/or Damaged | ELCDET - Elevator Components Deteriorated and/or Damaged | Failure | BRT
ELVTR | Elevator | ELVTR - Elevator | ELDRDFAI | Elevator Doors damaged | ELDRDFAI - Elevator Doors damaged | Failure | BRT
ELVTR | Elevator | ELVTR - Elevator | ELELFAIL | Elevator Emergency Lighting Failed | ELELFAIL - Elevator Emergency Lighting Failed | Failure | BRT
ELVTR | Elevator | ELVTR - Elevator | ELEMOWRN | Electric motor worn | ELEMOWRN - Electric motor worn | Failure | BRT
ELVTR | Elevator | ELVTR - Elevator | ELPCCON | Elevator Pit and Car Top & Crosshead Contaminated | ELPCCON - Elevator Pit and Car Top & Crosshead Contaminated | Failure | BRT
ELVTR | Elevator | ELVTR - Elevator | ELPFAIL | Elevator Emergency Power Failed | ELPFAIL - Elevator Emergency Power Failed | Failure | BRT
ELVTR | Elevator | ELVTR - Elevator | ELSSFAIL | Elevator Safety Switches Failed | ELSSFAIL - Elevator Safety Switches Failed | Failure | BRT
ELVTR | Elevator | ELVTR - Elevator | ELUMFAIL | Elevator Uncontrolled Motion Protection System Failed | ELUMFAIL - Elevator Uncontrolled Motion Protection System Failed | Failure | BRT
ELVTR | Elevator | ELVTR - Elevator | ELVSPFAI | Elevator Spirator Failed | ELVSPFAI - Elevator Spirator Failed | Failure | BRT
ELVTR | Elevator | ELVTR - Elevator | EMCBW | Emergency call button not working | EMCBW - Emergency call button not working | Failure | BRT
ELVTR | Elevator | ELVTR - Elevator | FFEMCF | Fire Fighters Emergency Controll Failed | FFEMCF - Fire Fighters Emergency Controll Failed | Failure | BRT
ELVTR | Elevator | ELVTR - Elevator | FFEOCFL | Fire Fighter's Emergency Operator controls Failed | FFEOCFL - Fire Fighter's Emergency Operator controls Failed | Failure | BRT
ELVTR | Elevator | ELVTR - Elevator | FFEOFAIL | Fire Fighter's Emergency Operator System Failed | FFEOFAIL - Fire Fighter's Emergency Operator System Failed | Failure | BRT
ELVTR | Elevator | ELVTR - Elevator | FLSWFAIL | Final Limit Switch failed | FLSWFAIL - Final Limit Switch failed | Failure | BRT
ELVTR | Elevator | ELVTR - Elevator | FUSEFAIL | Fuse Failure | FUSEFAIL - Fuse Failure | Failure | BRT
ELVTR | Elevator | ELVTR - Elevator | HWACSWDG | HW Access switch damaged | HWACSWDG - HW Access switch damaged | Failure | BRT
ELVTR | Elevator | ELVTR - Elevator | HYDORVW | Hydraulic oil relief valve worn | HYDORVW - Hydraulic oil relief valve worn | Failure | BRT
ELVTR | Elevator | ELVTR - Elevator | HYDPSW | Hydraulic pump seal worn | HYDPSW - Hydraulic pump seal worn | Failure | BRT
ELVTR | Elevator | ELVTR - Elevator | ISKTOFF | Independent service key turn off | ISKTOFF - Independent service key turn off | Failure | BRT
ELVTR | Elevator | ELVTR - Elevator | LEVLINFL | Leveling Switch Failure | LEVLINFL - Leveling Switch Failure | Failure | BRT
ELVTR | Elevator | ELVTR - Elevator | LOSRVC | Left on service | LOSRVC - Left on service | Failure | BRT
ELVTR | Elevator | ELVTR - Elevator | MCRSWFAI | Microswitch Failed | MCRSWFAI - Microswitch Failed | Failure | BRT
ELVTR | Elevator | ELVTR - Elevator | MEMBFAIL | Machine Emergency Breaks Failed | MEMBFAIL - Machine Emergency Breaks Failed | Failure | BRT
ELVTR | Elevator | ELVTR - Elevator | NFF | No Fault Found | NFF - No Fault Found | Failure | BRT
ELVTR | Elevator | ELVTR - Elevator | OILFFL | Oil Failure | OILFFL - Oil Failure | Failure | BRT
ELVTR | Elevator | ELVTR - Elevator | OSCFAIL | Oscillator failed | OSCFAIL - Oscillator failed | Failure | BRT
ELVTR | Elevator | ELVTR - Elevator | PHSYFAIL | phone system failure | PHSYFAIL - phone system failure | Failure | BRT
ELVTR | Elevator | ELVTR - Elevator | PIDOFAIL | Power Interruption During Operation | PIDOFAIL - Power Interruption During Operation | Failure | BRT
ELVTR | Elevator | ELVTR - Elevator | PKUPRFAI | Pick Up Roller Failure | PKUPRFAI - Pick Up Roller Failure | Failure | BRT
ELVTR | Elevator | ELVTR - Elevator | PULLSHEM | Pulleys/ sheaves misaligned | PULLSHEM - Pulleys/ sheaves misaligned | Failure | BRT
ELVTR | Elevator | ELVTR - Elevator | PULLSHEW | Pulleys/ sheaves worn | PULLSHEW - Pulleys/ sheaves worn | Failure | BRT
ELVTR | Elevator | ELVTR - Elevator | RELYFL | Relay Failure | RELYFL - Relay Failure | Failure | BRT
ELVTR | Elevator | ELVTR - Elevator | RGOGSW | Roller guides or Guides shoes worn | RGOGSW - Roller guides or Guides shoes worn | Failure | BRT
ELVTR | Elevator | ELVTR - Elevator | SAFCIRD | Safety circuit defective | SAFCIRD - Safety circuit defective | Failure | BRT
ELVTR | Elevator | ELVTR - Elevator | SAFSFAIL | Safety Switches Failed | SAFSFAIL - Safety Switches Failed | Failure | BRT
ELVTR | Elevator | ELVTR - Elevator | SFHOFAIL | Safety Hoistway failed | SFHOFAIL - Safety Hoistway failed | Failure | BRT
ELVTR | Elevator | ELVTR - Elevator | TCAHR | Traction cables/ hoist rupture | TCAHR - Traction cables/ hoist rupture | Failure | BRT
ELVTR | Elevator | ELVTR - Elevator | TPHDFAIL | Tape Head failed | TPHDFAIL - Tape Head failed | Failure | BRT
ELVTR | Elevator | ELVTR - Elevator | VLVFAIL | Valve failed | VLVFAIL - Valve failed | Failure | BRT
ELVTR | Elevator | ELVTR - Elevator | ACCDENT | Accident | ACCDENT - Accident | Cause | BRT
ELVTR | Elevator | ELVTR - Elevator | ACCWEAR | Accelerated Wear | ACCWEAR - Accelerated Wear | Cause | BRT
ELVTR | Elevator | ELVTR - Elevator | ACTGOD | Weather condition/Forces of nature or Act of God | ACTGOD - Weather condition/Forces of nature or Act of God | Cause | BRT
ELVTR | Elevator | ELVTR - Elevator | ACWTH | Accelerated weather | ACWTH - Accelerated weather | Cause | BRT
ELVTR | Elevator | ELVTR - Elevator | ADAFRPL | Adjustment after replacement | ADAFRPL - Adjustment after replacement | Cause | BRT
ELVTR | Elevator | ELVTR - Elevator | ATVFRDCU | Activation of Fire Device | ATVFRDCU - Activation of Fire Device | Cause | BRT
ELVTR | Elevator | ELVTR - Elevator | BLGPWFA | Building Power Failure | BLGPWFA - Building Power Failure | Cause | BRT
ELVTR | Elevator | ELVTR - Elevator | BRKGLSS | Broken glass | BRKGLSS - Broken glass | Cause | BRT
ELVTR | Elevator | ELVTR - Elevator | CONTAM | Contamination | CONTAM - Contamination | Cause | BRT
ELVTR | Elevator | ELVTR - Elevator | CONWEAR | Contact wear | CONWEAR - Contact wear | Cause | BRT
ELVTR | Elevator | ELVTR - Elevator | CRCFSCSE | Customer Request to Check For Safe Operation | CRCFSCSE - Customer Request to Check For Safe Operation | Cause | BRT
ELVTR | Elevator | ELVTR - Elevator | CRULCUSE | Customer Request Unit Locked Out | CRULCUSE - Customer Request Unit Locked Out | Cause | BRT
ELVTR | Elevator | ELVTR - Elevator | DEFASSET | Defective Asset | DEFASSET - Defective Asset | Cause | BRT
ELVTR | Elevator | ELVTR - Elevator | ELECF | Electrical fault | ELECF - Electrical fault | Cause | BRT
ELVTR | Elevator | ELVTR - Elevator | ENVCLCSE | Environmental Cleanliness | ENVCLCSE - Environmental Cleanliness | Cause | BRT
ELVTR | Elevator | ELVTR - Elevator | ENVCRCSE | Environmental Corrosion | ENVCRCSE - Environmental Corrosion | Cause | BRT
ELVTR | Elevator | ELVTR - Elevator | EXLOAD | Excessive Load | EXLOAD - Excessive Load | Cause | BRT
ELVTR | Elevator | ELVTR - Elevator | FDTOFDIS | Fire Department Turned off Disconnect | FDTOFDIS - Fire Department Turned off Disconnect | Cause | BRT
ELVTR | Elevator | ELVTR - Elevator | IMPRM10 | Improper Maintenance | IMPRM10 - Improper Maintenance | Cause | BRT
ELVTR | Elevator | ELVTR - Elevator | IMPSUCUS | Improper Passenger Usage | IMPSUCUS - Improper Passenger Usage | Cause | BRT
ELVTR | Elevator | ELVTR - Elevator | INSFL1 | Insufficient Lubrication | INSFL1 - Insufficient Lubrication | Cause | BRT
ELVTR | Elevator | ELVTR - Elevator | LACKTRN | Lack of/ Inadequate Training | LACKTRN - Lack of/ Inadequate Training | Cause | BRT
ELVTR | Elevator | ELVTR - Elevator | LFPKNCSE | Lack of passenger knowledge | LFPKNCSE - Lack of passenger knowledge | Cause | BRT
ELVTR | Elevator | ELVTR - Elevator | MISSCMP | Loose/ Missing Component | MISSCMP - Loose/ Missing Component | Cause | BRT
ELVTR | Elevator | ELVTR - Elevator | NFF | No Fault Found | NFF - No Fault Found | Cause | BRT
ELVTR | Elevator | ELVTR - Elevator | NRMWEAR | Normal Wear | NRMWEAR - Normal Wear | Cause | BRT
ELVTR | Elevator | ELVTR - Elevator | OTHER16 | Other (Specify) | OTHER16 - Other (Specify) | Cause | BRT
ELVTR | Elevator | ELVTR - Elevator | OVRCAPCA | Over capacity | OVRCAPCA - Over capacity | Cause | BRT
ELVTR | Elevator | ELVTR - Elevator | PHSYCAUS | phone system failure | PHSYCAUS - phone system failure | Cause | BRT
ELVTR | Elevator | ELVTR - Elevator | PRINSTAL | Poor Installation | PRINSTAL - Poor Installation | Cause | BRT
ELVTR | Elevator | ELVTR - Elevator | PROCISSU | Procedure Issue | PROCISSU - Procedure Issue | Cause | BRT
ELVTR | Elevator | ELVTR - Elevator | RESET | Reset | RESET - Reset | Cause | BRT
ELVTR | Elevator | ELVTR - Elevator | UNKNOWN1 | unknown cause | UNKNOWN1 - unknown cause | Cause | BRT
ELVTR | Elevator | ELVTR - Elevator | UTLFAIL | Utility Failure | UTLFAIL - Utility Failure | Cause | BRT
ELVTR | Elevator | ELVTR - Elevator | VANDAL | Vandalism | VANDAL - Vandalism | Cause | BRT
ELVTR | Elevator | ELVTR - Elevator | WORNCMPT | Defective/ Worn Component | WORNCMPT - Defective/ Worn Component | Cause | BRT
ELVTR | Elevator | ELVTR - Elevator | ADJUSTD | Adjusted | ADJUSTD - Adjusted | Action | BRT
ELVTR | Elevator | ELVTR - Elevator | DECOMM | Decommission | DECOMM - Decommission | Action | BRT
ELVTR | Elevator | ELVTR - Elevator | DECONTME | Decontaminate | DECONTME - Decontaminate | Action | BRT
ELVTR | Elevator | ELVTR - Elevator | DONOTHIN | Do Nothing | DONOTHIN - Do Nothing | Action | BRT
ELVTR | Elevator | ELVTR - Elevator | LUBRCTE | Lubricate | LUBRCTE - Lubricate | Action | BRT
ELVTR | Elevator | ELVTR - Elevator | OTHER | Other (specify) | OTHER - Other (specify) | Action | BRT
ELVTR | Elevator | ELVTR - Elevator | REAREP | Repair/replace | REAREP - Repair/replace | Action | BRT
ELVTR | Elevator | ELVTR - Elevator | RECALBRT | Recalibrate | RECALBRT - Recalibrate | Action | BRT
ELVTR | Elevator | ELVTR - Elevator | REMVOBT | Remove Obstruction | REMVOBT - Remove Obstruction | Action | BRT
ELVTR | Elevator | ELVTR - Elevator | REPAIR | Repair | REPAIR - Repair | Action | BRT
ELVTR | Elevator | ELVTR - Elevator | REPCMPT | Repair Component | REPCMPT - Repair Component | Action | BRT
ELVTR | Elevator | ELVTR - Elevator | REPLACE | Replace | REPLACE - Replace | Action | BRT
ELVTR | Elevator | ELVTR - Elevator | REPLASS | Replace Asset | REPLASS - Replace Asset | Action | BRT
ELVTR | Elevator | ELVTR - Elevator | REPLCMPT | Replace Component | REPLCMPT - Replace Component | Action | BRT
ELVTR | Elevator | ELVTR - Elevator | REPRASS | Repair Asset | REPRASS - Repair Asset | Action | BRT
ELVTR | Elevator | ELVTR - Elevator | UPGRADES | Upgrade | UPGRADES - Upgrade | Action | BRT
EMRGDFBR | Emergency Defibrillator | EMRGDFBR - Emergency Defibrillator | ALARM | Alarm | ALARM - Alarm | Problem | BRT
EMRGDFBR | Emergency Defibrillator | EMRGDFBR - Emergency Defibrillator | NONOPER | Non-Operational | NONOPER - Non-Operational | Problem | BRT
EMRGDFBR | Emergency Defibrillator | EMRGDFBR - Emergency Defibrillator | PHYDMGE | Physical Damage | PHYDMGE - Physical Damage | Problem | BRT
EMRGDFBR | Emergency Defibrillator | EMRGDFBR - Emergency Defibrillator | AEDBDEG | Philips Automatic Emergency Defibrillator (AED) battery degraded | AEDBDEG - Philips Automatic Emergency Defibrillator (AED) battery degraded | Failure | BRT
EMRGDFBR | Emergency Defibrillator | EMRGDFBR - Emergency Defibrillator | AEDDET | Philips Automatic Emergency Defibrillator (AED) deteriorated | AEDDET - Philips Automatic Emergency Defibrillator (AED) deteriorated | Failure | BRT
EMRGDFBR | Emergency Defibrillator | EMRGDFBR - Emergency Defibrillator | AEDDFAIL | Philips Automatic Emergency Defibrillator (AED) door alarm system failed | AEDDFAIL - Philips Automatic Emergency Defibrillator (AED) door alarm system failed | Failure | BRT
EMRGDFBR | Emergency Defibrillator | EMRGDFBR - Emergency Defibrillator | AEDFAIL | Philips Automatic Emergency Defibrillator (AED) failed | AEDFAIL - Philips Automatic Emergency Defibrillator (AED) failed | Failure | BRT
EMRGDFBR | Emergency Defibrillator | EMRGDFBR - Emergency Defibrillator | AEDPADDG | Automatic Emergency Defibrillator (Aed) Pads Degraded/Expired | AEDPADDG - Automatic Emergency Defibrillator (Aed) Pads Degraded/Expired | Failure | BRT
EMRGDFBR | Emergency Defibrillator | EMRGDFBR - Emergency Defibrillator | ACCIDENT | Accident | ACCIDENT - Accident | Cause | BRT
EMRGDFBR | Emergency Defibrillator | EMRGDFBR - Emergency Defibrillator | DEFASSET | Defective Asset | DEFASSET - Defective Asset | Cause | BRT
EMRGDFBR | Emergency Defibrillator | EMRGDFBR - Emergency Defibrillator | MISSCMP | Loose/ Missing Component | MISSCMP - Loose/ Missing Component | Cause | BRT
EMRGDFBR | Emergency Defibrillator | EMRGDFBR - Emergency Defibrillator | VNDLSM | Vandalism | VNDLSM - Vandalism | Cause | BRT
EMRGDFBR | Emergency Defibrillator | EMRGDFBR - Emergency Defibrillator | CNTCSUPV | Contact Supervisor | CNTCSUPV - Contact Supervisor | Action | BRT
EMRGDFBR | Emergency Defibrillator | EMRGDFBR - Emergency Defibrillator | REPAIR | Repair | REPAIR - Repair | Action | BRT
EMRGDFBR | Emergency Defibrillator | EMRGDFBR - Emergency Defibrillator | REPLACE | Replace | REPLACE - Replace | Action | BRT
EMRGGEN | Emergency Generator | EMRGGEN - Emergency Generator | BUSHITDR | Bus Hit Door | BUSHITDR - Bus Hit Door | Problem | BRT
EMRGGEN | Emergency Generator | EMRGGEN - Emergency Generator | COLNLEAK | Coolant Leak | COLNLEAK - Coolant Leak | Problem | BRT
EMRGGEN | Emergency Generator | EMRGGEN - Emergency Generator | FAILACCS | Fail To Access | FAILACCS - Fail To Access | Problem | BRT
EMRGGEN | Emergency Generator | EMRGGEN - Emergency Generator | FAILOPEN | Fail To Open/Closed | FAILOPEN - Fail To Open/Closed | Problem | BRT
EMRGGEN | Emergency Generator | EMRGGEN - Emergency Generator | FAILSTRT | Failure To Start | FAILSTRT - Failure To Start | Problem | BRT
EMRGGEN | Emergency Generator | EMRGGEN - Emergency Generator | FUELLEAK | Fuel Leak | FUELLEAK - Fuel Leak | Problem | BRT
EMRGGEN | Emergency Generator | EMRGGEN - Emergency Generator | OILLEAK | Oil Leak | OILLEAK - Oil Leak | Problem | BRT
EMRGGEN | Emergency Generator | EMRGGEN - Emergency Generator | UNOPERAT | Unable to Operate | UNOPERAT - Unable to Operate | Problem | BRT
EMRGGEN | Emergency Generator | EMRGGEN - Emergency Generator | CLGDPFLT | Clogged Diesel Particulate Filter | CLGDPFLT - Clogged Diesel Particulate Filter | Failure | BRT
EMRGGEN | Emergency Generator | EMRGGEN - Emergency Generator | CNLNAUTO | Controls Not In Auto | CNLNAUTO - Controls Not In Auto | Failure | BRT
EMRGGEN | Emergency Generator | EMRGGEN - Emergency Generator | CONRFAIL | Control Failure | CONRFAIL - Control Failure | Failure | BRT
EMRGGEN | Emergency Generator | EMRGGEN - Emergency Generator | DEFBATT | Defective Battery | DEFBATT - Defective Battery | Failure | BRT
EMRGGEN | Emergency Generator | EMRGGEN - Emergency Generator | DEFGNDLP | Defective Ground Loop | DEFGNDLP - Defective Ground Loop | Failure | BRT
EMRGGEN | Emergency Generator | EMRGGEN - Emergency Generator | DMGDBLHH | Damaged Block Heater Hoses | DMGDBLHH - Damaged Block Heater Hoses | Failure | BRT
EMRGGEN | Emergency Generator | EMRGGEN - Emergency Generator | FALBLHTH | Faulty Block Heather | FALBLHTH - Faulty Block Heather | Failure | BRT
EMRGGEN | Emergency Generator | EMRGGEN - Emergency Generator | FUELTDLS | Fuel Tank Defected Level Sensor | FUELTDLS - Fuel Tank Defected Level Sensor | Failure | BRT
EMRGGEN | Emergency Generator | EMRGGEN - Emergency Generator | GEARBXDS | Gearbox Defected Seal | GEARBXDS - Gearbox Defected Seal | Failure | BRT
EMRGGEN | Emergency Generator | EMRGGEN - Emergency Generator | ACTGOD | Weather condition/Forces of nature or Act of God | ACTGOD - Weather condition/Forces of nature or Act of God | Cause | BRT
EMRGGEN | Emergency Generator | EMRGGEN - Emergency Generator | AGING | Aging | AGING - Aging | Cause | BRT
EMRGGEN | Emergency Generator | EMRGGEN - Emergency Generator | BATTFAIL | Battery Failure | BATTFAIL - Battery Failure | Cause | BRT
EMRGGEN | Emergency Generator | EMRGGEN - Emergency Generator | CHUBB | Chubb | CHUBB - Chubb | Cause | BRT
EMRGGEN | Emergency Generator | EMRGGEN - Emergency Generator | CORRSION | Corrosion | CORRSION - Corrosion | Cause | BRT
EMRGGEN | Emergency Generator | EMRGGEN - Emergency Generator | DEPCRGVT | Depleted Charge / Voltage | DEPCRGVT - Depleted Charge / Voltage | Cause | BRT
EMRGGEN | Emergency Generator | EMRGGEN - Emergency Generator | FIREALRM | Fire Alarm | FIREALRM - Fire Alarm | Cause | BRT
EMRGGEN | Emergency Generator | EMRGGEN - Emergency Generator | GTREMTRN | Gate Remote Transmitter | GTREMTRN - Gate Remote Transmitter | Cause | BRT
EMRGGEN | Emergency Generator | EMRGGEN - Emergency Generator | HUMANERR | Human Error | HUMANERR - Human Error | Cause | BRT
EMRGGEN | Emergency Generator | EMRGGEN - Emergency Generator | IMPRMNT | Improper Maintenance | IMPRMNT - Improper Maintenance | Cause | BRT
EMRGGEN | Emergency Generator | EMRGGEN - Emergency Generator | INTCOMM | Inter Communication | INTCOMM - Inter Communication | Cause | BRT
EMRGGEN | Emergency Generator | EMRGGEN - Emergency Generator | LOOSCONN | Loose Connection | LOOSCONN - Loose Connection | Cause | BRT
EMRGGEN | Emergency Generator | EMRGGEN - Emergency Generator | NRMWEAR | Normal Wear | NRMWEAR - Normal Wear | Cause | BRT
EMRGGEN | Emergency Generator | EMRGGEN - Emergency Generator | OEPNCKT | Open Circuit/ Short | OEPNCKT - Open Circuit/ Short | Cause | BRT
EMRGGEN | Emergency Generator | EMRGGEN - Emergency Generator | OVRIDESW | Override Switches | OVRIDESW - Override Switches | Cause | BRT
EMRGGEN | Emergency Generator | EMRGGEN - Emergency Generator | CALLCNTR | Call Contractor | CALLCNTR - Call Contractor | Action | BRT
EMRGGEN | Emergency Generator | EMRGGEN - Emergency Generator | REPAIR | Repair | REPAIR - Repair | Action | BRT
EMRGGEN | Emergency Generator | EMRGGEN - Emergency Generator | REPLACE | Replace | REPLACE - Replace | Action | BRT
ENGOTANK | Engine Oil tank | ENGOTANK - Engine Oil tank | LEAKING | Leaking | LEAKING - Leaking | Problem | BRT
ENGOTANK | Engine Oil tank | ENGOTANK - Engine Oil tank | PHYDMGE | Physical Damage | PHYDMGE - Physical Damage | Problem | BRT
ENGOTANK | Engine Oil tank | ENGOTANK - Engine Oil tank | GLSTOVER | Glycol storage tank overfilled | GLSTOVER - Glycol storage tank overfilled | Failure | BRT
ENGOTANK | Engine Oil tank | ENGOTANK - Engine Oil tank | STTKDET | Storage tank deteriorated | STTKDET - Storage tank deteriorated | Failure | BRT
ENGOTANK | Engine Oil tank | ENGOTANK - Engine Oil tank | UTKDWDET | Underground double wall storage tank deteriorated | UTKDWDET - Underground double wall storage tank deteriorated | Failure | BRT
ENGOTANK | Engine Oil tank | ENGOTANK - Engine Oil tank | NRMWEAR | Normal Wear | NRMWEAR - Normal Wear | Cause | BRT
ENGOTANK | Engine Oil tank | ENGOTANK - Engine Oil tank | PROCISSU | Procedure Issue | PROCISSU - Procedure Issue | Cause | BRT
ENGOTANK | Engine Oil tank | ENGOTANK - Engine Oil tank | ADJUSTD | Adjusted | ADJUSTD - Adjusted | Action | BRT
ENGOTANK | Engine Oil tank | ENGOTANK - Engine Oil tank | REPRASS | Repair Asset | REPRASS - Repair Asset | Action | BRT
EOILFLS | Engine Oil Fluid System | EOILFLS - Engine Oil Fluid System | ABNTEMP | Abnormal Temperature | ABNTEMP - Abnormal Temperature | Problem | BRT
EOILFLS | Engine Oil Fluid System | EOILFLS - Engine Oil Fluid System | CORROS | Corrosion | CORROS - Corrosion | Problem | BRT
EOILFLS | Engine Oil Fluid System | EOILFLS - Engine Oil Fluid System | EXVIBRTN | Excessive Vibration | EXVIBRTN - Excessive Vibration | Problem | BRT
EOILFLS | Engine Oil Fluid System | EOILFLS - Engine Oil Fluid System | JAMMEDEQ | Jammed Equipment | JAMMEDEQ - Jammed Equipment | Problem | BRT
EOILFLS | Engine Oil Fluid System | EOILFLS - Engine Oil Fluid System | LEAKING | Leaking | LEAKING - Leaking | Problem | BRT
EOILFLS | Engine Oil Fluid System | EOILFLS - Engine Oil Fluid System | LOWPERF | Low Performance | LOWPERF - Low Performance | Problem | BRT
EOILFLS | Engine Oil Fluid System | EOILFLS - Engine Oil Fluid System | NONOPER | Non-Operational | NONOPER - Non-Operational | Problem | BRT
EOILFLS | Engine Oil Fluid System | EOILFLS - Engine Oil Fluid System | PHYDMGE | Physical Damage | PHYDMGE - Physical Damage | Problem | BRT
EOILFLS | Engine Oil Fluid System | EOILFLS - Engine Oil Fluid System | BATTERY | Batteries | BATTERY - Batteries | Failure | BRT
EOILFLS | Engine Oil Fluid System | EOILFLS - Engine Oil Fluid System | EOFSDET | Natural Deterioration of the engine oil fluid system | EOFSDET - Natural Deterioration of the engine oil fluid system | Failure | BRT
EOILFLS | Engine Oil Fluid System | EOILFLS - Engine Oil Fluid System | EOFSLEAK | Leakages of engine oil fluid within the engine oil fluid system | EOFSLEAK - Leakages of engine oil fluid within the engine oil fluid system | Failure | BRT
EOILFLS | Engine Oil Fluid System | EOILFLS - Engine Oil Fluid System | HSRLNTWR | Hose Reel Not Working | HSRLNTWR - Hose Reel Not Working | Failure | BRT
EOILFLS | Engine Oil Fluid System | EOILFLS - Engine Oil Fluid System | LOSESUP | Loose Supports/Brackets | LOSESUP - Loose Supports/Brackets | Failure | BRT
EOILFLS | Engine Oil Fluid System | EOILFLS - Engine Oil Fluid System | SPILL | Spill | SPILL - Spill | Failure | BRT
EOILFLS | Engine Oil Fluid System | EOILFLS - Engine Oil Fluid System | ACCIDENT | Accident | ACCIDENT - Accident | Cause | BRT
EOILFLS | Engine Oil Fluid System | EOILFLS - Engine Oil Fluid System | ACTGOD | Weather condition/Forces of nature or Act of God | ACTGOD - Weather condition/Forces of nature or Act of God | Cause | BRT
EOILFLS | Engine Oil Fluid System | EOILFLS - Engine Oil Fluid System | CONTAM | Contamination | CONTAM - Contamination | Cause | BRT
EOILFLS | Engine Oil Fluid System | EOILFLS - Engine Oil Fluid System | DEFASSET | Defective Asset | DEFASSET - Defective Asset | Cause | BRT
EOILFLS | Engine Oil Fluid System | EOILFLS - Engine Oil Fluid System | EXLOAD | Excessive Load | EXLOAD - Excessive Load | Cause | BRT
EOILFLS | Engine Oil Fluid System | EOILFLS - Engine Oil Fluid System | MISSCMP | Loose/ Missing Component | MISSCMP - Loose/ Missing Component | Cause | BRT
EOILFLS | Engine Oil Fluid System | EOILFLS - Engine Oil Fluid System | NRMWEAR | Normal Wear | NRMWEAR - Normal Wear | Cause | BRT
EOILFLS | Engine Oil Fluid System | EOILFLS - Engine Oil Fluid System | PRINSTAL | Poor Installation | PRINSTAL - Poor Installation | Cause | BRT
EOILFLS | Engine Oil Fluid System | EOILFLS - Engine Oil Fluid System | UTLFAIL | Utility Failure | UTLFAIL - Utility Failure | Cause | BRT
EOILFLS | Engine Oil Fluid System | EOILFLS - Engine Oil Fluid System | WORNCMPT | Defective/ Worn Component | WORNCMPT - Defective/ Worn Component | Cause | BRT
EOILFLS | Engine Oil Fluid System | EOILFLS - Engine Oil Fluid System | ADJUSTD | Adjusted | ADJUSTD - Adjusted | Action | BRT
EOILFLS | Engine Oil Fluid System | EOILFLS - Engine Oil Fluid System | RECALBRT | Recalibrate | RECALBRT - Recalibrate | Action | BRT
EOILFLS | Engine Oil Fluid System | EOILFLS - Engine Oil Fluid System | REMVOBT | Remove Obstruction | REMVOBT - Remove Obstruction | Action | BRT
EOILFLS | Engine Oil Fluid System | EOILFLS - Engine Oil Fluid System | REPAIR | Repair | REPAIR - Repair | Action | BRT
EOILFLS | Engine Oil Fluid System | EOILFLS - Engine Oil Fluid System | REPLACE | Replace | REPLACE - Replace | Action | BRT
EOILFLS | Engine Oil Fluid System | EOILFLS - Engine Oil Fluid System | UPGRADES | Upgrade | UPGRADES - Upgrade | Action | BRT
EXTRWLL | Exterior Wall | EXTRWLL - Exterior Wall | ABNTEMP | Abnormal Temperature | ABNTEMP - Abnormal Temperature | Problem | BRT
EXTRWLL | Exterior Wall | EXTRWLL - Exterior Wall | CORROS | Corrosion | CORROS - Corrosion | Problem | BRT
EXTRWLL | Exterior Wall | EXTRWLL - Exterior Wall | ELECTRIP | Electrical Trip Out | ELECTRIP - Electrical Trip Out | Problem | BRT
EXTRWLL | Exterior Wall | EXTRWLL - Exterior Wall | EXNOISE | Excessive Noise | EXNOISE - Excessive Noise | Problem | BRT
EXTRWLL | Exterior Wall | EXTRWLL - Exterior Wall | EXVIBRTN | Excessive Vibration | EXVIBRTN - Excessive Vibration | Problem | BRT
EXTRWLL | Exterior Wall | EXTRWLL - Exterior Wall | JAMMEDEQ | Jammed Equipment | JAMMEDEQ - Jammed Equipment | Problem | BRT
EXTRWLL | Exterior Wall | EXTRWLL - Exterior Wall | LEAKING | Leaking | LEAKING - Leaking | Problem | BRT
EXTRWLL | Exterior Wall | EXTRWLL - Exterior Wall | LOWPERF | Low Performance | LOWPERF - Low Performance | Problem | BRT
EXTRWLL | Exterior Wall | EXTRWLL - Exterior Wall | NONOPER | Non-Operational | NONOPER - Non-Operational | Problem | BRT
EXTRWLL | Exterior Wall | EXTRWLL - Exterior Wall | PHYDMGE | Physical Damage | PHYDMGE - Physical Damage | Problem | BRT
EXTRWLL | Exterior Wall | EXTRWLL - Exterior Wall | UNSMELL | Unusual Smell | UNSMELL - Unusual Smell | Problem | BRT
EXTRWLL | Exterior Wall | EXTRWLL - Exterior Wall | UNSMOKE | Unusual Smoke | UNSMOKE - Unusual Smoke | Problem | BRT
EXTRWLL | Exterior Wall | EXTRWLL - Exterior Wall | EXWLDET | Exterior wall structure or surface deteriorated | EXWLDET - Exterior wall structure or surface deteriorated | Failure | BRT
EXTRWLL | Exterior Wall | EXTRWLL - Exterior Wall | ACCIDENT | Accident | ACCIDENT - Accident | Cause | BRT
EXTRWLL | Exterior Wall | EXTRWLL - Exterior Wall | ACCWEAR | Accelerated Wear | ACCWEAR - Accelerated Wear | Cause | BRT
EXTRWLL | Exterior Wall | EXTRWLL - Exterior Wall | ACTGOD | Weather condition/Forces of nature or Act of God | ACTGOD - Weather condition/Forces of nature or Act of God | Cause | BRT
EXTRWLL | Exterior Wall | EXTRWLL - Exterior Wall | CONTAM | Contamination | CONTAM - Contamination | Cause | BRT
EXTRWLL | Exterior Wall | EXTRWLL - Exterior Wall | DEFASSET | Defective Asset | DEFASSET - Defective Asset | Cause | BRT
EXTRWLL | Exterior Wall | EXTRWLL - Exterior Wall | EXLOAD | Excessive Load | EXLOAD - Excessive Load | Cause | BRT
EXTRWLL | Exterior Wall | EXTRWLL - Exterior Wall | IMPRMNT | Improper Maintenance | IMPRMNT - Improper Maintenance | Cause | BRT
EXTRWLL | Exterior Wall | EXTRWLL - Exterior Wall | INSLUBR | Insufficient Lubrication | INSLUBR - Insufficient Lubrication | Cause | BRT
EXTRWLL | Exterior Wall | EXTRWLL - Exterior Wall | LACKTRN | Lack of/ Inadequate Training | LACKTRN - Lack of/ Inadequate Training | Cause | BRT
EXTRWLL | Exterior Wall | EXTRWLL - Exterior Wall | MISSCMP | Loose/ Missing Component | MISSCMP - Loose/ Missing Component | Cause | BRT
EXTRWLL | Exterior Wall | EXTRWLL - Exterior Wall | NRMWEAR | Normal Wear | NRMWEAR - Normal Wear | Cause | BRT
EXTRWLL | Exterior Wall | EXTRWLL - Exterior Wall | OTHER | Other (specify) | OTHER - Other (specify) | Cause | BRT
EXTRWLL | Exterior Wall | EXTRWLL - Exterior Wall | PRINSTAL | Poor Installation | PRINSTAL - Poor Installation | Cause | BRT
EXTRWLL | Exterior Wall | EXTRWLL - Exterior Wall | PROCISSU | Procedure Issue | PROCISSU - Procedure Issue | Cause | BRT
EXTRWLL | Exterior Wall | EXTRWLL - Exterior Wall | UTLFAIL | Utility Failure | UTLFAIL - Utility Failure | Cause | BRT
EXTRWLL | Exterior Wall | EXTRWLL - Exterior Wall | VNDLSM | Vandalism | VNDLSM - Vandalism | Cause | BRT
EXTRWLL | Exterior Wall | EXTRWLL - Exterior Wall | WORNCMPT | Defective/ Worn Component | WORNCMPT - Defective/ Worn Component | Cause | BRT
EXTRWLL | Exterior Wall | EXTRWLL - Exterior Wall | ADJUSTD | Adjusted | ADJUSTD - Adjusted | Action | BRT
EXTRWLL | Exterior Wall | EXTRWLL - Exterior Wall | DECOMM | Decommission | DECOMM - Decommission | Action | BRT
EXTRWLL | Exterior Wall | EXTRWLL - Exterior Wall | DECONTME | Decontaminate | DECONTME - Decontaminate | Action | BRT
EXTRWLL | Exterior Wall | EXTRWLL - Exterior Wall | DONOTHIN | Do Nothing | DONOTHIN - Do Nothing | Action | BRT
EXTRWLL | Exterior Wall | EXTRWLL - Exterior Wall | LUBRCTE | Lubricate | LUBRCTE - Lubricate | Action | BRT
EXTRWLL | Exterior Wall | EXTRWLL - Exterior Wall | OTHER | Other (specify) | OTHER - Other (specify) | Action | BRT
EXTRWLL | Exterior Wall | EXTRWLL - Exterior Wall | RECALBRT | Recalibrate | RECALBRT - Recalibrate | Action | BRT
EXTRWLL | Exterior Wall | EXTRWLL - Exterior Wall | REMVOBT | Remove Obstruction | REMVOBT - Remove Obstruction | Action | BRT
EXTRWLL | Exterior Wall | EXTRWLL - Exterior Wall | REPCMPT | Repair Component | REPCMPT - Repair Component | Action | BRT
EXTRWLL | Exterior Wall | EXTRWLL - Exterior Wall | REPLASS | Replace Asset | REPLASS - Replace Asset | Action | BRT
EXTRWLL | Exterior Wall | EXTRWLL - Exterior Wall | REPLCMPT | Replace Component | REPLCMPT - Replace Component | Action | BRT
EXTRWLL | Exterior Wall | EXTRWLL - Exterior Wall | REPRASS | Repair Asset | REPRASS - Repair Asset | Action | BRT
EXTRWLL | Exterior Wall | EXTRWLL - Exterior Wall | UPGRADES | Upgrade | UPGRADES - Upgrade | Action | BRT
FAN | Fan | FAN - Fan | ABNTEMP | Abnormal Temperature | ABNTEMP - Abnormal Temperature | Problem | BRT
FAN | Fan | FAN - Fan | CORROS | Corrosion | CORROS - Corrosion | Problem | BRT
FAN | Fan | FAN - Fan | ELECTRIP | Electrical Trip Out | ELECTRIP - Electrical Trip Out | Problem | BRT
FAN | Fan | FAN - Fan | EXNOISE | Excessive Noise | EXNOISE - Excessive Noise | Problem | BRT
FAN | Fan | FAN - Fan | EXVIBRTN | Excessive Vibration | EXVIBRTN - Excessive Vibration | Problem | BRT
FAN | Fan | FAN - Fan | JAMMEDEQ | Jammed Equipment | JAMMEDEQ - Jammed Equipment | Problem | BRT
FAN | Fan | FAN - Fan | LEAKING | Leaking | LEAKING - Leaking | Problem | BRT
FAN | Fan | FAN - Fan | LOWPERF | Low Performance | LOWPERF - Low Performance | Problem | BRT
FAN | Fan | FAN - Fan | NONOPER | Non-Operational | NONOPER - Non-Operational | Problem | BRT
FAN | Fan | FAN - Fan | PHYDMGE | Physical Damage | PHYDMGE - Physical Damage | Problem | BRT
FAN | Fan | FAN - Fan | UNSMELL | Unusual Smell | UNSMELL - Unusual Smell | Problem | BRT
FAN | Fan | FAN - Fan | UNSMOKE | Unusual Smoke | UNSMOKE - Unusual Smoke | Problem | BRT
FAN | Fan | FAN - Fan | FANBDEG | Driver belt degraded or misaligned | FANBDEG - Driver belt degraded or misaligned | Failure | BRT
FAN | Fan | FAN - Fan | FANBDEP | Fan bearing grease depleted | FANBDEP - Fan bearing grease depleted | Failure | BRT
FAN | Fan | FAN - Fan | FANCDET | Fan components deteriorated | FANCDET - Fan components deteriorated | Failure | BRT
FAN | Fan | FAN - Fan | FANMFAIL | Fan motor failed | FANMFAIL - Fan motor failed | Failure | BRT
FAN | Fan | FAN - Fan | ACCIDENT | Accident | ACCIDENT - Accident | Cause | BRT
FAN | Fan | FAN - Fan | ACCWEAR | Accelerated Wear | ACCWEAR - Accelerated Wear | Cause | BRT
FAN | Fan | FAN - Fan | ACTGOD | Weather condition/Forces of nature or Act of God | ACTGOD - Weather condition/Forces of nature or Act of God | Cause | BRT
FAN | Fan | FAN - Fan | CONTAM | Contamination | CONTAM - Contamination | Cause | BRT
FAN | Fan | FAN - Fan | DEFASSET | Defective Asset | DEFASSET - Defective Asset | Cause | BRT
FAN | Fan | FAN - Fan | EXLOAD | Excessive Load | EXLOAD - Excessive Load | Cause | BRT
FAN | Fan | FAN - Fan | IMPRMNT | Improper Maintenance | IMPRMNT - Improper Maintenance | Cause | BRT
FAN | Fan | FAN - Fan | INSLUBR | Insufficient Lubrication | INSLUBR - Insufficient Lubrication | Cause | BRT
FAN | Fan | FAN - Fan | LACKTRN | Lack of/ Inadequate Training | LACKTRN - Lack of/ Inadequate Training | Cause | BRT
FAN | Fan | FAN - Fan | MISSCMP | Loose/ Missing Component | MISSCMP - Loose/ Missing Component | Cause | BRT
FAN | Fan | FAN - Fan | NRMWEAR | Normal Wear | NRMWEAR - Normal Wear | Cause | BRT
FAN | Fan | FAN - Fan | OTHER | Other (specify) | OTHER - Other (specify) | Cause | BRT
FAN | Fan | FAN - Fan | PRINSTAL | Poor Installation | PRINSTAL - Poor Installation | Cause | BRT
FAN | Fan | FAN - Fan | PROCISSU | Procedure Issue | PROCISSU - Procedure Issue | Cause | BRT
FAN | Fan | FAN - Fan | UTLFAIL | Utility Failure | UTLFAIL - Utility Failure | Cause | BRT
FAN | Fan | FAN - Fan | VNDLSM | Vandalism | VNDLSM - Vandalism | Cause | BRT
FAN | Fan | FAN - Fan | WORNCMPT | Defective/ Worn Component | WORNCMPT - Defective/ Worn Component | Cause | BRT
FAN | Fan | FAN - Fan | ADJUSTD | Adjusted | ADJUSTD - Adjusted | Action | BRT
FAN | Fan | FAN - Fan | DECOMM | Decommission | DECOMM - Decommission | Action | BRT
FAN | Fan | FAN - Fan | DECONTME | Decontaminate | DECONTME - Decontaminate | Action | BRT
FAN | Fan | FAN - Fan | DONOTHIN | Do Nothing | DONOTHIN - Do Nothing | Action | BRT
FAN | Fan | FAN - Fan | LUBRCTE | Lubricate | LUBRCTE - Lubricate | Action | BRT
FAN | Fan | FAN - Fan | OTHER | Other (specify) | OTHER - Other (specify) | Action | BRT
FAN | Fan | FAN - Fan | RECALBRT | Recalibrate | RECALBRT - Recalibrate | Action | BRT
FAN | Fan | FAN - Fan | REMVOBT | Remove Obstruction | REMVOBT - Remove Obstruction | Action | BRT
FAN | Fan | FAN - Fan | REPCMPT | Repair Component | REPCMPT - Repair Component | Action | BRT
FAN | Fan | FAN - Fan | REPLASS | Replace Asset | REPLASS - Replace Asset | Action | BRT
FAN | Fan | FAN - Fan | REPLCMPT | Replace Component | REPLCMPT - Replace Component | Action | BRT
FAN | Fan | FAN - Fan | REPRASS | Repair Asset | REPRASS - Repair Asset | Action | BRT
FAN | Fan | FAN - Fan | UPGRADES | Upgrade | UPGRADES - Upgrade | Action | BRT
FLGPL | Flag Pole | FLGPL - Flag Pole | ABNTEMP | Abnormal Temperature | ABNTEMP - Abnormal Temperature | Problem | BRT
FLGPL | Flag Pole | FLGPL - Flag Pole | CORROS | Corrosion | CORROS - Corrosion | Problem | BRT
FLGPL | Flag Pole | FLGPL - Flag Pole | ELECTRIP | Electrical Trip Out | ELECTRIP - Electrical Trip Out | Problem | BRT
FLGPL | Flag Pole | FLGPL - Flag Pole | EXNOISE | Excessive Noise | EXNOISE - Excessive Noise | Problem | BRT
FLGPL | Flag Pole | FLGPL - Flag Pole | EXVIBRTN | Excessive Vibration | EXVIBRTN - Excessive Vibration | Problem | BRT
FLGPL | Flag Pole | FLGPL - Flag Pole | JAMMEDEQ | Jammed Equipment | JAMMEDEQ - Jammed Equipment | Problem | BRT
FLGPL | Flag Pole | FLGPL - Flag Pole | LEAKING | Leaking | LEAKING - Leaking | Problem | BRT
FLGPL | Flag Pole | FLGPL - Flag Pole | LOWPERF | Low Performance | LOWPERF - Low Performance | Problem | BRT
FLGPL | Flag Pole | FLGPL - Flag Pole | NONOPER | Non-Operational | NONOPER - Non-Operational | Problem | BRT
FLGPL | Flag Pole | FLGPL - Flag Pole | PHYDMGE | Physical Damage | PHYDMGE - Physical Damage | Problem | BRT
FLGPL | Flag Pole | FLGPL - Flag Pole | UNSMELL | Unusual Smell | UNSMELL - Unusual Smell | Problem | BRT
FLGPL | Flag Pole | FLGPL - Flag Pole | UNSMOKE | Unusual Smoke | UNSMOKE - Unusual Smoke | Problem | BRT
FLGPL | Flag Pole | FLGPL - Flag Pole | FPCLDEP | Flag pole crank lubrication depleted | FPCLDEP - Flag pole crank lubrication depleted | Failure | BRT
FLGPL | Flag Pole | FLGPL - Flag Pole | SFPDET | Steel flag pole deteriorated | SFPDET - Steel flag pole deteriorated | Failure | BRT
FLGPL | Flag Pole | FLGPL - Flag Pole | ACCIDENT | Accident | ACCIDENT - Accident | Cause | BRT
FLGPL | Flag Pole | FLGPL - Flag Pole | ACCWEAR | Accelerated Wear | ACCWEAR - Accelerated Wear | Cause | BRT
FLGPL | Flag Pole | FLGPL - Flag Pole | ACTGOD | Weather condition/Forces of nature or Act of God | ACTGOD - Weather condition/Forces of nature or Act of God | Cause | BRT
FLGPL | Flag Pole | FLGPL - Flag Pole | CONTAM | Contamination | CONTAM - Contamination | Cause | BRT
FLGPL | Flag Pole | FLGPL - Flag Pole | DEFASSET | Defective Asset | DEFASSET - Defective Asset | Cause | BRT
FLGPL | Flag Pole | FLGPL - Flag Pole | EXLOAD | Excessive Load | EXLOAD - Excessive Load | Cause | BRT
FLGPL | Flag Pole | FLGPL - Flag Pole | IMPRMNT | Improper Maintenance | IMPRMNT - Improper Maintenance | Cause | BRT
FLGPL | Flag Pole | FLGPL - Flag Pole | INSLUBR | Insufficient Lubrication | INSLUBR - Insufficient Lubrication | Cause | BRT
FLGPL | Flag Pole | FLGPL - Flag Pole | LACKTRN | Lack of/ Inadequate Training | LACKTRN - Lack of/ Inadequate Training | Cause | BRT
FLGPL | Flag Pole | FLGPL - Flag Pole | MISSCMP | Loose/ Missing Component | MISSCMP - Loose/ Missing Component | Cause | BRT
FLGPL | Flag Pole | FLGPL - Flag Pole | NRMWEAR | Normal Wear | NRMWEAR - Normal Wear | Cause | BRT
FLGPL | Flag Pole | FLGPL - Flag Pole | OTHER | Other (specify) | OTHER - Other (specify) | Cause | BRT
FLGPL | Flag Pole | FLGPL - Flag Pole | PRINSTAL | Poor Installation | PRINSTAL - Poor Installation | Cause | BRT
FLGPL | Flag Pole | FLGPL - Flag Pole | PROCISSU | Procedure Issue | PROCISSU - Procedure Issue | Cause | BRT
FLGPL | Flag Pole | FLGPL - Flag Pole | UTLFAIL | Utility Failure | UTLFAIL - Utility Failure | Cause | BRT
FLGPL | Flag Pole | FLGPL - Flag Pole | VNDLSM | Vandalism | VNDLSM - Vandalism | Cause | BRT
FLGPL | Flag Pole | FLGPL - Flag Pole | WORNCMPT | Defective/ Worn Component | WORNCMPT - Defective/ Worn Component | Cause | BRT
FLGPL | Flag Pole | FLGPL - Flag Pole | ADJUSTD | Adjusted | ADJUSTD - Adjusted | Action | BRT
FLGPL | Flag Pole | FLGPL - Flag Pole | DECOMM | Decommission | DECOMM - Decommission | Action | BRT
FLGPL | Flag Pole | FLGPL - Flag Pole | DECONTME | Decontaminate | DECONTME - Decontaminate | Action | BRT
FLGPL | Flag Pole | FLGPL - Flag Pole | DONOTHIN | Do Nothing | DONOTHIN - Do Nothing | Action | BRT
FLGPL | Flag Pole | FLGPL - Flag Pole | LUBRCTE | Lubricate | LUBRCTE - Lubricate | Action | BRT
FLGPL | Flag Pole | FLGPL - Flag Pole | OTHER | Other (specify) | OTHER - Other (specify) | Action | BRT
FLGPL | Flag Pole | FLGPL - Flag Pole | RECALBRT | Recalibrate | RECALBRT - Recalibrate | Action | BRT
FLGPL | Flag Pole | FLGPL - Flag Pole | REMVOBT | Remove Obstruction | REMVOBT - Remove Obstruction | Action | BRT
FLGPL | Flag Pole | FLGPL - Flag Pole | REPCMPT | Repair Component | REPCMPT - Repair Component | Action | BRT
FLGPL | Flag Pole | FLGPL - Flag Pole | REPLASS | Replace Asset | REPLASS - Replace Asset | Action | BRT
FLGPL | Flag Pole | FLGPL - Flag Pole | REPLCMPT | Replace Component | REPLCMPT - Replace Component | Action | BRT
FLGPL | Flag Pole | FLGPL - Flag Pole | REPRASS | Repair Asset | REPRASS - Repair Asset | Action | BRT
FLGPL | Flag Pole | FLGPL - Flag Pole | UPGRADES | Upgrade | UPGRADES - Upgrade | Action | BRT
FLLARSYS | Fall Arrest System | FLLARSYS - Fall Arrest System | ABNTEMP | Abnormal Temperature | ABNTEMP - Abnormal Temperature | Problem | BRT
FLLARSYS | Fall Arrest System | FLLARSYS - Fall Arrest System | CORROS | Corrosion | CORROS - Corrosion | Problem | BRT
FLLARSYS | Fall Arrest System | FLLARSYS - Fall Arrest System | ELECTRIP | Electrical Trip Out | ELECTRIP - Electrical Trip Out | Problem | BRT
FLLARSYS | Fall Arrest System | FLLARSYS - Fall Arrest System | EXNOISE | Excessive Noise | EXNOISE - Excessive Noise | Problem | BRT
FLLARSYS | Fall Arrest System | FLLARSYS - Fall Arrest System | EXVIBRTN | Excessive Vibration | EXVIBRTN - Excessive Vibration | Problem | BRT
FLLARSYS | Fall Arrest System | FLLARSYS - Fall Arrest System | JAMMEDEQ | Jammed Equipment | JAMMEDEQ - Jammed Equipment | Problem | BRT
FLLARSYS | Fall Arrest System | FLLARSYS - Fall Arrest System | LEAKING | Leaking | LEAKING - Leaking | Problem | BRT
FLLARSYS | Fall Arrest System | FLLARSYS - Fall Arrest System | LOWPERF | Low Performance | LOWPERF - Low Performance | Problem | BRT
FLLARSYS | Fall Arrest System | FLLARSYS - Fall Arrest System | NONOPER | Non-Operational | NONOPER - Non-Operational | Problem | BRT
FLLARSYS | Fall Arrest System | FLLARSYS - Fall Arrest System | PHYDMGE | Physical Damage | PHYDMGE - Physical Damage | Problem | BRT
FLLARSYS | Fall Arrest System | FLLARSYS - Fall Arrest System | UNSMELL | Unusual Smell | UNSMELL - Unusual Smell | Problem | BRT
FLLARSYS | Fall Arrest System | FLLARSYS - Fall Arrest System | UNSMOKE | Unusual Smoke | UNSMOKE - Unusual Smoke | Problem | BRT
FLLARSYS | Fall Arrest System | FLLARSYS - Fall Arrest System | FAANDET | Fall Arrest Anchorage deteriorated | FAANDET - Fall Arrest Anchorage deteriorated | Failure | BRT
FLLARSYS | Fall Arrest System | FLLARSYS - Fall Arrest System | SRLDET | Self Retracting Lifeline (SRL) Deteriorated | SRLDET - Self Retracting Lifeline (SRL) Deteriorated | Failure | BRT
FLLARSYS | Fall Arrest System | FLLARSYS - Fall Arrest System | SRLHDET | SRL Snap hook deteriorated | SRLHDET - SRL Snap hook deteriorated | Failure | BRT
FLLARSYS | Fall Arrest System | FLLARSYS - Fall Arrest System | SRLLDET | Self Retracting Lifeline (SRL) - Lifeline Deteriorated | SRLLDET - Self Retracting Lifeline (SRL) - Lifeline Deteriorated | Failure | BRT
FLLARSYS | Fall Arrest System | FLLARSYS - Fall Arrest System | ACCIDENT | Accident | ACCIDENT - Accident | Cause | BRT
FLLARSYS | Fall Arrest System | FLLARSYS - Fall Arrest System | ACCWEAR | Accelerated Wear | ACCWEAR - Accelerated Wear | Cause | BRT
FLLARSYS | Fall Arrest System | FLLARSYS - Fall Arrest System | ACTGOD | Weather condition/Forces of nature or Act of God | ACTGOD - Weather condition/Forces of nature or Act of God | Cause | BRT
FLLARSYS | Fall Arrest System | FLLARSYS - Fall Arrest System | CONTAM | Contamination | CONTAM - Contamination | Cause | BRT
FLLARSYS | Fall Arrest System | FLLARSYS - Fall Arrest System | DEFASSET | Defective Asset | DEFASSET - Defective Asset | Cause | BRT
FLLARSYS | Fall Arrest System | FLLARSYS - Fall Arrest System | EXLOAD | Excessive Load | EXLOAD - Excessive Load | Cause | BRT
FLLARSYS | Fall Arrest System | FLLARSYS - Fall Arrest System | IMPRMNT | Improper Maintenance | IMPRMNT - Improper Maintenance | Cause | BRT
FLLARSYS | Fall Arrest System | FLLARSYS - Fall Arrest System | INSLUBR | Insufficient Lubrication | INSLUBR - Insufficient Lubrication | Cause | BRT
FLLARSYS | Fall Arrest System | FLLARSYS - Fall Arrest System | LACKTRN | Lack of/ Inadequate Training | LACKTRN - Lack of/ Inadequate Training | Cause | BRT
FLLARSYS | Fall Arrest System | FLLARSYS - Fall Arrest System | MISSCMP | Loose/ Missing Component | MISSCMP - Loose/ Missing Component | Cause | BRT
FLLARSYS | Fall Arrest System | FLLARSYS - Fall Arrest System | NRMWEAR | Normal Wear | NRMWEAR - Normal Wear | Cause | BRT
FLLARSYS | Fall Arrest System | FLLARSYS - Fall Arrest System | OTHER | Other (specify) | OTHER - Other (specify) | Cause | BRT
FLLARSYS | Fall Arrest System | FLLARSYS - Fall Arrest System | PRINSTAL | Poor Installation | PRINSTAL - Poor Installation | Cause | BRT
FLLARSYS | Fall Arrest System | FLLARSYS - Fall Arrest System | PROCISSU | Procedure Issue | PROCISSU - Procedure Issue | Cause | BRT
FLLARSYS | Fall Arrest System | FLLARSYS - Fall Arrest System | UTLFAIL | Utility Failure | UTLFAIL - Utility Failure | Cause | BRT
FLLARSYS | Fall Arrest System | FLLARSYS - Fall Arrest System | VNDLSM | Vandalism | VNDLSM - Vandalism | Cause | BRT
FLLARSYS | Fall Arrest System | FLLARSYS - Fall Arrest System | WORNCMPT | Defective/ Worn Component | WORNCMPT - Defective/ Worn Component | Cause | BRT
FLLARSYS | Fall Arrest System | FLLARSYS - Fall Arrest System | ADJUSTD | Adjusted | ADJUSTD - Adjusted | Action | BRT
FLLARSYS | Fall Arrest System | FLLARSYS - Fall Arrest System | DECOMM | Decommission | DECOMM - Decommission | Action | BRT
FLLARSYS | Fall Arrest System | FLLARSYS - Fall Arrest System | DECONTME | Decontaminate | DECONTME - Decontaminate | Action | BRT
FLLARSYS | Fall Arrest System | FLLARSYS - Fall Arrest System | DONOTHIN | Do Nothing | DONOTHIN - Do Nothing | Action | BRT
FLLARSYS | Fall Arrest System | FLLARSYS - Fall Arrest System | LUBRCTE | Lubricate | LUBRCTE - Lubricate | Action | BRT
FLLARSYS | Fall Arrest System | FLLARSYS - Fall Arrest System | OTHER | Other (specify) | OTHER - Other (specify) | Action | BRT
FLLARSYS | Fall Arrest System | FLLARSYS - Fall Arrest System | RECALBRT | Recalibrate | RECALBRT - Recalibrate | Action | BRT
FLLARSYS | Fall Arrest System | FLLARSYS - Fall Arrest System | REMVOBT | Remove Obstruction | REMVOBT - Remove Obstruction | Action | BRT
FLLARSYS | Fall Arrest System | FLLARSYS - Fall Arrest System | REPCMPT | Repair Component | REPCMPT - Repair Component | Action | BRT
FLLARSYS | Fall Arrest System | FLLARSYS - Fall Arrest System | REPLASS | Replace Asset | REPLASS - Replace Asset | Action | BRT
FLLARSYS | Fall Arrest System | FLLARSYS - Fall Arrest System | REPLCMPT | Replace Component | REPLCMPT - Replace Component | Action | BRT
FLLARSYS | Fall Arrest System | FLLARSYS - Fall Arrest System | REPRASS | Repair Asset | REPRASS - Repair Asset | Action | BRT
FLLARSYS | Fall Arrest System | FLLARSYS - Fall Arrest System | UPGRADES | Upgrade | UPGRADES - Upgrade | Action | BRT
FLRHSMS | Floor Heating/ Snow Melting System | FLRHSMS - Floor Heating/ Snow Melting System | ABNTEMP | Abnormal Temperature | ABNTEMP - Abnormal Temperature | Problem | BRT
FLRHSMS | Floor Heating/ Snow Melting System | FLRHSMS - Floor Heating/ Snow Melting System | CHEXCDTL | Chemical Exceeding Test Limits | CHEXCDTL - Chemical Exceeding Test Limits | Problem | BRT
FLRHSMS | Floor Heating/ Snow Melting System | FLRHSMS - Floor Heating/ Snow Melting System | CORROS | Corrosion | CORROS - Corrosion | Problem | BRT
FLRHSMS | Floor Heating/ Snow Melting System | FLRHSMS - Floor Heating/ Snow Melting System | ELECTRIP | Electrical Trip Out | ELECTRIP - Electrical Trip Out | Problem | BRT
FLRHSMS | Floor Heating/ Snow Melting System | FLRHSMS - Floor Heating/ Snow Melting System | EXCSLOAD | Excessive Load | EXCSLOAD - Excessive Load | Problem | BRT
FLRHSMS | Floor Heating/ Snow Melting System | FLRHSMS - Floor Heating/ Snow Melting System | EXNOISE | Excessive Noise | EXNOISE - Excessive Noise | Problem | BRT
FLRHSMS | Floor Heating/ Snow Melting System | FLRHSMS - Floor Heating/ Snow Melting System | EXVIBRTN | Excessive Vibration | EXVIBRTN - Excessive Vibration | Problem | BRT
FLRHSMS | Floor Heating/ Snow Melting System | FLRHSMS - Floor Heating/ Snow Melting System | FAILVIS | Failed Visual Inspection | FAILVIS - Failed Visual Inspection | Problem | BRT
FLRHSMS | Floor Heating/ Snow Melting System | FLRHSMS - Floor Heating/ Snow Melting System | JAMMEDEQ | Jammed Equipment | JAMMEDEQ - Jammed Equipment | Problem | BRT
FLRHSMS | Floor Heating/ Snow Melting System | FLRHSMS - Floor Heating/ Snow Melting System | LEAKING | Leaking | LEAKING - Leaking | Problem | BRT
FLRHSMS | Floor Heating/ Snow Melting System | FLRHSMS - Floor Heating/ Snow Melting System | LOWPERF | Low Performance | LOWPERF - Low Performance | Problem | BRT
FLRHSMS | Floor Heating/ Snow Melting System | FLRHSMS - Floor Heating/ Snow Melting System | NONOPER | Non-Operational | NONOPER - Non-Operational | Problem | BRT
FLRHSMS | Floor Heating/ Snow Melting System | FLRHSMS - Floor Heating/ Snow Melting System | PHYDAMGE | Physical Damage | PHYDAMGE - Physical Damage | Problem | BRT
FLRHSMS | Floor Heating/ Snow Melting System | FLRHSMS - Floor Heating/ Snow Melting System | PHYDMGE | Physical Damage | PHYDMGE - Physical Damage | Problem | BRT
FLRHSMS | Floor Heating/ Snow Melting System | FLRHSMS - Floor Heating/ Snow Melting System | UNSMELL | Unusual Smell | UNSMELL - Unusual Smell | Problem | BRT
FLRHSMS | Floor Heating/ Snow Melting System | FLRHSMS - Floor Heating/ Snow Melting System | UNSMOKE | Unusual Smoke | UNSMOKE - Unusual Smoke | Problem | BRT
FLRHSMS | Floor Heating/ Snow Melting System | FLRHSMS - Floor Heating/ Snow Melting System | CLGHEXPL | Clogged Heat Exchanger Plate | CLGHEXPL - Clogged Heat Exchanger Plate | Failure | BRT
FLRHSMS | Floor Heating/ Snow Melting System | FLRHSMS - Floor Heating/ Snow Melting System | COILWORN | Coil Worn | COILWORN - Coil Worn | Failure | BRT
FLRHSMS | Floor Heating/ Snow Melting System | FLRHSMS - Floor Heating/ Snow Melting System | COMPLOSE | Component Loose (Internal) | COMPLOSE - Component Loose (Internal) | Failure | BRT
FLRHSMS | Floor Heating/ Snow Melting System | FLRHSMS - Floor Heating/ Snow Melting System | DRTYFLTR | Dirty Filter | DRTYFLTR - Dirty Filter | Failure | BRT
FLRHSMS | Floor Heating/ Snow Melting System | FLRHSMS - Floor Heating/ Snow Melting System | IMCHMKUP | Improper Chemical Makeup | IMCHMKUP - Improper Chemical Makeup | Failure | BRT
FLRHSMS | Floor Heating/ Snow Melting System | FLRHSMS - Floor Heating/ Snow Melting System | LEAKHEX | Leaking Heat Exchanger | LEAKHEX - Leaking Heat Exchanger | Failure | BRT
FLRHSMS | Floor Heating/ Snow Melting System | FLRHSMS - Floor Heating/ Snow Melting System | LEAKPIPE | Leaking Pipes | LEAKPIPE - Leaking Pipes | Failure | BRT
FLRHSMS | Floor Heating/ Snow Melting System | FLRHSMS - Floor Heating/ Snow Melting System | LOSEFIT | Loose Fittings | LOSEFIT - Loose Fittings | Failure | BRT
FLRHSMS | Floor Heating/ Snow Melting System | FLRHSMS - Floor Heating/ Snow Melting System | MOVWORN | Valve worn | MOVWORN - Valve worn | Failure | BRT
FLRHSMS | Floor Heating/ Snow Melting System | FLRHSMS - Floor Heating/ Snow Melting System | MTRBRDET | Motor Bearings Deteriorated | MTRBRDET - Motor Bearings Deteriorated | Failure | BRT
FLRHSMS | Floor Heating/ Snow Melting System | FLRHSMS - Floor Heating/ Snow Melting System | SENRFAIL | Sensor Failure | SENRFAIL - Sensor Failure | Failure | BRT
FLRHSMS | Floor Heating/ Snow Melting System | FLRHSMS - Floor Heating/ Snow Melting System | SMGSDET | Snow melting glycol system deteriorated | SMGSDET - Snow melting glycol system deteriorated | Failure | BRT
FLRHSMS | Floor Heating/ Snow Melting System | FLRHSMS - Floor Heating/ Snow Melting System | SNWLEAK | Floor heating water leakage | SNWLEAK - Floor heating water leakage | Failure | BRT
FLRHSMS | Floor Heating/ Snow Melting System | FLRHSMS - Floor Heating/ Snow Melting System | SNWSENS | Floor Heating/Snow Melting Temperature Control Sensors failed | SNWSENS - Floor Heating/Snow Melting Temperature Control Sensors failed | Failure | BRT
FLRHSMS | Floor Heating/ Snow Melting System | FLRHSMS - Floor Heating/ Snow Melting System | SPLFWMFL | Spring-Loaded Flow Meter Failure | SPLFWMFL - Spring-Loaded Flow Meter Failure | Failure | BRT
FLRHSMS | Floor Heating/ Snow Melting System | FLRHSMS - Floor Heating/ Snow Melting System | VFDECMFL | VFD Electronic Component Failure | VFDECMFL - VFD Electronic Component Failure | Failure | BRT
FLRHSMS | Floor Heating/ Snow Melting System | FLRHSMS - Floor Heating/ Snow Melting System | VFDFUSBW | Motor/VFD Fuses Blown | VFDFUSBW - Motor/VFD Fuses Blown | Failure | BRT
FLRHSMS | Floor Heating/ Snow Melting System | FLRHSMS - Floor Heating/ Snow Melting System | WORNGASK | Worn Gaskets | WORNGASK - Worn Gaskets | Failure | BRT
FLRHSMS | Floor Heating/ Snow Melting System | FLRHSMS - Floor Heating/ Snow Melting System | ACCIDENT | Accident | ACCIDENT - Accident | Cause | BRT
FLRHSMS | Floor Heating/ Snow Melting System | FLRHSMS - Floor Heating/ Snow Melting System | ACCWEAR | Accelerated Wear | ACCWEAR - Accelerated Wear | Cause | BRT
FLRHSMS | Floor Heating/ Snow Melting System | FLRHSMS - Floor Heating/ Snow Melting System | ACTGOD | Weather condition/Forces of nature or Act of God | ACTGOD - Weather condition/Forces of nature or Act of God | Cause | BRT
FLRHSMS | Floor Heating/ Snow Melting System | FLRHSMS - Floor Heating/ Snow Melting System | CONTAM | Contamination | CONTAM - Contamination | Cause | BRT
FLRHSMS | Floor Heating/ Snow Melting System | FLRHSMS - Floor Heating/ Snow Melting System | CONTAMTN | Contamination | CONTAMTN - Contamination | Cause | BRT
FLRHSMS | Floor Heating/ Snow Melting System | FLRHSMS - Floor Heating/ Snow Melting System | DEFASSET | Defective Asset | DEFASSET - Defective Asset | Cause | BRT
FLRHSMS | Floor Heating/ Snow Melting System | FLRHSMS - Floor Heating/ Snow Melting System | DEFCOMPT | Defective Component | DEFCOMPT - Defective Component | Cause | BRT
FLRHSMS | Floor Heating/ Snow Melting System | FLRHSMS - Floor Heating/ Snow Melting System | EXLOAD | Excessive Load | EXLOAD - Excessive Load | Cause | BRT
FLRHSMS | Floor Heating/ Snow Melting System | FLRHSMS - Floor Heating/ Snow Melting System | IMPCHMUP | Improper Chemical Makeup | IMPCHMUP - Improper Chemical Makeup | Cause | BRT
FLRHSMS | Floor Heating/ Snow Melting System | FLRHSMS - Floor Heating/ Snow Melting System | IMPRMNT | Improper Maintenance | IMPRMNT - Improper Maintenance | Cause | BRT
FLRHSMS | Floor Heating/ Snow Melting System | FLRHSMS - Floor Heating/ Snow Melting System | INSFLUBR | Insufficient Lubrication | INSFLUBR - Insufficient Lubrication | Cause | BRT
FLRHSMS | Floor Heating/ Snow Melting System | FLRHSMS - Floor Heating/ Snow Melting System | INSLUBR | Insufficient Lubrication | INSLUBR - Insufficient Lubrication | Cause | BRT
FLRHSMS | Floor Heating/ Snow Melting System | FLRHSMS - Floor Heating/ Snow Melting System | LACKTRN | Lack of/ Inadequate Training | LACKTRN - Lack of/ Inadequate Training | Cause | BRT
FLRHSMS | Floor Heating/ Snow Melting System | FLRHSMS - Floor Heating/ Snow Melting System | MISALIGN | Misalignment | MISALIGN - Misalignment | Cause | BRT
FLRHSMS | Floor Heating/ Snow Melting System | FLRHSMS - Floor Heating/ Snow Melting System | MISSCMP | Loose/ Missing Component | MISSCMP - Loose/ Missing Component | Cause | BRT
FLRHSMS | Floor Heating/ Snow Melting System | FLRHSMS - Floor Heating/ Snow Melting System | NRMWEAR | Normal Wear | NRMWEAR - Normal Wear | Cause | BRT
FLRHSMS | Floor Heating/ Snow Melting System | FLRHSMS - Floor Heating/ Snow Melting System | OTHER | Other (specify) | OTHER - Other (specify) | Cause | BRT
FLRHSMS | Floor Heating/ Snow Melting System | FLRHSMS - Floor Heating/ Snow Melting System | OVERLOAD | Overload | OVERLOAD - Overload | Cause | BRT
FLRHSMS | Floor Heating/ Snow Melting System | FLRHSMS - Floor Heating/ Snow Melting System | PRINSTAL | Poor Installation | PRINSTAL - Poor Installation | Cause | BRT
FLRHSMS | Floor Heating/ Snow Melting System | FLRHSMS - Floor Heating/ Snow Melting System | PROCISSU | Procedure Issue | PROCISSU - Procedure Issue | Cause | BRT
FLRHSMS | Floor Heating/ Snow Melting System | FLRHSMS - Floor Heating/ Snow Melting System | SHORTCKT | Short Circuit | SHORTCKT - Short Circuit | Cause | BRT
FLRHSMS | Floor Heating/ Snow Melting System | FLRHSMS - Floor Heating/ Snow Melting System | UTLFAIL | Utility Failure | UTLFAIL - Utility Failure | Cause | BRT
FLRHSMS | Floor Heating/ Snow Melting System | FLRHSMS - Floor Heating/ Snow Melting System | VNDLSM | Vandalism | VNDLSM - Vandalism | Cause | BRT
FLRHSMS | Floor Heating/ Snow Melting System | FLRHSMS - Floor Heating/ Snow Melting System | WORNCMPT | Defective/ Worn Component | WORNCMPT - Defective/ Worn Component | Cause | BRT
FLRHSMS | Floor Heating/ Snow Melting System | FLRHSMS - Floor Heating/ Snow Melting System | ADJUSTD | Adjusted | ADJUSTD - Adjusted | Action | BRT
FLRHSMS | Floor Heating/ Snow Melting System | FLRHSMS - Floor Heating/ Snow Melting System | ADJUSTED | Adjusted | ADJUSTED - Adjusted | Action | BRT
FLRHSMS | Floor Heating/ Snow Melting System | FLRHSMS - Floor Heating/ Snow Melting System | CALLCNTR | Call Contractor | CALLCNTR - Call Contractor | Action | BRT
FLRHSMS | Floor Heating/ Snow Melting System | FLRHSMS - Floor Heating/ Snow Melting System | DECNTME | Decontaminate | DECNTME - Decontaminate | Action | BRT
FLRHSMS | Floor Heating/ Snow Melting System | FLRHSMS - Floor Heating/ Snow Melting System | DECOMM | Decommission | DECOMM - Decommission | Action | BRT
FLRHSMS | Floor Heating/ Snow Melting System | FLRHSMS - Floor Heating/ Snow Melting System | DECONTME | Decontaminate | DECONTME - Decontaminate | Action | BRT
FLRHSMS | Floor Heating/ Snow Melting System | FLRHSMS - Floor Heating/ Snow Melting System | DONOTHIN | Do Nothing | DONOTHIN - Do Nothing | Action | BRT
FLRHSMS | Floor Heating/ Snow Melting System | FLRHSMS - Floor Heating/ Snow Melting System | LUBRCTE | Lubricate | LUBRCTE - Lubricate | Action | BRT
FLRHSMS | Floor Heating/ Snow Melting System | FLRHSMS - Floor Heating/ Snow Melting System | LUBRICAT | Lubricate | LUBRICAT - Lubricate | Action | BRT
FLRHSMS | Floor Heating/ Snow Melting System | FLRHSMS - Floor Heating/ Snow Melting System | OTHER | Other (specify) | OTHER - Other (specify) | Action | BRT
FLRHSMS | Floor Heating/ Snow Melting System | FLRHSMS - Floor Heating/ Snow Melting System | REALIGN | Realign | REALIGN - Realign | Action | BRT
FLRHSMS | Floor Heating/ Snow Melting System | FLRHSMS - Floor Heating/ Snow Melting System | RECALBRT | Recalibrate | RECALBRT - Recalibrate | Action | BRT
FLRHSMS | Floor Heating/ Snow Melting System | FLRHSMS - Floor Heating/ Snow Melting System | REMVOBT | Remove Obstruction | REMVOBT - Remove Obstruction | Action | BRT
FLRHSMS | Floor Heating/ Snow Melting System | FLRHSMS - Floor Heating/ Snow Melting System | REPAIR | Repair | REPAIR - Repair | Action | BRT
FLRHSMS | Floor Heating/ Snow Melting System | FLRHSMS - Floor Heating/ Snow Melting System | REPCMPT | Repair Component | REPCMPT - Repair Component | Action | BRT
FLRHSMS | Floor Heating/ Snow Melting System | FLRHSMS - Floor Heating/ Snow Melting System | REPLACE | Replace | REPLACE - Replace | Action | BRT
FLRHSMS | Floor Heating/ Snow Melting System | FLRHSMS - Floor Heating/ Snow Melting System | REPLASS | Replace Asset | REPLASS - Replace Asset | Action | BRT
FLRHSMS | Floor Heating/ Snow Melting System | FLRHSMS - Floor Heating/ Snow Melting System | REPLCMPT | Replace Component | REPLCMPT - Replace Component | Action | BRT
FLRHSMS | Floor Heating/ Snow Melting System | FLRHSMS - Floor Heating/ Snow Melting System | REPLCOMP | Replace Component | REPLCOMP - Replace Component | Action | BRT
FLRHSMS | Floor Heating/ Snow Melting System | FLRHSMS - Floor Heating/ Snow Melting System | REPRASS | Repair Asset | REPRASS - Repair Asset | Action | BRT
FLRHSMS | Floor Heating/ Snow Melting System | FLRHSMS - Floor Heating/ Snow Melting System | UPGRADES | Upgrade | UPGRADES - Upgrade | Action | BRT
FLRLFSLP | Fuel Relief/ Slop Tank | FLRLFSLP - Fuel Relief/ Slop Tank | ABNTEMP | Abnormal Temperature | ABNTEMP - Abnormal Temperature | Problem | BRT
FLRLFSLP | Fuel Relief/ Slop Tank | FLRLFSLP - Fuel Relief/ Slop Tank | CORROS | Corrosion | CORROS - Corrosion | Problem | BRT
FLRLFSLP | Fuel Relief/ Slop Tank | FLRLFSLP - Fuel Relief/ Slop Tank | ELECTRIP | Electrical Trip Out | ELECTRIP - Electrical Trip Out | Problem | BRT
FLRLFSLP | Fuel Relief/ Slop Tank | FLRLFSLP - Fuel Relief/ Slop Tank | EXNOISE | Excessive Noise | EXNOISE - Excessive Noise | Problem | BRT
FLRLFSLP | Fuel Relief/ Slop Tank | FLRLFSLP - Fuel Relief/ Slop Tank | EXVIBRTN | Excessive Vibration | EXVIBRTN - Excessive Vibration | Problem | BRT
FLRLFSLP | Fuel Relief/ Slop Tank | FLRLFSLP - Fuel Relief/ Slop Tank | JAMMEDEQ | Jammed Equipment | JAMMEDEQ - Jammed Equipment | Problem | BRT
FLRLFSLP | Fuel Relief/ Slop Tank | FLRLFSLP - Fuel Relief/ Slop Tank | LEAKING | Leaking | LEAKING - Leaking | Problem | BRT
FLRLFSLP | Fuel Relief/ Slop Tank | FLRLFSLP - Fuel Relief/ Slop Tank | LOWPERF | Low Performance | LOWPERF - Low Performance | Problem | BRT
FLRLFSLP | Fuel Relief/ Slop Tank | FLRLFSLP - Fuel Relief/ Slop Tank | NONOPER | Non-Operational | NONOPER - Non-Operational | Problem | BRT
FLRLFSLP | Fuel Relief/ Slop Tank | FLRLFSLP - Fuel Relief/ Slop Tank | PHYDMGE | Physical Damage | PHYDMGE - Physical Damage | Problem | BRT
FLRLFSLP | Fuel Relief/ Slop Tank | FLRLFSLP - Fuel Relief/ Slop Tank | UNSMELL | Unusual Smell | UNSMELL - Unusual Smell | Problem | BRT
FLRLFSLP | Fuel Relief/ Slop Tank | FLRLFSLP - Fuel Relief/ Slop Tank | UNSMOKE | Unusual Smoke | UNSMOKE - Unusual Smoke | Problem | BRT
FLRLFSLP | Fuel Relief/ Slop Tank | FLRLFSLP - Fuel Relief/ Slop Tank | FRSTICOR | Fuel Relief/Slop Tank internally corroded | FRSTICOR - Fuel Relief/Slop Tank internally corroded | Failure | BRT
FLRLFSLP | Fuel Relief/ Slop Tank | FLRLFSLP - Fuel Relief/ Slop Tank | SLTKCONT | Slop tank contaminated | SLTKCONT - Slop tank contaminated | Failure | BRT
FLRLFSLP | Fuel Relief/ Slop Tank | FLRLFSLP - Fuel Relief/ Slop Tank | ACCIDENT | Accident | ACCIDENT - Accident | Cause | BRT
FLRLFSLP | Fuel Relief/ Slop Tank | FLRLFSLP - Fuel Relief/ Slop Tank | ACCWEAR | Accelerated Wear | ACCWEAR - Accelerated Wear | Cause | BRT
FLRLFSLP | Fuel Relief/ Slop Tank | FLRLFSLP - Fuel Relief/ Slop Tank | ACTGOD | Weather condition/Forces of nature or Act of God | ACTGOD - Weather condition/Forces of nature or Act of God | Cause | BRT
FLRLFSLP | Fuel Relief/ Slop Tank | FLRLFSLP - Fuel Relief/ Slop Tank | CONTAM | Contamination | CONTAM - Contamination | Cause | BRT
FLRLFSLP | Fuel Relief/ Slop Tank | FLRLFSLP - Fuel Relief/ Slop Tank | DEFASSET | Defective Asset | DEFASSET - Defective Asset | Cause | BRT
FLRLFSLP | Fuel Relief/ Slop Tank | FLRLFSLP - Fuel Relief/ Slop Tank | EXLOAD | Excessive Load | EXLOAD - Excessive Load | Cause | BRT
FLRLFSLP | Fuel Relief/ Slop Tank | FLRLFSLP - Fuel Relief/ Slop Tank | IMPRMNT | Improper Maintenance | IMPRMNT - Improper Maintenance | Cause | BRT
FLRLFSLP | Fuel Relief/ Slop Tank | FLRLFSLP - Fuel Relief/ Slop Tank | INSLUBR | Insufficient Lubrication | INSLUBR - Insufficient Lubrication | Cause | BRT
FLRLFSLP | Fuel Relief/ Slop Tank | FLRLFSLP - Fuel Relief/ Slop Tank | LACKTRN | Lack of/ Inadequate Training | LACKTRN - Lack of/ Inadequate Training | Cause | BRT
FLRLFSLP | Fuel Relief/ Slop Tank | FLRLFSLP - Fuel Relief/ Slop Tank | MISSCMP | Loose/ Missing Component | MISSCMP - Loose/ Missing Component | Cause | BRT
FLRLFSLP | Fuel Relief/ Slop Tank | FLRLFSLP - Fuel Relief/ Slop Tank | NRMWEAR | Normal Wear | NRMWEAR - Normal Wear | Cause | BRT
FLRLFSLP | Fuel Relief/ Slop Tank | FLRLFSLP - Fuel Relief/ Slop Tank | OTHER | Other (specify) | OTHER - Other (specify) | Cause | BRT
FLRLFSLP | Fuel Relief/ Slop Tank | FLRLFSLP - Fuel Relief/ Slop Tank | PRINSTAL | Poor Installation | PRINSTAL - Poor Installation | Cause | BRT
FLRLFSLP | Fuel Relief/ Slop Tank | FLRLFSLP - Fuel Relief/ Slop Tank | PROCISSU | Procedure Issue | PROCISSU - Procedure Issue | Cause | BRT
FLRLFSLP | Fuel Relief/ Slop Tank | FLRLFSLP - Fuel Relief/ Slop Tank | UTLFAIL | Utility Failure | UTLFAIL - Utility Failure | Cause | BRT
FLRLFSLP | Fuel Relief/ Slop Tank | FLRLFSLP - Fuel Relief/ Slop Tank | VNDLSM | Vandalism | VNDLSM - Vandalism | Cause | BRT
FLRLFSLP | Fuel Relief/ Slop Tank | FLRLFSLP - Fuel Relief/ Slop Tank | WORNCMPT | Defective/ Worn Component | WORNCMPT - Defective/ Worn Component | Cause | BRT
FLRLFSLP | Fuel Relief/ Slop Tank | FLRLFSLP - Fuel Relief/ Slop Tank | ADJUSTD | Adjusted | ADJUSTD - Adjusted | Action | BRT
FLRLFSLP | Fuel Relief/ Slop Tank | FLRLFSLP - Fuel Relief/ Slop Tank | DECOMM | Decommission | DECOMM - Decommission | Action | BRT
FLRLFSLP | Fuel Relief/ Slop Tank | FLRLFSLP - Fuel Relief/ Slop Tank | DECONTME | Decontaminate | DECONTME - Decontaminate | Action | BRT
FLRLFSLP | Fuel Relief/ Slop Tank | FLRLFSLP - Fuel Relief/ Slop Tank | DONOTHIN | Do Nothing | DONOTHIN - Do Nothing | Action | BRT
FLRLFSLP | Fuel Relief/ Slop Tank | FLRLFSLP - Fuel Relief/ Slop Tank | LUBRCTE | Lubricate | LUBRCTE - Lubricate | Action | BRT
FLRLFSLP | Fuel Relief/ Slop Tank | FLRLFSLP - Fuel Relief/ Slop Tank | OTHER | Other (specify) | OTHER - Other (specify) | Action | BRT
FLRLFSLP | Fuel Relief/ Slop Tank | FLRLFSLP - Fuel Relief/ Slop Tank | RECALBRT | Recalibrate | RECALBRT - Recalibrate | Action | BRT
FLRLFSLP | Fuel Relief/ Slop Tank | FLRLFSLP - Fuel Relief/ Slop Tank | REMVOBT | Remove Obstruction | REMVOBT - Remove Obstruction | Action | BRT
FLRLFSLP | Fuel Relief/ Slop Tank | FLRLFSLP - Fuel Relief/ Slop Tank | REPCMPT | Repair Component | REPCMPT - Repair Component | Action | BRT
FLRLFSLP | Fuel Relief/ Slop Tank | FLRLFSLP - Fuel Relief/ Slop Tank | REPLASS | Replace Asset | REPLASS - Replace Asset | Action | BRT
FLRLFSLP | Fuel Relief/ Slop Tank | FLRLFSLP - Fuel Relief/ Slop Tank | REPLCMPT | Replace Component | REPLCMPT - Replace Component | Action | BRT
FLRLFSLP | Fuel Relief/ Slop Tank | FLRLFSLP - Fuel Relief/ Slop Tank | REPRASS | Repair Asset | REPRASS - Repair Asset | Action | BRT
FLRLFSLP | Fuel Relief/ Slop Tank | FLRLFSLP - Fuel Relief/ Slop Tank | UPGRADES | Upgrade | UPGRADES - Upgrade | Action | BRT
FLTROOF | Flat Roof | FLTROOF - Flat Roof | ABNTEMP | Abnormal Temperature | ABNTEMP - Abnormal Temperature | Problem | BRT
FLTROOF | Flat Roof | FLTROOF - Flat Roof | CORROS | Corrosion | CORROS - Corrosion | Problem | BRT
FLTROOF | Flat Roof | FLTROOF - Flat Roof | ELECTRIP | Electrical Trip Out | ELECTRIP - Electrical Trip Out | Problem | BRT
FLTROOF | Flat Roof | FLTROOF - Flat Roof | EXNOISE | Excessive Noise | EXNOISE - Excessive Noise | Problem | BRT
FLTROOF | Flat Roof | FLTROOF - Flat Roof | EXVIBRTN | Excessive Vibration | EXVIBRTN - Excessive Vibration | Problem | BRT
FLTROOF | Flat Roof | FLTROOF - Flat Roof | JAMMEDEQ | Jammed Equipment | JAMMEDEQ - Jammed Equipment | Problem | BRT
FLTROOF | Flat Roof | FLTROOF - Flat Roof | LEAKING | Leaking | LEAKING - Leaking | Problem | BRT
FLTROOF | Flat Roof | FLTROOF - Flat Roof | LOWPERF | Low Performance | LOWPERF - Low Performance | Problem | BRT
FLTROOF | Flat Roof | FLTROOF - Flat Roof | NONOPER | Non-Operational | NONOPER - Non-Operational | Problem | BRT
FLTROOF | Flat Roof | FLTROOF - Flat Roof | PHYDMGE | Physical Damage | PHYDMGE - Physical Damage | Problem | BRT
FLTROOF | Flat Roof | FLTROOF - Flat Roof | RFDRFAIL | Roof Drain Failed | RFDRFAIL - Roof Drain Failed | Problem | BRT
FLTROOF | Flat Roof | FLTROOF - Flat Roof | UNSMELL | Unusual Smell | UNSMELL - Unusual Smell | Problem | BRT
FLTROOF | Flat Roof | FLTROOF - Flat Roof | UNSMOKE | Unusual Smoke | UNSMOKE - Unusual Smoke | Problem | BRT
FLTROOF | Flat Roof | FLTROOF - Flat Roof | GUTTRDMG | Gutters Damaged | GUTTRDMG - Gutters Damaged | Failure | BRT
FLTROOF | Flat Roof | FLTROOF - Flat Roof | RASDET | Roof Anchor System Deteriorated | RASDET - Roof Anchor System Deteriorated | Failure | BRT
FLTROOF | Flat Roof | FLTROOF - Flat Roof | RFASYSDT | Roof Anchor System Deteriorate | RFASYSDT - Roof Anchor System Deteriorate | Failure | BRT
FLTROOF | Flat Roof | FLTROOF - Flat Roof | ROOFSTDG | Roof Structure Damaged Or Deteriorated | ROOFSTDG - Roof Structure Damaged Or Deteriorated | Failure | BRT
FLTROOF | Flat Roof | FLTROOF - Flat Roof | RSCHDEP | Roof structure, components, surface, or hardware deteriorated | RSCHDEP - Roof structure, components, surface, or hardware deteriorated | Failure | BRT
FLTROOF | Flat Roof | FLTROOF - Flat Roof | ACCIDENT | Accident | ACCIDENT - Accident | Cause | BRT
FLTROOF | Flat Roof | FLTROOF - Flat Roof | ACCWEAR | Accelerated Wear | ACCWEAR - Accelerated Wear | Cause | BRT
FLTROOF | Flat Roof | FLTROOF - Flat Roof | ACTGOD | Weather condition/Forces of nature or Act of God | ACTGOD - Weather condition/Forces of nature or Act of God | Cause | BRT
FLTROOF | Flat Roof | FLTROOF - Flat Roof | CONTAM | Contamination | CONTAM - Contamination | Cause | BRT
FLTROOF | Flat Roof | FLTROOF - Flat Roof | DEB1 | Debris | DEB1 - Debris | Cause | BRT
FLTROOF | Flat Roof | FLTROOF - Flat Roof | DEFASSET | Defective Asset | DEFASSET - Defective Asset | Cause | BRT
FLTROOF | Flat Roof | FLTROOF - Flat Roof | EXLOAD | Excessive Load | EXLOAD - Excessive Load | Cause | BRT
FLTROOF | Flat Roof | FLTROOF - Flat Roof | IMPRMNT | Improper Maintenance | IMPRMNT - Improper Maintenance | Cause | BRT
FLTROOF | Flat Roof | FLTROOF - Flat Roof | INSLUBR | Insufficient Lubrication | INSLUBR - Insufficient Lubrication | Cause | BRT
FLTROOF | Flat Roof | FLTROOF - Flat Roof | LACKTRN | Lack of/ Inadequate Training | LACKTRN - Lack of/ Inadequate Training | Cause | BRT
FLTROOF | Flat Roof | FLTROOF - Flat Roof | MISSCMP | Loose/ Missing Component | MISSCMP - Loose/ Missing Component | Cause | BRT
FLTROOF | Flat Roof | FLTROOF - Flat Roof | NRMWEAR | Normal Wear | NRMWEAR - Normal Wear | Cause | BRT
FLTROOF | Flat Roof | FLTROOF - Flat Roof | OTHER | Other (specify) | OTHER - Other (specify) | Cause | BRT
FLTROOF | Flat Roof | FLTROOF - Flat Roof | PRINSTAL | Poor Installation | PRINSTAL - Poor Installation | Cause | BRT
FLTROOF | Flat Roof | FLTROOF - Flat Roof | PROCISSU | Procedure Issue | PROCISSU - Procedure Issue | Cause | BRT
FLTROOF | Flat Roof | FLTROOF - Flat Roof | UTLFAIL | Utility Failure | UTLFAIL - Utility Failure | Cause | BRT
FLTROOF | Flat Roof | FLTROOF - Flat Roof | VNDLSM | Vandalism | VNDLSM - Vandalism | Cause | BRT
FLTROOF | Flat Roof | FLTROOF - Flat Roof | WORNCMPT | Defective/ Worn Component | WORNCMPT - Defective/ Worn Component | Cause | BRT
FLTROOF | Flat Roof | FLTROOF - Flat Roof | ADJUSTD | Adjusted | ADJUSTD - Adjusted | Action | BRT
FLTROOF | Flat Roof | FLTROOF - Flat Roof | DECOMM | Decommission | DECOMM - Decommission | Action | BRT
FLTROOF | Flat Roof | FLTROOF - Flat Roof | DECONTME | Decontaminate | DECONTME - Decontaminate | Action | BRT
FLTROOF | Flat Roof | FLTROOF - Flat Roof | DONOTHIN | Do Nothing | DONOTHIN - Do Nothing | Action | BRT
FLTROOF | Flat Roof | FLTROOF - Flat Roof | LUBRCTE | Lubricate | LUBRCTE - Lubricate | Action | BRT
FLTROOF | Flat Roof | FLTROOF - Flat Roof | OTHER | Other (specify) | OTHER - Other (specify) | Action | BRT
FLTROOF | Flat Roof | FLTROOF - Flat Roof | RECALBRT | Recalibrate | RECALBRT - Recalibrate | Action | BRT
FLTROOF | Flat Roof | FLTROOF - Flat Roof | REMVOBT | Remove Obstruction | REMVOBT - Remove Obstruction | Action | BRT
FLTROOF | Flat Roof | FLTROOF - Flat Roof | REPAIR | Repair | REPAIR - Repair | Action | BRT
FLTROOF | Flat Roof | FLTROOF - Flat Roof | REPCMPT | Repair Component | REPCMPT - Repair Component | Action | BRT
FLTROOF | Flat Roof | FLTROOF - Flat Roof | REPLACE | Replace | REPLACE - Replace | Action | BRT
FLTROOF | Flat Roof | FLTROOF - Flat Roof | REPLASS | Replace Asset | REPLASS - Replace Asset | Action | BRT
FLTROOF | Flat Roof | FLTROOF - Flat Roof | REPLCMPT | Replace Component | REPLCMPT - Replace Component | Action | BRT
FLTROOF | Flat Roof | FLTROOF - Flat Roof | REPRASS | Repair Asset | REPRASS - Repair Asset | Action | BRT
FLTROOF | Flat Roof | FLTROOF - Flat Roof | UPGRADES | Upgrade | UPGRADES - Upgrade | Action | BRT
FNC | Fence | FNC - Fence | ABNTEMP | Abnormal Temperature | ABNTEMP - Abnormal Temperature | Problem | BRT
FNC | Fence | FNC - Fence | CORROS | Corrosion | CORROS - Corrosion | Problem | BRT
FNC | Fence | FNC - Fence | ELECTRIP | Electrical Trip Out | ELECTRIP - Electrical Trip Out | Problem | BRT
FNC | Fence | FNC - Fence | EXNOISE | Excessive Noise | EXNOISE - Excessive Noise | Problem | BRT
FNC | Fence | FNC - Fence | EXVIBRTN | Excessive Vibration | EXVIBRTN - Excessive Vibration | Problem | BRT
FNC | Fence | FNC - Fence | JAMMEDEQ | Jammed Equipment | JAMMEDEQ - Jammed Equipment | Problem | BRT
FNC | Fence | FNC - Fence | LEAKING | Leaking | LEAKING - Leaking | Problem | BRT
FNC | Fence | FNC - Fence | LOWPERF | Low Performance | LOWPERF - Low Performance | Problem | BRT
FNC | Fence | FNC - Fence | NONOPER | Non-Operational | NONOPER - Non-Operational | Problem | BRT
FNC | Fence | FNC - Fence | PHYDMGE | Physical Damage | PHYDMGE - Physical Damage | Problem | BRT
FNC | Fence | FNC - Fence | UNSMELL | Unusual Smell | UNSMELL - Unusual Smell | Problem | BRT
FNC | Fence | FNC - Fence | UNSMOKE | Unusual Smoke | UNSMOKE - Unusual Smoke | Problem | BRT
FNC | Fence | FNC - Fence | CLPCOR | Chain link post corroded | CLPCOR - Chain link post corroded | Failure | BRT
FNC | Fence | FNC - Fence | FNCDET | Fence deteriorated | FNCDET - Fence deteriorated | Failure | BRT
FNC | Fence | FNC - Fence | FSPCOR | Fence steel posts deteriorated | FSPCOR - Fence steel posts deteriorated | Failure | BRT
FNC | Fence | FNC - Fence | MFNCDET | Masonry Fence deteriorated | MFNCDET - Masonry Fence deteriorated | Failure | BRT
FNC | Fence | FNC - Fence | SFDET | Steel or Chain link fence deteriorated | SFDET - Steel or Chain link fence deteriorated | Failure | BRT
FNC | Fence | FNC - Fence | WFROT | Wood Fence rotted | WFROT - Wood Fence rotted | Failure | BRT
FNC | Fence | FNC - Fence | WIFCOR | Wrought Iron fence corroded | WIFCOR - Wrought Iron fence corroded | Failure | BRT
FNC | Fence | FNC - Fence | WPROT | Wood post rotted | WPROT - Wood post rotted | Failure | BRT
FNC | Fence | FNC - Fence | ACCIDENT | Accident | ACCIDENT - Accident | Cause | BRT
FNC | Fence | FNC - Fence | ACCWEAR | Accelerated Wear | ACCWEAR - Accelerated Wear | Cause | BRT
FNC | Fence | FNC - Fence | ACTGOD | Weather condition/Forces of nature or Act of God | ACTGOD - Weather condition/Forces of nature or Act of God | Cause | BRT
FNC | Fence | FNC - Fence | CONTAM | Contamination | CONTAM - Contamination | Cause | BRT
FNC | Fence | FNC - Fence | DEFASSET | Defective Asset | DEFASSET - Defective Asset | Cause | BRT
FNC | Fence | FNC - Fence | EXLOAD | Excessive Load | EXLOAD - Excessive Load | Cause | BRT
FNC | Fence | FNC - Fence | IMPRMNT | Improper Maintenance | IMPRMNT - Improper Maintenance | Cause | BRT
FNC | Fence | FNC - Fence | INSLUBR | Insufficient Lubrication | INSLUBR - Insufficient Lubrication | Cause | BRT
FNC | Fence | FNC - Fence | LACKTRN | Lack of/ Inadequate Training | LACKTRN - Lack of/ Inadequate Training | Cause | BRT
FNC | Fence | FNC - Fence | MISSCMP | Loose/ Missing Component | MISSCMP - Loose/ Missing Component | Cause | BRT
FNC | Fence | FNC - Fence | NRMWEAR | Normal Wear | NRMWEAR - Normal Wear | Cause | BRT
FNC | Fence | FNC - Fence | OTHER | Other (specify) | OTHER - Other (specify) | Cause | BRT
FNC | Fence | FNC - Fence | PRINSTAL | Poor Installation | PRINSTAL - Poor Installation | Cause | BRT
FNC | Fence | FNC - Fence | PROCISSU | Procedure Issue | PROCISSU - Procedure Issue | Cause | BRT
FNC | Fence | FNC - Fence | UTLFAIL | Utility Failure | UTLFAIL - Utility Failure | Cause | BRT
FNC | Fence | FNC - Fence | VNDLSM | Vandalism | VNDLSM - Vandalism | Cause | BRT
FNC | Fence | FNC - Fence | WORNCMPT | Defective/ Worn Component | WORNCMPT - Defective/ Worn Component | Cause | BRT
FNC | Fence | FNC - Fence | ADJUSTD | Adjusted | ADJUSTD - Adjusted | Action | BRT
FNC | Fence | FNC - Fence | DECOMM | Decommission | DECOMM - Decommission | Action | BRT
FNC | Fence | FNC - Fence | DECONTME | Decontaminate | DECONTME - Decontaminate | Action | BRT
FNC | Fence | FNC - Fence | DONOTHIN | Do Nothing | DONOTHIN - Do Nothing | Action | BRT
FNC | Fence | FNC - Fence | LUBRCTE | Lubricate | LUBRCTE - Lubricate | Action | BRT
FNC | Fence | FNC - Fence | OTHER | Other (specify) | OTHER - Other (specify) | Action | BRT
FNC | Fence | FNC - Fence | RECALBRT | Recalibrate | RECALBRT - Recalibrate | Action | BRT
FNC | Fence | FNC - Fence | REMVOBT | Remove Obstruction | REMVOBT - Remove Obstruction | Action | BRT
FNC | Fence | FNC - Fence | REPCMPT | Repair Component | REPCMPT - Repair Component | Action | BRT
FNC | Fence | FNC - Fence | REPLASS | Replace Asset | REPLASS - Replace Asset | Action | BRT
FNC | Fence | FNC - Fence | REPLCMPT | Replace Component | REPLCMPT - Replace Component | Action | BRT
FNC | Fence | FNC - Fence | REPRASS | Repair Asset | REPRASS - Repair Asset | Action | BRT
FNC | Fence | FNC - Fence | UPGRADES | Upgrade | UPGRADES - Upgrade | Action | BRT
FREXTNG | Fire Extinguisher | FREXTNG - Fire Extinguisher | ABNTEMP | Abnormal Temperature | ABNTEMP - Abnormal Temperature | Problem | BRT
FREXTNG | Fire Extinguisher | FREXTNG - Fire Extinguisher | CORROS | Corrosion | CORROS - Corrosion | Problem | BRT
FREXTNG | Fire Extinguisher | FREXTNG - Fire Extinguisher | ELECTRIP | Electrical Trip Out | ELECTRIP - Electrical Trip Out | Problem | BRT
FREXTNG | Fire Extinguisher | FREXTNG - Fire Extinguisher | EXNOISE | Excessive Noise | EXNOISE - Excessive Noise | Problem | BRT
FREXTNG | Fire Extinguisher | FREXTNG - Fire Extinguisher | EXVIBRTN | Excessive Vibration | EXVIBRTN - Excessive Vibration | Problem | BRT
FREXTNG | Fire Extinguisher | FREXTNG - Fire Extinguisher | JAMMEDEQ | Jammed Equipment | JAMMEDEQ - Jammed Equipment | Problem | BRT
FREXTNG | Fire Extinguisher | FREXTNG - Fire Extinguisher | LEAKING | Leaking | LEAKING - Leaking | Problem | BRT
FREXTNG | Fire Extinguisher | FREXTNG - Fire Extinguisher | LOWPERF | Low Performance | LOWPERF - Low Performance | Problem | BRT
FREXTNG | Fire Extinguisher | FREXTNG - Fire Extinguisher | LOWPRESS | Low Pressure | LOWPRESS - Low Pressure | Problem | BRT
FREXTNG | Fire Extinguisher | FREXTNG - Fire Extinguisher | NONOPER | Non-Operational | NONOPER - Non-Operational | Problem | BRT
FREXTNG | Fire Extinguisher | FREXTNG - Fire Extinguisher | PHYDMGE | Physical Damage | PHYDMGE - Physical Damage | Problem | BRT
FREXTNG | Fire Extinguisher | FREXTNG - Fire Extinguisher | UNSMELL | Unusual Smell | UNSMELL - Unusual Smell | Problem | BRT
FREXTNG | Fire Extinguisher | FREXTNG - Fire Extinguisher | UNSMOKE | Unusual Smoke | UNSMOKE - Unusual Smoke | Problem | BRT
FREXTNG | Fire Extinguisher | FREXTNG - Fire Extinguisher | COMPFAIL | Component Failure | COMPFAIL - Component Failure | Failure | BRT
FREXTNG | Fire Extinguisher | FREXTNG - Fire Extinguisher | ENDSERLF | End Of Service Life | ENDSERLF - End Of Service Life | Failure | BRT
FREXTNG | Fire Extinguisher | FREXTNG - Fire Extinguisher | FECDET | Fire extinguisher components deteriorated | FECDET - Fire extinguisher components deteriorated | Failure | BRT
FREXTNG | Fire Extinguisher | FREXTNG - Fire Extinguisher | FEHCFAIL | Fire extinguisher hydrostatic capability failed | FEHCFAIL - Fire extinguisher hydrostatic capability failed | Failure | BRT
FREXTNG | Fire Extinguisher | FREXTNG - Fire Extinguisher | ACCIDENT | Accident | ACCIDENT - Accident | Cause | BRT
FREXTNG | Fire Extinguisher | FREXTNG - Fire Extinguisher | ACCWEAR | Accelerated Wear | ACCWEAR - Accelerated Wear | Cause | BRT
FREXTNG | Fire Extinguisher | FREXTNG - Fire Extinguisher | ACTGOD | Weather condition/Forces of nature or Act of God | ACTGOD - Weather condition/Forces of nature or Act of God | Cause | BRT
FREXTNG | Fire Extinguisher | FREXTNG - Fire Extinguisher | CONTAM | Contamination | CONTAM - Contamination | Cause | BRT
FREXTNG | Fire Extinguisher | FREXTNG - Fire Extinguisher | DEFASSET | Defective Asset | DEFASSET - Defective Asset | Cause | BRT
FREXTNG | Fire Extinguisher | FREXTNG - Fire Extinguisher | EXLOAD | Excessive Load | EXLOAD - Excessive Load | Cause | BRT
FREXTNG | Fire Extinguisher | FREXTNG - Fire Extinguisher | IMPRMNT | Improper Maintenance | IMPRMNT - Improper Maintenance | Cause | BRT
FREXTNG | Fire Extinguisher | FREXTNG - Fire Extinguisher | INSLUBR | Insufficient Lubrication | INSLUBR - Insufficient Lubrication | Cause | BRT
FREXTNG | Fire Extinguisher | FREXTNG - Fire Extinguisher | LACKTRN | Lack of/ Inadequate Training | LACKTRN - Lack of/ Inadequate Training | Cause | BRT
FREXTNG | Fire Extinguisher | FREXTNG - Fire Extinguisher | MISSCMP | Loose/ Missing Component | MISSCMP - Loose/ Missing Component | Cause | BRT
FREXTNG | Fire Extinguisher | FREXTNG - Fire Extinguisher | NRMWEAR | Normal Wear | NRMWEAR - Normal Wear | Cause | BRT
FREXTNG | Fire Extinguisher | FREXTNG - Fire Extinguisher | OTHER | Other (specify) | OTHER - Other (specify) | Cause | BRT
FREXTNG | Fire Extinguisher | FREXTNG - Fire Extinguisher | PRINSTAL | Poor Installation | PRINSTAL - Poor Installation | Cause | BRT
FREXTNG | Fire Extinguisher | FREXTNG - Fire Extinguisher | PROCISSU | Procedure Issue | PROCISSU - Procedure Issue | Cause | BRT
FREXTNG | Fire Extinguisher | FREXTNG - Fire Extinguisher | UTLFAIL | Utility Failure | UTLFAIL - Utility Failure | Cause | BRT
FREXTNG | Fire Extinguisher | FREXTNG - Fire Extinguisher | VNDLSM | Vandalism | VNDLSM - Vandalism | Cause | BRT
FREXTNG | Fire Extinguisher | FREXTNG - Fire Extinguisher | WORNCMPT | Defective/ Worn Component | WORNCMPT - Defective/ Worn Component | Cause | BRT
FREXTNG | Fire Extinguisher | FREXTNG - Fire Extinguisher | ADJUSTD | Adjusted | ADJUSTD - Adjusted | Action | BRT
FREXTNG | Fire Extinguisher | FREXTNG - Fire Extinguisher | DECOMM | Decommission | DECOMM - Decommission | Action | BRT
FREXTNG | Fire Extinguisher | FREXTNG - Fire Extinguisher | DECONTME | Decontaminate | DECONTME - Decontaminate | Action | BRT
FREXTNG | Fire Extinguisher | FREXTNG - Fire Extinguisher | DONOTHIN | Do Nothing | DONOTHIN - Do Nothing | Action | BRT
FREXTNG | Fire Extinguisher | FREXTNG - Fire Extinguisher | LUBRCTE | Lubricate | LUBRCTE - Lubricate | Action | BRT
FREXTNG | Fire Extinguisher | FREXTNG - Fire Extinguisher | OTHER | Other (specify) | OTHER - Other (specify) | Action | BRT
FREXTNG | Fire Extinguisher | FREXTNG - Fire Extinguisher | RECALBRT | Recalibrate | RECALBRT - Recalibrate | Action | BRT
FREXTNG | Fire Extinguisher | FREXTNG - Fire Extinguisher | REMVOBT | Remove Obstruction | REMVOBT - Remove Obstruction | Action | BRT
FREXTNG | Fire Extinguisher | FREXTNG - Fire Extinguisher | REPCMPT | Repair Component | REPCMPT - Repair Component | Action | BRT
FREXTNG | Fire Extinguisher | FREXTNG - Fire Extinguisher | REPLASS | Replace Asset | REPLASS - Replace Asset | Action | BRT
FREXTNG | Fire Extinguisher | FREXTNG - Fire Extinguisher | REPLCMPT | Replace Component | REPLCMPT - Replace Component | Action | BRT
FREXTNG | Fire Extinguisher | FREXTNG - Fire Extinguisher | REPRASS | Repair Asset | REPRASS - Repair Asset | Action | BRT
FREXTNG | Fire Extinguisher | FREXTNG - Fire Extinguisher | UPGRADES | Upgrade | UPGRADES - Upgrade | Action | BRT
FRHSCAB | Fire Hose and Cabinet | FRHSCAB - Fire Hose and Cabinet | ABNTEMP | Abnormal Temperature | ABNTEMP - Abnormal Temperature | Problem | BRT
FRHSCAB | Fire Hose and Cabinet | FRHSCAB - Fire Hose and Cabinet | CORROS | Corrosion | CORROS - Corrosion | Problem | BRT
FRHSCAB | Fire Hose and Cabinet | FRHSCAB - Fire Hose and Cabinet | ELECTRIP | Electrical Trip Out | ELECTRIP - Electrical Trip Out | Problem | BRT
FRHSCAB | Fire Hose and Cabinet | FRHSCAB - Fire Hose and Cabinet | EXNOISE | Excessive Noise | EXNOISE - Excessive Noise | Problem | BRT
FRHSCAB | Fire Hose and Cabinet | FRHSCAB - Fire Hose and Cabinet | EXVIBRTN | Excessive Vibration | EXVIBRTN - Excessive Vibration | Problem | BRT
FRHSCAB | Fire Hose and Cabinet | FRHSCAB - Fire Hose and Cabinet | JAMMEDEQ | Jammed Equipment | JAMMEDEQ - Jammed Equipment | Problem | BRT
FRHSCAB | Fire Hose and Cabinet | FRHSCAB - Fire Hose and Cabinet | LEAKING | Leaking | LEAKING - Leaking | Problem | BRT
FRHSCAB | Fire Hose and Cabinet | FRHSCAB - Fire Hose and Cabinet | LOWPERF | Low Performance | LOWPERF - Low Performance | Problem | BRT
FRHSCAB | Fire Hose and Cabinet | FRHSCAB - Fire Hose and Cabinet | NONOPER | Non-Operational | NONOPER - Non-Operational | Problem | BRT
FRHSCAB | Fire Hose and Cabinet | FRHSCAB - Fire Hose and Cabinet | PHYDMGE | Physical Damage | PHYDMGE - Physical Damage | Problem | BRT
FRHSCAB | Fire Hose and Cabinet | FRHSCAB - Fire Hose and Cabinet | UNSMELL | Unusual Smell | UNSMELL - Unusual Smell | Problem | BRT
FRHSCAB | Fire Hose and Cabinet | FRHSCAB - Fire Hose and Cabinet | UNSMOKE | Unusual Smoke | UNSMOKE - Unusual Smoke | Problem | BRT
FRHSCAB | Fire Hose and Cabinet | FRHSCAB - Fire Hose and Cabinet | FHDET | Fire hose deteriorated | FHDET - Fire hose deteriorated | Failure | BRT
FRHSCAB | Fire Hose and Cabinet | FRHSCAB - Fire Hose and Cabinet | FHFAIL | Fire hose failed | FHFAIL - Fire hose failed | Failure | BRT
FRHSCAB | Fire Hose and Cabinet | FRHSCAB - Fire Hose and Cabinet | FIRECBDG | Fire Cabinet Damage | FIRECBDG - Fire Cabinet Damage | Failure | BRT
FRHSCAB | Fire Hose and Cabinet | FRHSCAB - Fire Hose and Cabinet | HOSEVLFL | Hose Valve Failed | HOSEVLFL - Hose Valve Failed | Failure | BRT
FRHSCAB | Fire Hose and Cabinet | FRHSCAB - Fire Hose and Cabinet | ACCIDENT | Accident | ACCIDENT - Accident | Cause | BRT
FRHSCAB | Fire Hose and Cabinet | FRHSCAB - Fire Hose and Cabinet | ACCWEAR | Accelerated Wear | ACCWEAR - Accelerated Wear | Cause | BRT
FRHSCAB | Fire Hose and Cabinet | FRHSCAB - Fire Hose and Cabinet | ACTGOD | Weather condition/Forces of nature or Act of God | ACTGOD - Weather condition/Forces of nature or Act of God | Cause | BRT
FRHSCAB | Fire Hose and Cabinet | FRHSCAB - Fire Hose and Cabinet | ALGNDOOR | Alignment Of Door | ALGNDOOR - Alignment Of Door | Cause | BRT
FRHSCAB | Fire Hose and Cabinet | FRHSCAB - Fire Hose and Cabinet | CONTAM | Contamination | CONTAM - Contamination | Cause | BRT
FRHSCAB | Fire Hose and Cabinet | FRHSCAB - Fire Hose and Cabinet | DEFASSET | Defective Asset | DEFASSET - Defective Asset | Cause | BRT
FRHSCAB | Fire Hose and Cabinet | FRHSCAB - Fire Hose and Cabinet | ENDLFCYC | End Of Life Cycle | ENDLFCYC - End Of Life Cycle | Cause | BRT
FRHSCAB | Fire Hose and Cabinet | FRHSCAB - Fire Hose and Cabinet | EXLOAD | Excessive Load | EXLOAD - Excessive Load | Cause | BRT
FRHSCAB | Fire Hose and Cabinet | FRHSCAB - Fire Hose and Cabinet | IMPRMNT | Improper Maintenance | IMPRMNT - Improper Maintenance | Cause | BRT
FRHSCAB | Fire Hose and Cabinet | FRHSCAB - Fire Hose and Cabinet | INSLUBR | Insufficient Lubrication | INSLUBR - Insufficient Lubrication | Cause | BRT
FRHSCAB | Fire Hose and Cabinet | FRHSCAB - Fire Hose and Cabinet | LACKTRN | Lack of/ Inadequate Training | LACKTRN - Lack of/ Inadequate Training | Cause | BRT
FRHSCAB | Fire Hose and Cabinet | FRHSCAB - Fire Hose and Cabinet | MISSCMP | Loose/ Missing Component | MISSCMP - Loose/ Missing Component | Cause | BRT
FRHSCAB | Fire Hose and Cabinet | FRHSCAB - Fire Hose and Cabinet | NRMWEAR | Normal Wear | NRMWEAR - Normal Wear | Cause | BRT
FRHSCAB | Fire Hose and Cabinet | FRHSCAB - Fire Hose and Cabinet | OTHER | Other (specify) | OTHER - Other (specify) | Cause | BRT
FRHSCAB | Fire Hose and Cabinet | FRHSCAB - Fire Hose and Cabinet | PRINSTAL | Poor Installation | PRINSTAL - Poor Installation | Cause | BRT
FRHSCAB | Fire Hose and Cabinet | FRHSCAB - Fire Hose and Cabinet | PROCISSU | Procedure Issue | PROCISSU - Procedure Issue | Cause | BRT
FRHSCAB | Fire Hose and Cabinet | FRHSCAB - Fire Hose and Cabinet | UTLFAIL | Utility Failure | UTLFAIL - Utility Failure | Cause | BRT
FRHSCAB | Fire Hose and Cabinet | FRHSCAB - Fire Hose and Cabinet | VNDLSM | Vandalism | VNDLSM - Vandalism | Cause | BRT
FRHSCAB | Fire Hose and Cabinet | FRHSCAB - Fire Hose and Cabinet | WORNCMPT | Defective/ Worn Component | WORNCMPT - Defective/ Worn Component | Cause | BRT
FRHSCAB | Fire Hose and Cabinet | FRHSCAB - Fire Hose and Cabinet | ADJUSTD | Adjusted | ADJUSTD - Adjusted | Action | BRT
FRHSCAB | Fire Hose and Cabinet | FRHSCAB - Fire Hose and Cabinet | DECOMM | Decommission | DECOMM - Decommission | Action | BRT
FRHSCAB | Fire Hose and Cabinet | FRHSCAB - Fire Hose and Cabinet | DECONTME | Decontaminate | DECONTME - Decontaminate | Action | BRT
FRHSCAB | Fire Hose and Cabinet | FRHSCAB - Fire Hose and Cabinet | DONOTHIN | Do Nothing | DONOTHIN - Do Nothing | Action | BRT
FRHSCAB | Fire Hose and Cabinet | FRHSCAB - Fire Hose and Cabinet | LUBRCTE | Lubricate | LUBRCTE - Lubricate | Action | BRT
FRHSCAB | Fire Hose and Cabinet | FRHSCAB - Fire Hose and Cabinet | OTHER | Other (specify) | OTHER - Other (specify) | Action | BRT
FRHSCAB | Fire Hose and Cabinet | FRHSCAB - Fire Hose and Cabinet | RECALBRT | Recalibrate | RECALBRT - Recalibrate | Action | BRT
FRHSCAB | Fire Hose and Cabinet | FRHSCAB - Fire Hose and Cabinet | REMVOBT | Remove Obstruction | REMVOBT - Remove Obstruction | Action | BRT
FRHSCAB | Fire Hose and Cabinet | FRHSCAB - Fire Hose and Cabinet | REPCMPT | Repair Component | REPCMPT - Repair Component | Action | BRT
FRHSCAB | Fire Hose and Cabinet | FRHSCAB - Fire Hose and Cabinet | REPLASS | Replace Asset | REPLASS - Replace Asset | Action | BRT
FRHSCAB | Fire Hose and Cabinet | FRHSCAB - Fire Hose and Cabinet | REPLCMPT | Replace Component | REPLCMPT - Replace Component | Action | BRT
FRHSCAB | Fire Hose and Cabinet | FRHSCAB - Fire Hose and Cabinet | REPRASS | Repair Asset | REPRASS - Repair Asset | Action | BRT
FRHSCAB | Fire Hose and Cabinet | FRHSCAB - Fire Hose and Cabinet | UPGRADES | Upgrade | UPGRADES - Upgrade | Action | BRT
FRHYDR | Fire Hydrants | FRHYDR - Fire Hydrants | ABNTEMP | Abnormal Temperature | ABNTEMP - Abnormal Temperature | Problem | BRT
FRHYDR | Fire Hydrants | FRHYDR - Fire Hydrants | CORROS | Corrosion | CORROS - Corrosion | Problem | BRT
FRHYDR | Fire Hydrants | FRHYDR - Fire Hydrants | JAMMEDEQ | Jammed Equipment | JAMMEDEQ - Jammed Equipment | Problem | BRT
FRHYDR | Fire Hydrants | FRHYDR - Fire Hydrants | LEAKING | Leaking | LEAKING - Leaking | Problem | BRT
FRHYDR | Fire Hydrants | FRHYDR - Fire Hydrants | LOWPERF | Low Performance | LOWPERF - Low Performance | Problem | BRT
FRHYDR | Fire Hydrants | FRHYDR - Fire Hydrants | NONOPER | Non-Operational | NONOPER - Non-Operational | Problem | BRT
FRHYDR | Fire Hydrants | FRHYDR - Fire Hydrants | PHYDMGE | Physical Damage | PHYDMGE - Physical Damage | Problem | BRT
FRHYDR | Fire Hydrants | FRHYDR - Fire Hydrants | FAILVALV | Failed Valve | FAILVALV - Failed Valve | Failure | BRT
FRHYDR | Fire Hydrants | FRHYDR - Fire Hydrants | FHYDET | Fire Hydrant deteriorated | FHYDET - Fire Hydrant deteriorated | Failure | BRT
FRHYDR | Fire Hydrants | FRHYDR - Fire Hydrants | FHYFAIL | Fire Hydrants Failed | FHYFAIL - Fire Hydrants Failed | Failure | BRT
FRHYDR | Fire Hydrants | FRHYDR - Fire Hydrants | NOCITYSP | No City Supply | NOCITYSP - No City Supply | Failure | BRT
FRHYDR | Fire Hydrants | FRHYDR - Fire Hydrants | PHYDMGD | Physical Damaged | PHYDMGD - Physical Damaged | Failure | BRT
FRHYDR | Fire Hydrants | FRHYDR - Fire Hydrants | ACCIDENT | Accident | ACCIDENT - Accident | Cause | BRT
FRHYDR | Fire Hydrants | FRHYDR - Fire Hydrants | ACCWEAR | Accelerated Wear | ACCWEAR - Accelerated Wear | Cause | BRT
FRHYDR | Fire Hydrants | FRHYDR - Fire Hydrants | ACTGOD | Weather condition/Forces of nature or Act of God | ACTGOD - Weather condition/Forces of nature or Act of God | Cause | BRT
FRHYDR | Fire Hydrants | FRHYDR - Fire Hydrants | CONTAM | Contamination | CONTAM - Contamination | Cause | BRT
FRHYDR | Fire Hydrants | FRHYDR - Fire Hydrants | IMPRMNT | Improper Maintenance | IMPRMNT - Improper Maintenance | Cause | BRT
FRHYDR | Fire Hydrants | FRHYDR - Fire Hydrants | MISSCMP | Loose/ Missing Component | MISSCMP - Loose/ Missing Component | Cause | BRT
FRHYDR | Fire Hydrants | FRHYDR - Fire Hydrants | NRMWEAR | Normal Wear | NRMWEAR - Normal Wear | Cause | BRT
FRHYDR | Fire Hydrants | FRHYDR - Fire Hydrants | UTLFAIL | Utility Failure | UTLFAIL - Utility Failure | Cause | BRT
FRHYDR | Fire Hydrants | FRHYDR - Fire Hydrants | VNDLSM | Vandalism | VNDLSM - Vandalism | Cause | BRT
FRHYDR | Fire Hydrants | FRHYDR - Fire Hydrants | WORNCMPT | Defective/ Worn Component | WORNCMPT - Defective/ Worn Component | Cause | BRT
FRHYDR | Fire Hydrants | FRHYDR - Fire Hydrants | ADJUSTD | Adjusted | ADJUSTD - Adjusted | Action | BRT
FRHYDR | Fire Hydrants | FRHYDR - Fire Hydrants | CALLCNTR | Call Contractor | CALLCNTR - Call Contractor | Action | BRT
FRHYDR | Fire Hydrants | FRHYDR - Fire Hydrants | DECONTME | Decontaminate | DECONTME - Decontaminate | Action | BRT
FRHYDR | Fire Hydrants | FRHYDR - Fire Hydrants | REPAIR | Repair | REPAIR - Repair | Action | BRT
FRHYDR | Fire Hydrants | FRHYDR - Fire Hydrants | REPLACE | Replace | REPLACE - Replace | Action | BRT
FRPANEL | Fire Panels | FRPANEL - Fire Panels | ABNTEMP | Abnormal Temperature | ABNTEMP - Abnormal Temperature | Problem | BRT
FRPANEL | Fire Panels | FRPANEL - Fire Panels | CORROS | Corrosion | CORROS - Corrosion | Problem | BRT
FRPANEL | Fire Panels | FRPANEL - Fire Panels | ELECTRIP | Electrical Trip Out | ELECTRIP - Electrical Trip Out | Problem | BRT
FRPANEL | Fire Panels | FRPANEL - Fire Panels | EXNOISE | Excessive Noise | EXNOISE - Excessive Noise | Problem | BRT
FRPANEL | Fire Panels | FRPANEL - Fire Panels | EXVIBRTN | Excessive Vibration | EXVIBRTN - Excessive Vibration | Problem | BRT
FRPANEL | Fire Panels | FRPANEL - Fire Panels | JAMMEDEQ | Jammed Equipment | JAMMEDEQ - Jammed Equipment | Problem | BRT
FRPANEL | Fire Panels | FRPANEL - Fire Panels | LEAKING | Leaking | LEAKING - Leaking | Problem | BRT
FRPANEL | Fire Panels | FRPANEL - Fire Panels | LOWPERF | Low Performance | LOWPERF - Low Performance | Problem | BRT
FRPANEL | Fire Panels | FRPANEL - Fire Panels | NONOPER | Non-Operational | NONOPER - Non-Operational | Problem | BRT
FRPANEL | Fire Panels | FRPANEL - Fire Panels | NUSALARM | Nuisance Alarm | NUSALARM - Nuisance Alarm | Problem | BRT
FRPANEL | Fire Panels | FRPANEL - Fire Panels | PHYDMGE | Physical Damage | PHYDMGE - Physical Damage | Problem | BRT
FRPANEL | Fire Panels | FRPANEL - Fire Panels | UNSMELL | Unusual Smell | UNSMELL - Unusual Smell | Problem | BRT
FRPANEL | Fire Panels | FRPANEL - Fire Panels | UNSMOKE | Unusual Smoke | UNSMOKE - Unusual Smoke | Problem | BRT
FRPANEL | Fire Panels | FRPANEL - Fire Panels | BATTERY | Batteries | BATTERY - Batteries | Failure | BRT
FRPANEL | Fire Panels | FRPANEL - Fire Panels | ELCFLCRD | Electrical Failure (Cards) | ELCFLCRD - Electrical Failure (Cards) | Failure | BRT
FRPANEL | Fire Panels | FRPANEL - Fire Panels | FPDET | Deterioration of the fire panels | FPDET - Deterioration of the fire panels | Failure | BRT
FRPANEL | Fire Panels | FRPANEL - Fire Panels | FPWIRE | Wiring Failure within the fire panels | FPWIRE - Wiring Failure within the fire panels | Failure | BRT
FRPANEL | Fire Panels | FRPANEL - Fire Panels | ACCIDENT | Accident | ACCIDENT - Accident | Cause | BRT
FRPANEL | Fire Panels | FRPANEL - Fire Panels | ACCWEAR | Accelerated Wear | ACCWEAR - Accelerated Wear | Cause | BRT
FRPANEL | Fire Panels | FRPANEL - Fire Panels | ACTGOD | Weather condition/Forces of nature or Act of God | ACTGOD - Weather condition/Forces of nature or Act of God | Cause | BRT
FRPANEL | Fire Panels | FRPANEL - Fire Panels | CONTAM | Contamination | CONTAM - Contamination | Cause | BRT
FRPANEL | Fire Panels | FRPANEL - Fire Panels | DEFASSET | Defective Asset | DEFASSET - Defective Asset | Cause | BRT
FRPANEL | Fire Panels | FRPANEL - Fire Panels | EXLOAD | Excessive Load | EXLOAD - Excessive Load | Cause | BRT
FRPANEL | Fire Panels | FRPANEL - Fire Panels | IMPRMNT | Improper Maintenance | IMPRMNT - Improper Maintenance | Cause | BRT
FRPANEL | Fire Panels | FRPANEL - Fire Panels | INSLUBR | Insufficient Lubrication | INSLUBR - Insufficient Lubrication | Cause | BRT
FRPANEL | Fire Panels | FRPANEL - Fire Panels | LACKTRN | Lack of/ Inadequate Training | LACKTRN - Lack of/ Inadequate Training | Cause | BRT
FRPANEL | Fire Panels | FRPANEL - Fire Panels | MISSCMP | Loose/ Missing Component | MISSCMP - Loose/ Missing Component | Cause | BRT
FRPANEL | Fire Panels | FRPANEL - Fire Panels | NRMWEAR | Normal Wear | NRMWEAR - Normal Wear | Cause | BRT
FRPANEL | Fire Panels | FRPANEL - Fire Panels | OTHER | Other (specify) | OTHER - Other (specify) | Cause | BRT
FRPANEL | Fire Panels | FRPANEL - Fire Panels | PRINSTAL | Poor Installation | PRINSTAL - Poor Installation | Cause | BRT
FRPANEL | Fire Panels | FRPANEL - Fire Panels | PROCISSU | Procedure Issue | PROCISSU - Procedure Issue | Cause | BRT
FRPANEL | Fire Panels | FRPANEL - Fire Panels | UTLFAIL | Utility Failure | UTLFAIL - Utility Failure | Cause | BRT
FRPANEL | Fire Panels | FRPANEL - Fire Panels | VNDLSM | Vandalism | VNDLSM - Vandalism | Cause | BRT
FRPANEL | Fire Panels | FRPANEL - Fire Panels | WORNCMPT | Defective/ Worn Component | WORNCMPT - Defective/ Worn Component | Cause | BRT
FRPANEL | Fire Panels | FRPANEL - Fire Panels | ADJUSTD | Adjusted | ADJUSTD - Adjusted | Action | BRT
FRPANEL | Fire Panels | FRPANEL - Fire Panels | CALLCNTR | Call Contractor | CALLCNTR - Call Contractor | Action | BRT
FRPANEL | Fire Panels | FRPANEL - Fire Panels | DECOMM | Decommission | DECOMM - Decommission | Action | BRT
FRPANEL | Fire Panels | FRPANEL - Fire Panels | DECONTME | Decontaminate | DECONTME - Decontaminate | Action | BRT
FRPANEL | Fire Panels | FRPANEL - Fire Panels | DONOTHIN | Do Nothing | DONOTHIN - Do Nothing | Action | BRT
FRPANEL | Fire Panels | FRPANEL - Fire Panels | LUBRCTE | Lubricate | LUBRCTE - Lubricate | Action | BRT
FRPANEL | Fire Panels | FRPANEL - Fire Panels | OTHER | Other (specify) | OTHER - Other (specify) | Action | BRT
FRPANEL | Fire Panels | FRPANEL - Fire Panels | RECALBRT | Recalibrate | RECALBRT - Recalibrate | Action | BRT
FRPANEL | Fire Panels | FRPANEL - Fire Panels | REMVOBT | Remove Obstruction | REMVOBT - Remove Obstruction | Action | BRT
FRPANEL | Fire Panels | FRPANEL - Fire Panels | REPCMPT | Repair Component | REPCMPT - Repair Component | Action | BRT
FRPANEL | Fire Panels | FRPANEL - Fire Panels | REPLASS | Replace Asset | REPLASS - Replace Asset | Action | BRT
FRPANEL | Fire Panels | FRPANEL - Fire Panels | REPLCMPT | Replace Component | REPLCMPT - Replace Component | Action | BRT
FRPANEL | Fire Panels | FRPANEL - Fire Panels | REPRASS | Repair Asset | REPRASS - Repair Asset | Action | BRT
FRPANEL | Fire Panels | FRPANEL - Fire Panels | UPGRADES | Upgrade | UPGRADES - Upgrade | Action | BRT
FRPMP | Fire Pump | FRPMP - Fire Pump | ABNTEMP | Abnormal Temperature | ABNTEMP - Abnormal Temperature | Problem | BRT
FRPMP | Fire Pump | FRPMP - Fire Pump | CORROS | Corrosion | CORROS - Corrosion | Problem | BRT
FRPMP | Fire Pump | FRPMP - Fire Pump | ELECTRIP | Electrical Trip Out | ELECTRIP - Electrical Trip Out | Problem | BRT
FRPMP | Fire Pump | FRPMP - Fire Pump | EXNOISE | Excessive Noise | EXNOISE - Excessive Noise | Problem | BRT
FRPMP | Fire Pump | FRPMP - Fire Pump | EXVIBRTN | Excessive Vibration | EXVIBRTN - Excessive Vibration | Problem | BRT
FRPMP | Fire Pump | FRPMP - Fire Pump | JAMMEDEQ | Jammed Equipment | JAMMEDEQ - Jammed Equipment | Problem | BRT
FRPMP | Fire Pump | FRPMP - Fire Pump | LEAKING | Leaking | LEAKING - Leaking | Problem | BRT
FRPMP | Fire Pump | FRPMP - Fire Pump | LOWPERF | Low Performance | LOWPERF - Low Performance | Problem | BRT
FRPMP | Fire Pump | FRPMP - Fire Pump | NONOPER | Non-Operational | NONOPER - Non-Operational | Problem | BRT
FRPMP | Fire Pump | FRPMP - Fire Pump | PHYDMGE | Physical Damage | PHYDMGE - Physical Damage | Problem | BRT
FRPMP | Fire Pump | FRPMP - Fire Pump | UNSMELL | Unusual Smell | UNSMELL - Unusual Smell | Problem | BRT
FRPMP | Fire Pump | FRPMP - Fire Pump | UNSMOKE | Unusual Smoke | UNSMOKE - Unusual Smoke | Problem | BRT
FRPMP | Fire Pump | FRPMP - Fire Pump | FRPCSDET | Fire pump cooling system deteriorated | FRPCSDET - Fire pump cooling system deteriorated | Failure | BRT
FRPMP | Fire Pump | FRPMP - Fire Pump | FRPMFAIL | Fire pump failed | FRPMFAIL - Fire pump failed | Failure | BRT
FRPMP | Fire Pump | FRPMP - Fire Pump | FRPSFAIL | Fire pump alarms and safety circuit failed | FRPSFAIL - Fire pump alarms and safety circuit failed | Failure | BRT
FRPMP | Fire Pump | FRPMP - Fire Pump | FRPSODEP | Fire pump grease and oil depleted | FRPSODEP - Fire pump grease and oil depleted | Failure | BRT
FRPMP | Fire Pump | FRPMP - Fire Pump | PMPECDET | Pump, electrical and diesel system components deteriorated | PMPECDET - Pump, electrical and diesel system components deteriorated | Failure | BRT
FRPMP | Fire Pump | FRPMP - Fire Pump | ACCIDENT | Accident | ACCIDENT - Accident | Cause | BRT
FRPMP | Fire Pump | FRPMP - Fire Pump | ACCWEAR | Accelerated Wear | ACCWEAR - Accelerated Wear | Cause | BRT
FRPMP | Fire Pump | FRPMP - Fire Pump | ACTGOD | Weather condition/Forces of nature or Act of God | ACTGOD - Weather condition/Forces of nature or Act of God | Cause | BRT
FRPMP | Fire Pump | FRPMP - Fire Pump | CONTAM | Contamination | CONTAM - Contamination | Cause | BRT
FRPMP | Fire Pump | FRPMP - Fire Pump | DEFASSET | Defective Asset | DEFASSET - Defective Asset | Cause | BRT
FRPMP | Fire Pump | FRPMP - Fire Pump | EXLOAD | Excessive Load | EXLOAD - Excessive Load | Cause | BRT
FRPMP | Fire Pump | FRPMP - Fire Pump | IMPRMNT | Improper Maintenance | IMPRMNT - Improper Maintenance | Cause | BRT
FRPMP | Fire Pump | FRPMP - Fire Pump | INSLUBR | Insufficient Lubrication | INSLUBR - Insufficient Lubrication | Cause | BRT
FRPMP | Fire Pump | FRPMP - Fire Pump | LACKTRN | Lack of/ Inadequate Training | LACKTRN - Lack of/ Inadequate Training | Cause | BRT
FRPMP | Fire Pump | FRPMP - Fire Pump | MISSCMP | Loose/ Missing Component | MISSCMP - Loose/ Missing Component | Cause | BRT
FRPMP | Fire Pump | FRPMP - Fire Pump | NRMWEAR | Normal Wear | NRMWEAR - Normal Wear | Cause | BRT
FRPMP | Fire Pump | FRPMP - Fire Pump | OTHER | Other (specify) | OTHER - Other (specify) | Cause | BRT
FRPMP | Fire Pump | FRPMP - Fire Pump | PRINSTAL | Poor Installation | PRINSTAL - Poor Installation | Cause | BRT
FRPMP | Fire Pump | FRPMP - Fire Pump | PROCISSU | Procedure Issue | PROCISSU - Procedure Issue | Cause | BRT
FRPMP | Fire Pump | FRPMP - Fire Pump | UTLFAIL | Utility Failure | UTLFAIL - Utility Failure | Cause | BRT
FRPMP | Fire Pump | FRPMP - Fire Pump | VNDLSM | Vandalism | VNDLSM - Vandalism | Cause | BRT
FRPMP | Fire Pump | FRPMP - Fire Pump | WORNCMPT | Defective/ Worn Component | WORNCMPT - Defective/ Worn Component | Cause | BRT
FRPMP | Fire Pump | FRPMP - Fire Pump | ADJUSTD | Adjusted | ADJUSTD - Adjusted | Action | BRT
FRPMP | Fire Pump | FRPMP - Fire Pump | DECOMM | Decommission | DECOMM - Decommission | Action | BRT
FRPMP | Fire Pump | FRPMP - Fire Pump | DECONTME | Decontaminate | DECONTME - Decontaminate | Action | BRT
FRPMP | Fire Pump | FRPMP - Fire Pump | DONOTHIN | Do Nothing | DONOTHIN - Do Nothing | Action | BRT
FRPMP | Fire Pump | FRPMP - Fire Pump | LUBRCTE | Lubricate | LUBRCTE - Lubricate | Action | BRT
FRPMP | Fire Pump | FRPMP - Fire Pump | OTHER | Other (specify) | OTHER - Other (specify) | Action | BRT
FRPMP | Fire Pump | FRPMP - Fire Pump | RECALBRT | Recalibrate | RECALBRT - Recalibrate | Action | BRT
FRPMP | Fire Pump | FRPMP - Fire Pump | REMVOBT | Remove Obstruction | REMVOBT - Remove Obstruction | Action | BRT
FRPMP | Fire Pump | FRPMP - Fire Pump | REPCMPT | Repair Component | REPCMPT - Repair Component | Action | BRT
FRPMP | Fire Pump | FRPMP - Fire Pump | REPLASS | Replace Asset | REPLASS - Replace Asset | Action | BRT
FRPMP | Fire Pump | FRPMP - Fire Pump | REPLCMPT | Replace Component | REPLCMPT - Replace Component | Action | BRT
FRPMP | Fire Pump | FRPMP - Fire Pump | REPRASS | Repair Asset | REPRASS - Repair Asset | Action | BRT
FRPMP | Fire Pump | FRPMP - Fire Pump | UPGRADES | Upgrade | UPGRADES - Upgrade | Action | BRT
FRPRTSYS | Fire Protection System | FRPRTSYS - Fire Protection System | ABNTEMP | Abnormal Temperature | ABNTEMP - Abnormal Temperature | Problem | BRT
FRPRTSYS | Fire Protection System | FRPRTSYS - Fire Protection System | CORROS | Corrosion | CORROS - Corrosion | Problem | BRT
FRPRTSYS | Fire Protection System | FRPRTSYS - Fire Protection System | ELECTRIP | Electrical Trip Out | ELECTRIP - Electrical Trip Out | Problem | BRT
FRPRTSYS | Fire Protection System | FRPRTSYS - Fire Protection System | EXNOISE | Excessive Noise | EXNOISE - Excessive Noise | Problem | BRT
FRPRTSYS | Fire Protection System | FRPRTSYS - Fire Protection System | EXVIBRTN | Excessive Vibration | EXVIBRTN - Excessive Vibration | Problem | BRT
FRPRTSYS | Fire Protection System | FRPRTSYS - Fire Protection System | JAMMEDEQ | Jammed Equipment | JAMMEDEQ - Jammed Equipment | Problem | BRT
FRPRTSYS | Fire Protection System | FRPRTSYS - Fire Protection System | LEAKING | Leaking | LEAKING - Leaking | Problem | BRT
FRPRTSYS | Fire Protection System | FRPRTSYS - Fire Protection System | LOWPERF | Low Performance | LOWPERF - Low Performance | Problem | BRT
FRPRTSYS | Fire Protection System | FRPRTSYS - Fire Protection System | NONOPER | Non-Operational | NONOPER - Non-Operational | Problem | BRT
FRPRTSYS | Fire Protection System | FRPRTSYS - Fire Protection System | PHYDMGE | Physical Damage | PHYDMGE - Physical Damage | Problem | BRT
FRPRTSYS | Fire Protection System | FRPRTSYS - Fire Protection System | CBXVALFL | Curb Box Valve Failed | CBXVALFL - Curb Box Valve Failed | Failure | BRT
FRPRTSYS | Fire Protection System | FRPRTSYS - Fire Protection System | FDCHFAIL | Fire department connection (FDC) hydrostatic capability failed | FDCHFAIL - Fire department connection (FDC) hydrostatic capability failed | Failure | BRT
FRPRTSYS | Fire Protection System | FRPRTSYS - Fire Protection System | FIREPACF | Fire Protection Air Compressor Failure | FIREPACF - Fire Protection Air Compressor Failure | Failure | BRT
FRPRTSYS | Fire Protection System | FRPRTSYS - Fire Protection System | FPSDET | Fire protection system deteriorated | FPSDET - Fire protection system deteriorated | Failure | BRT
FRPRTSYS | Fire Protection System | FRPRTSYS - Fire Protection System | LCKOFWFT | Lack Of Water In Fire Tank | LCKOFWFT - Lack Of Water In Fire Tank | Failure | BRT
FRPRTSYS | Fire Protection System | FRPRTSYS - Fire Protection System | VALTFTFL | Valve To Fire Tank Failed | VALTFTFL - Valve To Fire Tank Failed | Failure | BRT
FRPRTSYS | Fire Protection System | FRPRTSYS - Fire Protection System | WORNVLCP | Worn Valve Components | WORNVLCP - Worn Valve Components | Failure | BRT
FRPRTSYS | Fire Protection System | FRPRTSYS - Fire Protection System | ACCIDENT | Accident | ACCIDENT - Accident | Cause | BRT
FRPRTSYS | Fire Protection System | FRPRTSYS - Fire Protection System | ACCWEAR | Accelerated Wear | ACCWEAR - Accelerated Wear | Cause | BRT
FRPRTSYS | Fire Protection System | FRPRTSYS - Fire Protection System | ACTGOD | Weather condition/Forces of nature or Act of God | ACTGOD - Weather condition/Forces of nature or Act of God | Cause | BRT
FRPRTSYS | Fire Protection System | FRPRTSYS - Fire Protection System | CONTAM | Contamination | CONTAM - Contamination | Cause | BRT
FRPRTSYS | Fire Protection System | FRPRTSYS - Fire Protection System | EXLOAD | Excessive Load | EXLOAD - Excessive Load | Cause | BRT
FRPRTSYS | Fire Protection System | FRPRTSYS - Fire Protection System | IMPRMNT | Improper Maintenance | IMPRMNT - Improper Maintenance | Cause | BRT
FRPRTSYS | Fire Protection System | FRPRTSYS - Fire Protection System | INSLUBR | Insufficient Lubrication | INSLUBR - Insufficient Lubrication | Cause | BRT
FRPRTSYS | Fire Protection System | FRPRTSYS - Fire Protection System | MISSCMP | Loose/ Missing Component | MISSCMP - Loose/ Missing Component | Cause | BRT
FRPRTSYS | Fire Protection System | FRPRTSYS - Fire Protection System | NRMWEAR | Normal Wear | NRMWEAR - Normal Wear | Cause | BRT
FRPRTSYS | Fire Protection System | FRPRTSYS - Fire Protection System | PRINSTAL | Poor Installation | PRINSTAL - Poor Installation | Cause | BRT
FRPRTSYS | Fire Protection System | FRPRTSYS - Fire Protection System | PROCISSU | Procedure Issue | PROCISSU - Procedure Issue | Cause | BRT
FRPRTSYS | Fire Protection System | FRPRTSYS - Fire Protection System | UTLFAIL | Utility Failure | UTLFAIL - Utility Failure | Cause | BRT
FRPRTSYS | Fire Protection System | FRPRTSYS - Fire Protection System | VNDLSM | Vandalism | VNDLSM - Vandalism | Cause | BRT
FRPRTSYS | Fire Protection System | FRPRTSYS - Fire Protection System | WORNCMPT | Defective/ Worn Component | WORNCMPT - Defective/ Worn Component | Cause | BRT
FRPRTSYS | Fire Protection System | FRPRTSYS - Fire Protection System | ADJUSTD | Adjusted | ADJUSTD - Adjusted | Action | BRT
FRPRTSYS | Fire Protection System | FRPRTSYS - Fire Protection System | CALLCNTR | Call Contractor | CALLCNTR - Call Contractor | Action | BRT
FRPRTSYS | Fire Protection System | FRPRTSYS - Fire Protection System | DECONTME | Decontaminate | DECONTME - Decontaminate | Action | BRT
FRPRTSYS | Fire Protection System | FRPRTSYS - Fire Protection System | LUBRCTE | Lubricate | LUBRCTE - Lubricate | Action | BRT
FRPRTSYS | Fire Protection System | FRPRTSYS - Fire Protection System | MONITR | Monitor | MONITR - Monitor | Action | BRT
FRPRTSYS | Fire Protection System | FRPRTSYS - Fire Protection System | RECALBRT | Recalibrate | RECALBRT - Recalibrate | Action | BRT
FRPRTSYS | Fire Protection System | FRPRTSYS - Fire Protection System | REPAIR | Repair | REPAIR - Repair | Action | BRT
FRPRTSYS | Fire Protection System | FRPRTSYS - Fire Protection System | REPLACE | Replace | REPLACE - Replace | Action | BRT
FRSHTTR | Fire Shutter | FRSHTTR - Fire Shutter | CORROS | Corrosion | CORROS - Corrosion | Problem | BRT
FRSHTTR | Fire Shutter | FRSHTTR - Fire Shutter | JAMMEDEQ | Jammed Equipment | JAMMEDEQ - Jammed Equipment | Problem | BRT
FRSHTTR | Fire Shutter | FRSHTTR - Fire Shutter | LOWPERF | Low Performance | LOWPERF - Low Performance | Problem | BRT
FRSHTTR | Fire Shutter | FRSHTTR - Fire Shutter | MCHELTRP | Mechanical/Eectrical Trip Out | MCHELTRP - Mechanical/Eectrical Trip Out | Problem | BRT
FRSHTTR | Fire Shutter | FRSHTTR - Fire Shutter | NONOPER | Non-Operational | NONOPER - Non-Operational | Problem | BRT
FRSHTTR | Fire Shutter | FRSHTTR - Fire Shutter | PHYDMGE | Physical Damage | PHYDMGE - Physical Damage | Problem | BRT
FRSHTTR | Fire Shutter | FRSHTTR - Fire Shutter | FIRESEFL | Fire Shutter Electrical Failed | FIRESEFL - Fire Shutter Electrical Failed | Failure | BRT
FRSHTTR | Fire Shutter | FRSHTTR - Fire Shutter | FIRESMFL | Fire Shutter Mechanical Failed | FIRESMFL - Fire Shutter Mechanical Failed | Failure | BRT
FRSHTTR | Fire Shutter | FRSHTTR - Fire Shutter | FRSHDET | Fire shutter deteriorated | FRSHDET - Fire shutter deteriorated | Failure | BRT
FRSHTTR | Fire Shutter | FRSHTTR - Fire Shutter | ACCIDENT | Accident | ACCIDENT - Accident | Cause | BRT
FRSHTTR | Fire Shutter | FRSHTTR - Fire Shutter | ACCWEAR | Accelerated Wear | ACCWEAR - Accelerated Wear | Cause | BRT
FRSHTTR | Fire Shutter | FRSHTTR - Fire Shutter | ALIGNMNT | Alignment | ALIGNMNT - Alignment | Cause | BRT
FRSHTTR | Fire Shutter | FRSHTTR - Fire Shutter | CONTAM | Contamination | CONTAM - Contamination | Cause | BRT
FRSHTTR | Fire Shutter | FRSHTTR - Fire Shutter | IMPRMNT | Improper Maintenance | IMPRMNT - Improper Maintenance | Cause | BRT
FRSHTTR | Fire Shutter | FRSHTTR - Fire Shutter | MISSCMP | Loose/ Missing Component | MISSCMP - Loose/ Missing Component | Cause | BRT
FRSHTTR | Fire Shutter | FRSHTTR - Fire Shutter | PRINSTAL | Poor Installation | PRINSTAL - Poor Installation | Cause | BRT
FRSHTTR | Fire Shutter | FRSHTTR - Fire Shutter | WORNCMPT | Defective/ Worn Component | WORNCMPT - Defective/ Worn Component | Cause | BRT
FRSHTTR | Fire Shutter | FRSHTTR - Fire Shutter | CALLCNTR | Call Contractor | CALLCNTR - Call Contractor | Action | BRT
FRSHTTR | Fire Shutter | FRSHTTR - Fire Shutter | DECOMM | Decommission | DECOMM - Decommission | Action | BRT
FRSHTTR | Fire Shutter | FRSHTTR - Fire Shutter | RECALBRT | Recalibrate | RECALBRT - Recalibrate | Action | BRT
FRSHTTR | Fire Shutter | FRSHTTR - Fire Shutter | REMVOBT | Remove Obstruction | REMVOBT - Remove Obstruction | Action | BRT
FRSHTTR | Fire Shutter | FRSHTTR - Fire Shutter | REPAIR | Repair | REPAIR - Repair | Action | BRT
FRSHTTR | Fire Shutter | FRSHTTR - Fire Shutter | REPLACE | Replace | REPLACE - Replace | Action | BRT
FRSHTTR | Fire Shutter | FRSHTTR - Fire Shutter | RESET | Reset | RESET - Reset | Action | BRT
FRSHTTR | Fire Shutter | FRSHTTR - Fire Shutter | UPGRADES | Upgrade | UPGRADES - Upgrade | Action | BRT
FRSTADKT | First Aid Kit | FRSTADKT - First Aid Kit | ABNTEMP | Abnormal Temperature | ABNTEMP - Abnormal Temperature | Problem | BRT
FRSTADKT | First Aid Kit | FRSTADKT - First Aid Kit | CORROS | Corrosion | CORROS - Corrosion | Problem | BRT
FRSTADKT | First Aid Kit | FRSTADKT - First Aid Kit | ELECTRIP | Electrical Trip Out | ELECTRIP - Electrical Trip Out | Problem | BRT
FRSTADKT | First Aid Kit | FRSTADKT - First Aid Kit | EXNOISE | Excessive Noise | EXNOISE - Excessive Noise | Problem | BRT
FRSTADKT | First Aid Kit | FRSTADKT - First Aid Kit | EXVIBRTN | Excessive Vibration | EXVIBRTN - Excessive Vibration | Problem | BRT
FRSTADKT | First Aid Kit | FRSTADKT - First Aid Kit | JAMMEDEQ | Jammed Equipment | JAMMEDEQ - Jammed Equipment | Problem | BRT
FRSTADKT | First Aid Kit | FRSTADKT - First Aid Kit | LEAKING | Leaking | LEAKING - Leaking | Problem | BRT
FRSTADKT | First Aid Kit | FRSTADKT - First Aid Kit | LOWPERF | Low Performance | LOWPERF - Low Performance | Problem | BRT
FRSTADKT | First Aid Kit | FRSTADKT - First Aid Kit | NONOPER | Non-Operational | NONOPER - Non-Operational | Problem | BRT
FRSTADKT | First Aid Kit | FRSTADKT - First Aid Kit | PHYDMGE | Physical Damage | PHYDMGE - Physical Damage | Problem | BRT
FRSTADKT | First Aid Kit | FRSTADKT - First Aid Kit | UNSMELL | Unusual Smell | UNSMELL - Unusual Smell | Problem | BRT
FRSTADKT | First Aid Kit | FRSTADKT - First Aid Kit | UNSMOKE | Unusual Smoke | UNSMOKE - Unusual Smoke | Problem | BRT
FRSTADKT | First Aid Kit | FRSTADKT - First Aid Kit | FAKDEP | First Aid Kit items depleted or deteriorated | FAKDEP - First Aid Kit items depleted or deteriorated | Failure | BRT
FRSTADKT | First Aid Kit | FRSTADKT - First Aid Kit | ACCIDENT | Accident | ACCIDENT - Accident | Cause | BRT
FRSTADKT | First Aid Kit | FRSTADKT - First Aid Kit | ACCWEAR | Accelerated Wear | ACCWEAR - Accelerated Wear | Cause | BRT
FRSTADKT | First Aid Kit | FRSTADKT - First Aid Kit | ACTGOD | Weather condition/Forces of nature or Act of God | ACTGOD - Weather condition/Forces of nature or Act of God | Cause | BRT
FRSTADKT | First Aid Kit | FRSTADKT - First Aid Kit | CONTAM | Contamination | CONTAM - Contamination | Cause | BRT
FRSTADKT | First Aid Kit | FRSTADKT - First Aid Kit | DEFASSET | Defective Asset | DEFASSET - Defective Asset | Cause | BRT
FRSTADKT | First Aid Kit | FRSTADKT - First Aid Kit | EXLOAD | Excessive Load | EXLOAD - Excessive Load | Cause | BRT
FRSTADKT | First Aid Kit | FRSTADKT - First Aid Kit | IMPRMNT | Improper Maintenance | IMPRMNT - Improper Maintenance | Cause | BRT
FRSTADKT | First Aid Kit | FRSTADKT - First Aid Kit | INSLUBR | Insufficient Lubrication | INSLUBR - Insufficient Lubrication | Cause | BRT
FRSTADKT | First Aid Kit | FRSTADKT - First Aid Kit | LACKTRN | Lack of/ Inadequate Training | LACKTRN - Lack of/ Inadequate Training | Cause | BRT
FRSTADKT | First Aid Kit | FRSTADKT - First Aid Kit | MISSCMP | Loose/ Missing Component | MISSCMP - Loose/ Missing Component | Cause | BRT
FRSTADKT | First Aid Kit | FRSTADKT - First Aid Kit | NRMWEAR | Normal Wear | NRMWEAR - Normal Wear | Cause | BRT
FRSTADKT | First Aid Kit | FRSTADKT - First Aid Kit | OTHER | Other (specify) | OTHER - Other (specify) | Cause | BRT
FRSTADKT | First Aid Kit | FRSTADKT - First Aid Kit | PRINSTAL | Poor Installation | PRINSTAL - Poor Installation | Cause | BRT
FRSTADKT | First Aid Kit | FRSTADKT - First Aid Kit | PROCISSU | Procedure Issue | PROCISSU - Procedure Issue | Cause | BRT
FRSTADKT | First Aid Kit | FRSTADKT - First Aid Kit | UTLFAIL | Utility Failure | UTLFAIL - Utility Failure | Cause | BRT
FRSTADKT | First Aid Kit | FRSTADKT - First Aid Kit | VNDLSM | Vandalism | VNDLSM - Vandalism | Cause | BRT
FRSTADKT | First Aid Kit | FRSTADKT - First Aid Kit | WORNCMPT | Defective/ Worn Component | WORNCMPT - Defective/ Worn Component | Cause | BRT
FRSTADKT | First Aid Kit | FRSTADKT - First Aid Kit | ADJUSTD | Adjusted | ADJUSTD - Adjusted | Action | BRT
FRSTADKT | First Aid Kit | FRSTADKT - First Aid Kit | DECOMM | Decommission | DECOMM - Decommission | Action | BRT
FRSTADKT | First Aid Kit | FRSTADKT - First Aid Kit | DECONTME | Decontaminate | DECONTME - Decontaminate | Action | BRT
FRSTADKT | First Aid Kit | FRSTADKT - First Aid Kit | DONOTHIN | Do Nothing | DONOTHIN - Do Nothing | Action | BRT
FRSTADKT | First Aid Kit | FRSTADKT - First Aid Kit | LUBRCTE | Lubricate | LUBRCTE - Lubricate | Action | BRT
FRSTADKT | First Aid Kit | FRSTADKT - First Aid Kit | OTHER | Other (specify) | OTHER - Other (specify) | Action | BRT
FRSTADKT | First Aid Kit | FRSTADKT - First Aid Kit | RECALBRT | Recalibrate | RECALBRT - Recalibrate | Action | BRT
FRSTADKT | First Aid Kit | FRSTADKT - First Aid Kit | REMVOBT | Remove Obstruction | REMVOBT - Remove Obstruction | Action | BRT
FRSTADKT | First Aid Kit | FRSTADKT - First Aid Kit | REPCMPT | Repair Component | REPCMPT - Repair Component | Action | BRT
FRSTADKT | First Aid Kit | FRSTADKT - First Aid Kit | REPLASS | Replace Asset | REPLASS - Replace Asset | Action | BRT
FRSTADKT | First Aid Kit | FRSTADKT - First Aid Kit | REPLCMPT | Replace Component | REPLCMPT - Replace Component | Action | BRT
FRSTADKT | First Aid Kit | FRSTADKT - First Aid Kit | REPRASS | Repair Asset | REPRASS - Repair Asset | Action | BRT
FRSTADKT | First Aid Kit | FRSTADKT - First Aid Kit | UPGRADES | Upgrade | UPGRADES - Upgrade | Action | BRT
FRSUPPU | Fire Suppression Units | FRSUPPU - Fire Suppression Units | ABNTEMP | Abnormal Temperature | ABNTEMP - Abnormal Temperature | Problem | BRT
FRSUPPU | Fire Suppression Units | FRSUPPU - Fire Suppression Units | ELECTRIP | Electrical Trip Out | ELECTRIP - Electrical Trip Out | Problem | BRT
FRSUPPU | Fire Suppression Units | FRSUPPU - Fire Suppression Units | FIRSUPAC | Fire Suppression Activated | FIRSUPAC - Fire Suppression Activated | Problem | BRT
FRSUPPU | Fire Suppression Units | FRSUPPU - Fire Suppression Units | JAMMEDEQ | Jammed Equipment | JAMMEDEQ - Jammed Equipment | Problem | BRT
FRSUPPU | Fire Suppression Units | FRSUPPU - Fire Suppression Units | LEAKING | Leaking | LEAKING - Leaking | Problem | BRT
FRSUPPU | Fire Suppression Units | FRSUPPU - Fire Suppression Units | LOWPERF | Low Performance | LOWPERF - Low Performance | Problem | BRT
FRSUPPU | Fire Suppression Units | FRSUPPU - Fire Suppression Units | NONOPER | Non-Operational | NONOPER - Non-Operational | Problem | BRT
FRSUPPU | Fire Suppression Units | FRSUPPU - Fire Suppression Units | CARCDEP | Clean agent refillable containers solution depleted | CARCDEP - Clean agent refillable containers solution depleted | Failure | BRT
FRSUPPU | Fire Suppression Units | FRSUPPU - Fire Suppression Units | EGSTFAIL | Emergency stop failed | EGSTFAIL - Emergency stop failed | Failure | BRT
FRSUPPU | Fire Suppression Units | FRSUPPU - Fire Suppression Units | FSUDET | Fire Suppression unit deteriorated | FSUDET - Fire Suppression unit deteriorated | Failure | BRT
FRSUPPU | Fire Suppression Units | FRSUPPU - Fire Suppression Units | FSUGFAIL | Fire Suppression unit pressure gauge failed | FSUGFAIL - Fire Suppression unit pressure gauge failed | Failure | BRT
FRSUPPU | Fire Suppression Units | FRSUPPU - Fire Suppression Units | FSUSFAIL | Fire Suppression unit release panel and safety alarms failed | FSUSFAIL - Fire Suppression unit release panel and safety alarms failed | Failure | BRT
FRSUPPU | Fire Suppression Units | FRSUPPU - Fire Suppression Units | FUSELNFL | Fuse Link Failure | FUSELNFL - Fuse Link Failure | Failure | BRT
FRSUPPU | Fire Suppression Units | FRSUPPU - Fire Suppression Units | MECFAIL | Mechanical Failure | MECFAIL - Mechanical Failure | Failure | BRT
FRSUPPU | Fire Suppression Units | FRSUPPU - Fire Suppression Units | SENRFAIL | Sensor Failure | SENRFAIL - Sensor Failure | Failure | BRT
FRSUPPU | Fire Suppression Units | FRSUPPU - Fire Suppression Units | ACCIDENT | Accident | ACCIDENT - Accident | Cause | BRT
FRSUPPU | Fire Suppression Units | FRSUPPU - Fire Suppression Units | DIRTYENV | Dirty Env | DIRTYENV - Dirty Env | Cause | BRT
FRSUPPU | Fire Suppression Units | FRSUPPU - Fire Suppression Units | EXLOAD | Excessive Load | EXLOAD - Excessive Load | Cause | BRT
FRSUPPU | Fire Suppression Units | FRSUPPU - Fire Suppression Units | IMPRMNT | Improper Maintenance | IMPRMNT - Improper Maintenance | Cause | BRT
FRSUPPU | Fire Suppression Units | FRSUPPU - Fire Suppression Units | MISSCMP | Loose/ Missing Component | MISSCMP - Loose/ Missing Component | Cause | BRT
FRSUPPU | Fire Suppression Units | FRSUPPU - Fire Suppression Units | PRINSTAL | Poor Installation | PRINSTAL - Poor Installation | Cause | BRT
FRSUPPU | Fire Suppression Units | FRSUPPU - Fire Suppression Units | WORNCMPT | Defective/ Worn Component | WORNCMPT - Defective/ Worn Component | Cause | BRT
FRSUPPU | Fire Suppression Units | FRSUPPU - Fire Suppression Units | CALLCNTR | Call Contractor | CALLCNTR - Call Contractor | Action | BRT
FRSUPPU | Fire Suppression Units | FRSUPPU - Fire Suppression Units | DECONTME | Decontaminate | DECONTME - Decontaminate | Action | BRT
FRSUPPU | Fire Suppression Units | FRSUPPU - Fire Suppression Units | REMVOBT | Remove Obstruction | REMVOBT - Remove Obstruction | Action | BRT
FRSUPPU | Fire Suppression Units | FRSUPPU - Fire Suppression Units | REPAIR | Repair | REPAIR - Repair | Action | BRT
FRSUPPU | Fire Suppression Units | FRSUPPU - Fire Suppression Units | REPLACE | Replace | REPLACE - Replace | Action | BRT
FXFURN | Fixed Furniture | FXFURN - Fixed Furniture | ABNTEMP | Abnormal Temperature | ABNTEMP - Abnormal Temperature | Problem | BRT
FXFURN | Fixed Furniture | FXFURN - Fixed Furniture | CORROS | Corrosion | CORROS - Corrosion | Problem | BRT
FXFURN | Fixed Furniture | FXFURN - Fixed Furniture | ELECTRIP | Electrical Trip Out | ELECTRIP - Electrical Trip Out | Problem | BRT
FXFURN | Fixed Furniture | FXFURN - Fixed Furniture | EXNOISE | Excessive Noise | EXNOISE - Excessive Noise | Problem | BRT
FXFURN | Fixed Furniture | FXFURN - Fixed Furniture | EXVIBRTN | Excessive Vibration | EXVIBRTN - Excessive Vibration | Problem | BRT
FXFURN | Fixed Furniture | FXFURN - Fixed Furniture | JAMMEDEQ | Jammed Equipment | JAMMEDEQ - Jammed Equipment | Problem | BRT
FXFURN | Fixed Furniture | FXFURN - Fixed Furniture | LEAKING | Leaking | LEAKING - Leaking | Problem | BRT
FXFURN | Fixed Furniture | FXFURN - Fixed Furniture | LOWPERF | Low Performance | LOWPERF - Low Performance | Problem | BRT
FXFURN | Fixed Furniture | FXFURN - Fixed Furniture | NONOPER | Non-Operational | NONOPER - Non-Operational | Problem | BRT
FXFURN | Fixed Furniture | FXFURN - Fixed Furniture | PHYDMGE | Physical Damage | PHYDMGE - Physical Damage | Problem | BRT
FXFURN | Fixed Furniture | FXFURN - Fixed Furniture | UNSMELL | Unusual Smell | UNSMELL - Unusual Smell | Problem | BRT
FXFURN | Fixed Furniture | FXFURN - Fixed Furniture | UNSMOKE | Unusual Smoke | UNSMOKE - Unusual Smoke | Problem | BRT
FXFURN | Fixed Furniture | FXFURN - Fixed Furniture | FFDET | Fixed furniture deteriorated | FFDET - Fixed furniture deteriorated | Failure | BRT
FXFURN | Fixed Furniture | FXFURN - Fixed Furniture | ACCIDENT | Accident | ACCIDENT - Accident | Cause | BRT
FXFURN | Fixed Furniture | FXFURN - Fixed Furniture | ACCWEAR | Accelerated Wear | ACCWEAR - Accelerated Wear | Cause | BRT
FXFURN | Fixed Furniture | FXFURN - Fixed Furniture | ACTGOD | Weather condition/Forces of nature or Act of God | ACTGOD - Weather condition/Forces of nature or Act of God | Cause | BRT
FXFURN | Fixed Furniture | FXFURN - Fixed Furniture | CONTAM | Contamination | CONTAM - Contamination | Cause | BRT
FXFURN | Fixed Furniture | FXFURN - Fixed Furniture | DEFASSET | Defective Asset | DEFASSET - Defective Asset | Cause | BRT
FXFURN | Fixed Furniture | FXFURN - Fixed Furniture | EXLOAD | Excessive Load | EXLOAD - Excessive Load | Cause | BRT
FXFURN | Fixed Furniture | FXFURN - Fixed Furniture | IMPRMNT | Improper Maintenance | IMPRMNT - Improper Maintenance | Cause | BRT
FXFURN | Fixed Furniture | FXFURN - Fixed Furniture | INSLUBR | Insufficient Lubrication | INSLUBR - Insufficient Lubrication | Cause | BRT
FXFURN | Fixed Furniture | FXFURN - Fixed Furniture | LACKTRN | Lack of/ Inadequate Training | LACKTRN - Lack of/ Inadequate Training | Cause | BRT
FXFURN | Fixed Furniture | FXFURN - Fixed Furniture | MISSCMP | Loose/ Missing Component | MISSCMP - Loose/ Missing Component | Cause | BRT
FXFURN | Fixed Furniture | FXFURN - Fixed Furniture | NRMWEAR | Normal Wear | NRMWEAR - Normal Wear | Cause | BRT
FXFURN | Fixed Furniture | FXFURN - Fixed Furniture | OTHER | Other (specify) | OTHER - Other (specify) | Cause | BRT
FXFURN | Fixed Furniture | FXFURN - Fixed Furniture | PRINSTAL | Poor Installation | PRINSTAL - Poor Installation | Cause | BRT
FXFURN | Fixed Furniture | FXFURN - Fixed Furniture | PROCISSU | Procedure Issue | PROCISSU - Procedure Issue | Cause | BRT
FXFURN | Fixed Furniture | FXFURN - Fixed Furniture | UTLFAIL | Utility Failure | UTLFAIL - Utility Failure | Cause | BRT
FXFURN | Fixed Furniture | FXFURN - Fixed Furniture | VNDLSM | Vandalism | VNDLSM - Vandalism | Cause | BRT
FXFURN | Fixed Furniture | FXFURN - Fixed Furniture | WORNCMPT | Defective/ Worn Component | WORNCMPT - Defective/ Worn Component | Cause | BRT
FXFURN | Fixed Furniture | FXFURN - Fixed Furniture | ADJUSTD | Adjusted | ADJUSTD - Adjusted | Action | BRT
FXFURN | Fixed Furniture | FXFURN - Fixed Furniture | DECOMM | Decommission | DECOMM - Decommission | Action | BRT
FXFURN | Fixed Furniture | FXFURN - Fixed Furniture | DECONTME | Decontaminate | DECONTME - Decontaminate | Action | BRT
FXFURN | Fixed Furniture | FXFURN - Fixed Furniture | DONOTHIN | Do Nothing | DONOTHIN - Do Nothing | Action | BRT
FXFURN | Fixed Furniture | FXFURN - Fixed Furniture | LUBRCTE | Lubricate | LUBRCTE - Lubricate | Action | BRT
FXFURN | Fixed Furniture | FXFURN - Fixed Furniture | OTHER | Other (specify) | OTHER - Other (specify) | Action | BRT
FXFURN | Fixed Furniture | FXFURN - Fixed Furniture | RECALBRT | Recalibrate | RECALBRT - Recalibrate | Action | BRT
FXFURN | Fixed Furniture | FXFURN - Fixed Furniture | REMVOBT | Remove Obstruction | REMVOBT - Remove Obstruction | Action | BRT
FXFURN | Fixed Furniture | FXFURN - Fixed Furniture | REPCMPT | Repair Component | REPCMPT - Repair Component | Action | BRT
FXFURN | Fixed Furniture | FXFURN - Fixed Furniture | REPLASS | Replace Asset | REPLASS - Replace Asset | Action | BRT
FXFURN | Fixed Furniture | FXFURN - Fixed Furniture | REPLCMPT | Replace Component | REPLCMPT - Replace Component | Action | BRT
FXFURN | Fixed Furniture | FXFURN - Fixed Furniture | REPRASS | Repair Asset | REPRASS - Repair Asset | Action | BRT
FXFURN | Fixed Furniture | FXFURN - Fixed Furniture | UPGRADES | Upgrade | UPGRADES - Upgrade | Action | BRT
FXGRBG | Fixed Garbage Bin | FXGRBG - Fixed Garbage Bin | ABNTEMP | Abnormal Temperature | ABNTEMP - Abnormal Temperature | Problem | BRT
FXGRBG | Fixed Garbage Bin | FXGRBG - Fixed Garbage Bin | CORROS | Corrosion | CORROS - Corrosion | Problem | BRT
FXGRBG | Fixed Garbage Bin | FXGRBG - Fixed Garbage Bin | ELECTRIP | Electrical Trip Out | ELECTRIP - Electrical Trip Out | Problem | BRT
FXGRBG | Fixed Garbage Bin | FXGRBG - Fixed Garbage Bin | EXNOISE | Excessive Noise | EXNOISE - Excessive Noise | Problem | BRT
FXGRBG | Fixed Garbage Bin | FXGRBG - Fixed Garbage Bin | EXVIBRTN | Excessive Vibration | EXVIBRTN - Excessive Vibration | Problem | BRT
FXGRBG | Fixed Garbage Bin | FXGRBG - Fixed Garbage Bin | JAMMEDEQ | Jammed Equipment | JAMMEDEQ - Jammed Equipment | Problem | BRT
FXGRBG | Fixed Garbage Bin | FXGRBG - Fixed Garbage Bin | LEAKING | Leaking | LEAKING - Leaking | Problem | BRT
FXGRBG | Fixed Garbage Bin | FXGRBG - Fixed Garbage Bin | LOWPERF | Low Performance | LOWPERF - Low Performance | Problem | BRT
FXGRBG | Fixed Garbage Bin | FXGRBG - Fixed Garbage Bin | NONOPER | Non-Operational | NONOPER - Non-Operational | Problem | BRT
FXGRBG | Fixed Garbage Bin | FXGRBG - Fixed Garbage Bin | PHYDMGE | Physical Damage | PHYDMGE - Physical Damage | Problem | BRT
FXGRBG | Fixed Garbage Bin | FXGRBG - Fixed Garbage Bin | UNSMELL | Unusual Smell | UNSMELL - Unusual Smell | Problem | BRT
FXGRBG | Fixed Garbage Bin | FXGRBG - Fixed Garbage Bin | UNSMOKE | Unusual Smoke | UNSMOKE - Unusual Smoke | Problem | BRT
FXGRBG | Fixed Garbage Bin | FXGRBG - Fixed Garbage Bin | FGBDET | Fixed garbage bin deteriorated | FGBDET - Fixed garbage bin deteriorated | Failure | BRT
FXGRBG | Fixed Garbage Bin | FXGRBG - Fixed Garbage Bin | ACCIDENT | Accident | ACCIDENT - Accident | Cause | BRT
FXGRBG | Fixed Garbage Bin | FXGRBG - Fixed Garbage Bin | ACCWEAR | Accelerated Wear | ACCWEAR - Accelerated Wear | Cause | BRT
FXGRBG | Fixed Garbage Bin | FXGRBG - Fixed Garbage Bin | ACTGOD | Weather condition/Forces of nature or Act of God | ACTGOD - Weather condition/Forces of nature or Act of God | Cause | BRT
FXGRBG | Fixed Garbage Bin | FXGRBG - Fixed Garbage Bin | CONTAM | Contamination | CONTAM - Contamination | Cause | BRT
FXGRBG | Fixed Garbage Bin | FXGRBG - Fixed Garbage Bin | DEFASSET | Defective Asset | DEFASSET - Defective Asset | Cause | BRT
FXGRBG | Fixed Garbage Bin | FXGRBG - Fixed Garbage Bin | EXLOAD | Excessive Load | EXLOAD - Excessive Load | Cause | BRT
FXGRBG | Fixed Garbage Bin | FXGRBG - Fixed Garbage Bin | IMPRMNT | Improper Maintenance | IMPRMNT - Improper Maintenance | Cause | BRT
FXGRBG | Fixed Garbage Bin | FXGRBG - Fixed Garbage Bin | INSLUBR | Insufficient Lubrication | INSLUBR - Insufficient Lubrication | Cause | BRT
FXGRBG | Fixed Garbage Bin | FXGRBG - Fixed Garbage Bin | LACKTRN | Lack of/ Inadequate Training | LACKTRN - Lack of/ Inadequate Training | Cause | BRT
FXGRBG | Fixed Garbage Bin | FXGRBG - Fixed Garbage Bin | MISSCMP | Loose/ Missing Component | MISSCMP - Loose/ Missing Component | Cause | BRT
FXGRBG | Fixed Garbage Bin | FXGRBG - Fixed Garbage Bin | NRMWEAR | Normal Wear | NRMWEAR - Normal Wear | Cause | BRT
FXGRBG | Fixed Garbage Bin | FXGRBG - Fixed Garbage Bin | OTHER | Other (specify) | OTHER - Other (specify) | Cause | BRT
FXGRBG | Fixed Garbage Bin | FXGRBG - Fixed Garbage Bin | PRINSTAL | Poor Installation | PRINSTAL - Poor Installation | Cause | BRT
FXGRBG | Fixed Garbage Bin | FXGRBG - Fixed Garbage Bin | PROCISSU | Procedure Issue | PROCISSU - Procedure Issue | Cause | BRT
FXGRBG | Fixed Garbage Bin | FXGRBG - Fixed Garbage Bin | UTLFAIL | Utility Failure | UTLFAIL - Utility Failure | Cause | BRT
FXGRBG | Fixed Garbage Bin | FXGRBG - Fixed Garbage Bin | VNDLSM | Vandalism | VNDLSM - Vandalism | Cause | BRT
FXGRBG | Fixed Garbage Bin | FXGRBG - Fixed Garbage Bin | WORNCMPT | Defective/ Worn Component | WORNCMPT - Defective/ Worn Component | Cause | BRT
FXGRBG | Fixed Garbage Bin | FXGRBG - Fixed Garbage Bin | ADJUSTD | Adjusted | ADJUSTD - Adjusted | Action | BRT
FXGRBG | Fixed Garbage Bin | FXGRBG - Fixed Garbage Bin | DECOMM | Decommission | DECOMM - Decommission | Action | BRT
FXGRBG | Fixed Garbage Bin | FXGRBG - Fixed Garbage Bin | DECONTME | Decontaminate | DECONTME - Decontaminate | Action | BRT
FXGRBG | Fixed Garbage Bin | FXGRBG - Fixed Garbage Bin | DONOTHIN | Do Nothing | DONOTHIN - Do Nothing | Action | BRT
FXGRBG | Fixed Garbage Bin | FXGRBG - Fixed Garbage Bin | LUBRCTE | Lubricate | LUBRCTE - Lubricate | Action | BRT
FXGRBG | Fixed Garbage Bin | FXGRBG - Fixed Garbage Bin | OTHER | Other (specify) | OTHER - Other (specify) | Action | BRT
FXGRBG | Fixed Garbage Bin | FXGRBG - Fixed Garbage Bin | RECALBRT | Recalibrate | RECALBRT - Recalibrate | Action | BRT
FXGRBG | Fixed Garbage Bin | FXGRBG - Fixed Garbage Bin | REMVOBT | Remove Obstruction | REMVOBT - Remove Obstruction | Action | BRT
FXGRBG | Fixed Garbage Bin | FXGRBG - Fixed Garbage Bin | REPCMPT | Repair Component | REPCMPT - Repair Component | Action | BRT
FXGRBG | Fixed Garbage Bin | FXGRBG - Fixed Garbage Bin | REPLASS | Replace Asset | REPLASS - Replace Asset | Action | BRT
FXGRBG | Fixed Garbage Bin | FXGRBG - Fixed Garbage Bin | REPLCMPT | Replace Component | REPLCMPT - Replace Component | Action | BRT
FXGRBG | Fixed Garbage Bin | FXGRBG - Fixed Garbage Bin | REPRASS | Repair Asset | REPRASS - Repair Asset | Action | BRT
FXGRBG | Fixed Garbage Bin | FXGRBG - Fixed Garbage Bin | UPGRADES | Upgrade | UPGRADES - Upgrade | Action | BRT
FZDISC | Fuse Disconnect | FZDISC - Fuse Disconnect | ABNTEMP | Abnormal Temperature | ABNTEMP - Abnormal Temperature | Problem | BRT
FZDISC | Fuse Disconnect | FZDISC - Fuse Disconnect | CORROS | Corrosion | CORROS - Corrosion | Problem | BRT
FZDISC | Fuse Disconnect | FZDISC - Fuse Disconnect | ELECTRIP | Electrical Trip Out | ELECTRIP - Electrical Trip Out | Problem | BRT
FZDISC | Fuse Disconnect | FZDISC - Fuse Disconnect | EXNOISE | Excessive Noise | EXNOISE - Excessive Noise | Problem | BRT
FZDISC | Fuse Disconnect | FZDISC - Fuse Disconnect | EXVIBRTN | Excessive Vibration | EXVIBRTN - Excessive Vibration | Problem | BRT
FZDISC | Fuse Disconnect | FZDISC - Fuse Disconnect | JAMMEDEQ | Jammed Equipment | JAMMEDEQ - Jammed Equipment | Problem | BRT
FZDISC | Fuse Disconnect | FZDISC - Fuse Disconnect | LEAKING | Leaking | LEAKING - Leaking | Problem | BRT
FZDISC | Fuse Disconnect | FZDISC - Fuse Disconnect | LOWPERF | Low Performance | LOWPERF - Low Performance | Problem | BRT
FZDISC | Fuse Disconnect | FZDISC - Fuse Disconnect | NONOPER | Non-Operational | NONOPER - Non-Operational | Problem | BRT
FZDISC | Fuse Disconnect | FZDISC - Fuse Disconnect | PHYDMGE | Physical Damage | PHYDMGE - Physical Damage | Problem | BRT
FZDISC | Fuse Disconnect | FZDISC - Fuse Disconnect | UNSMELL | Unusual Smell | UNSMELL - Unusual Smell | Problem | BRT
FZDISC | Fuse Disconnect | FZDISC - Fuse Disconnect | UNSMOKE | Unusual Smoke | UNSMOKE - Unusual Smoke | Problem | BRT
FZDISC | Fuse Disconnect | FZDISC - Fuse Disconnect | FUDSEDET | Fuse Disconnect Electrical Connection Deteriorated | FUDSEDET - Fuse Disconnect Electrical Connection Deteriorated | Failure | BRT
FZDISC | Fuse Disconnect | FZDISC - Fuse Disconnect | FUDSFAT | Fuse Disconnect Fatigued | FUDSFAT - Fuse Disconnect Fatigued | Failure | BRT
FZDISC | Fuse Disconnect | FZDISC - Fuse Disconnect | FUDSMDET | Fuse Disconnect Mechanism Deteriorated | FUDSMDET - Fuse Disconnect Mechanism Deteriorated | Failure | BRT
FZDISC | Fuse Disconnect | FZDISC - Fuse Disconnect | ACCIDENT | Accident | ACCIDENT - Accident | Cause | BRT
FZDISC | Fuse Disconnect | FZDISC - Fuse Disconnect | ACCWEAR | Accelerated Wear | ACCWEAR - Accelerated Wear | Cause | BRT
FZDISC | Fuse Disconnect | FZDISC - Fuse Disconnect | ACTGOD | Weather condition/Forces of nature or Act of God | ACTGOD - Weather condition/Forces of nature or Act of God | Cause | BRT
FZDISC | Fuse Disconnect | FZDISC - Fuse Disconnect | CONTAM | Contamination | CONTAM - Contamination | Cause | BRT
FZDISC | Fuse Disconnect | FZDISC - Fuse Disconnect | DEFASSET | Defective Asset | DEFASSET - Defective Asset | Cause | BRT
FZDISC | Fuse Disconnect | FZDISC - Fuse Disconnect | EXLOAD | Excessive Load | EXLOAD - Excessive Load | Cause | BRT
FZDISC | Fuse Disconnect | FZDISC - Fuse Disconnect | IMPRMNT | Improper Maintenance | IMPRMNT - Improper Maintenance | Cause | BRT
FZDISC | Fuse Disconnect | FZDISC - Fuse Disconnect | INSLUBR | Insufficient Lubrication | INSLUBR - Insufficient Lubrication | Cause | BRT
FZDISC | Fuse Disconnect | FZDISC - Fuse Disconnect | LACKTRN | Lack of/ Inadequate Training | LACKTRN - Lack of/ Inadequate Training | Cause | BRT
FZDISC | Fuse Disconnect | FZDISC - Fuse Disconnect | MISSCMP | Loose/ Missing Component | MISSCMP - Loose/ Missing Component | Cause | BRT
FZDISC | Fuse Disconnect | FZDISC - Fuse Disconnect | NRMWEAR | Normal Wear | NRMWEAR - Normal Wear | Cause | BRT
FZDISC | Fuse Disconnect | FZDISC - Fuse Disconnect | OTHER | Other (specify) | OTHER - Other (specify) | Cause | BRT
FZDISC | Fuse Disconnect | FZDISC - Fuse Disconnect | PRINSTAL | Poor Installation | PRINSTAL - Poor Installation | Cause | BRT
FZDISC | Fuse Disconnect | FZDISC - Fuse Disconnect | PROCISSU | Procedure Issue | PROCISSU - Procedure Issue | Cause | BRT
FZDISC | Fuse Disconnect | FZDISC - Fuse Disconnect | UTLFAIL | Utility Failure | UTLFAIL - Utility Failure | Cause | BRT
FZDISC | Fuse Disconnect | FZDISC - Fuse Disconnect | VNDLSM | Vandalism | VNDLSM - Vandalism | Cause | BRT
FZDISC | Fuse Disconnect | FZDISC - Fuse Disconnect | WORNCMPT | Defective/ Worn Component | WORNCMPT - Defective/ Worn Component | Cause | BRT
FZDISC | Fuse Disconnect | FZDISC - Fuse Disconnect | ADJUSTD | Adjusted | ADJUSTD - Adjusted | Action | BRT
FZDISC | Fuse Disconnect | FZDISC - Fuse Disconnect | DECOMM | Decommission | DECOMM - Decommission | Action | BRT
FZDISC | Fuse Disconnect | FZDISC - Fuse Disconnect | DECONTME | Decontaminate | DECONTME - Decontaminate | Action | BRT
FZDISC | Fuse Disconnect | FZDISC - Fuse Disconnect | DONOTHIN | Do Nothing | DONOTHIN - Do Nothing | Action | BRT
FZDISC | Fuse Disconnect | FZDISC - Fuse Disconnect | LUBRCTE | Lubricate | LUBRCTE - Lubricate | Action | BRT
FZDISC | Fuse Disconnect | FZDISC - Fuse Disconnect | OTHER | Other (specify) | OTHER - Other (specify) | Action | BRT
FZDISC | Fuse Disconnect | FZDISC - Fuse Disconnect | RECALBRT | Recalibrate | RECALBRT - Recalibrate | Action | BRT
FZDISC | Fuse Disconnect | FZDISC - Fuse Disconnect | REMVOBT | Remove Obstruction | REMVOBT - Remove Obstruction | Action | BRT
FZDISC | Fuse Disconnect | FZDISC - Fuse Disconnect | REPCMPT | Repair Component | REPCMPT - Repair Component | Action | BRT
FZDISC | Fuse Disconnect | FZDISC - Fuse Disconnect | REPLASS | Replace Asset | REPLASS - Replace Asset | Action | BRT
FZDISC | Fuse Disconnect | FZDISC - Fuse Disconnect | REPLCMPT | Replace Component | REPLCMPT - Replace Component | Action | BRT
FZDISC | Fuse Disconnect | FZDISC - Fuse Disconnect | REPRASS | Repair Asset | REPRASS - Repair Asset | Action | BRT
FZDISC | Fuse Disconnect | FZDISC - Fuse Disconnect | UPGRADES | Upgrade | UPGRADES - Upgrade | Action | BRT
GATE | Gate | GATE - Gate | ABNTEMP | Abnormal Temperature | ABNTEMP - Abnormal Temperature | Problem | BRT
GATE | Gate | GATE - Gate | CORROS | Corrosion | CORROS - Corrosion | Problem | BRT
GATE | Gate | GATE - Gate | ELECTRIP | Electrical Trip Out | ELECTRIP - Electrical Trip Out | Problem | BRT
GATE | Gate | GATE - Gate | EXNOISE | Excessive Noise | EXNOISE - Excessive Noise | Problem | BRT
GATE | Gate | GATE - Gate | EXVIBRTN | Excessive Vibration | EXVIBRTN - Excessive Vibration | Problem | BRT
GATE | Gate | GATE - Gate | JAMMEDEQ | Jammed Equipment | JAMMEDEQ - Jammed Equipment | Problem | BRT
GATE | Gate | GATE - Gate | LOWPERF | Low Performance | LOWPERF - Low Performance | Problem | BRT
GATE | Gate | GATE - Gate | NONOPER | Non-Operational | NONOPER - Non-Operational | Problem | BRT
GATE | Gate | GATE - Gate | PHYDMGE | Physical Damage | PHYDMGE - Physical Damage | Problem | BRT
GATE | Gate | GATE - Gate | UNSMELL | Unusual Smell | UNSMELL - Unusual Smell | Problem | BRT
GATE | Gate | GATE - Gate | UNSMOKE | Unusual Smoke | UNSMOKE - Unusual Smoke | Problem | BRT
GATE | Gate | GATE - Gate | DAMAGE | Physical Damage | DAMAGE - Physical Damage | Failure | BRT
GATE | Gate | GATE - Gate | ELECMPFL | Electrical/ Component Failure | ELECMPFL - Electrical/ Component Failure | Failure | BRT
GATE | Gate | GATE - Gate | GATELUB | Drive/Mechanical system insufficiently lubricated | GATELUB - Drive/Mechanical system insufficiently lubricated | Failure | BRT
GATE | Gate | GATE - Gate | GDSDET | Gate drive system deteriorated | GDSDET - Gate drive system deteriorated | Failure | BRT
GATE | Gate | GATE - Gate | GMSDET | Gate mechanical system deteriorated | GMSDET - Gate mechanical system deteriorated | Failure | BRT
GATE | Gate | GATE - Gate | GNDLPFL | Ground Loop Failure | GNDLPFL - Ground Loop Failure | Failure | BRT
GATE | Gate | GATE - Gate | GSENNRES | Gate sensors non-responsive | GSENNRES - Gate sensors non-responsive | Failure | BRT
GATE | Gate | GATE - Gate | GSOFAIL | Gate safety operation failed | GSOFAIL - Gate safety operation failed | Failure | BRT
GATE | Gate | GATE - Gate | GTCCSYFL | Gate Communication Control System Failed | GTCCSYFL - Gate Communication Control System Failed | Failure | BRT
GATE | Gate | GATE - Gate | GTMALGN | Gate Misalignment/Contamination/Damaged | GTMALGN - Gate Misalignment/Contamination/Damaged | Failure | BRT
GATE | Gate | GATE - Gate | MOTROVLD | Motor Overload | MOTROVLD - Motor Overload | Failure | BRT
GATE | Gate | GATE - Gate | WEATHDMG | Weather Damage | WEATHDMG - Weather Damage | Failure | BRT
GATE | Gate | GATE - Gate | ACCIDENT | Accident | ACCIDENT - Accident | Cause | BRT
GATE | Gate | GATE - Gate | ACCWEAR | Accelerated Wear | ACCWEAR - Accelerated Wear | Cause | BRT
GATE | Gate | GATE - Gate | ACTGOD | Weather condition/Forces of nature or Act of God | ACTGOD - Weather condition/Forces of nature or Act of God | Cause | BRT
GATE | Gate | GATE - Gate | CONTAM | Contamination | CONTAM - Contamination | Cause | BRT
GATE | Gate | GATE - Gate | EXLOAD | Excessive Load | EXLOAD - Excessive Load | Cause | BRT
GATE | Gate | GATE - Gate | IMPRMNT | Improper Maintenance | IMPRMNT - Improper Maintenance | Cause | BRT
GATE | Gate | GATE - Gate | INSLUBR | Insufficient Lubrication | INSLUBR - Insufficient Lubrication | Cause | BRT
GATE | Gate | GATE - Gate | MISSCMP | Loose/ Missing Component | MISSCMP - Loose/ Missing Component | Cause | BRT
GATE | Gate | GATE - Gate | NRMWEAR | Normal Wear | NRMWEAR - Normal Wear | Cause | BRT
GATE | Gate | GATE - Gate | PRINSTAL | Poor Installation | PRINSTAL - Poor Installation | Cause | BRT
GATE | Gate | GATE - Gate | UTLFAIL | Utility Failure | UTLFAIL - Utility Failure | Cause | BRT
GATE | Gate | GATE - Gate | VNDLSM | Vandalism | VNDLSM - Vandalism | Cause | BRT
GATE | Gate | GATE - Gate | WORNCMPT | Defective/ Worn Component | WORNCMPT - Defective/ Worn Component | Cause | BRT
GATE | Gate | GATE - Gate | ADJUSTD | Adjusted | ADJUSTD - Adjusted | Action | BRT
GATE | Gate | GATE - Gate | DECONTME | Decontaminate | DECONTME - Decontaminate | Action | BRT
GATE | Gate | GATE - Gate | LUBRCTE | Lubricate | LUBRCTE - Lubricate | Action | BRT
GATE | Gate | GATE - Gate | RECALBRT | Recalibrate | RECALBRT - Recalibrate | Action | BRT
GATE | Gate | GATE - Gate | REMVOBT | Remove Obstruction | REMVOBT - Remove Obstruction | Action | BRT
GATE | Gate | GATE - Gate | REPAIR | Repair | REPAIR - Repair | Action | BRT
GATE | Gate | GATE - Gate | REPLACE | Replace | REPLACE - Replace | Action | BRT
GATE | Gate | GATE - Gate | UPGRADES | Upgrade | UPGRADES - Upgrade | Action | BRT
GLYMUSYS | Glycol Make-Up System | GLYMUSYS - Glycol Make-Up System | ABNTEMP | Abnormal Temperature | ABNTEMP - Abnormal Temperature | Problem | BRT
GLYMUSYS | Glycol Make-Up System | GLYMUSYS - Glycol Make-Up System | CORROS | Corrosion | CORROS - Corrosion | Problem | BRT
GLYMUSYS | Glycol Make-Up System | GLYMUSYS - Glycol Make-Up System | ELECTRIP | Electrical Trip Out | ELECTRIP - Electrical Trip Out | Problem | BRT
GLYMUSYS | Glycol Make-Up System | GLYMUSYS - Glycol Make-Up System | EXNOISE | Excessive Noise | EXNOISE - Excessive Noise | Problem | BRT
GLYMUSYS | Glycol Make-Up System | GLYMUSYS - Glycol Make-Up System | EXVIBRTN | Excessive Vibration | EXVIBRTN - Excessive Vibration | Problem | BRT
GLYMUSYS | Glycol Make-Up System | GLYMUSYS - Glycol Make-Up System | JAMMEDEQ | Jammed Equipment | JAMMEDEQ - Jammed Equipment | Problem | BRT
GLYMUSYS | Glycol Make-Up System | GLYMUSYS - Glycol Make-Up System | LEAKING | Leaking | LEAKING - Leaking | Problem | BRT
GLYMUSYS | Glycol Make-Up System | GLYMUSYS - Glycol Make-Up System | LOWPERF | Low Performance | LOWPERF - Low Performance | Problem | BRT
GLYMUSYS | Glycol Make-Up System | GLYMUSYS - Glycol Make-Up System | NONOPER | Non-Operational | NONOPER - Non-Operational | Problem | BRT
GLYMUSYS | Glycol Make-Up System | GLYMUSYS - Glycol Make-Up System | PHYDMGE | Physical Damage | PHYDMGE - Physical Damage | Problem | BRT
GLYMUSYS | Glycol Make-Up System | GLYMUSYS - Glycol Make-Up System | UNSMELL | Unusual Smell | UNSMELL - Unusual Smell | Problem | BRT
GLYMUSYS | Glycol Make-Up System | GLYMUSYS - Glycol Make-Up System | UNSMOKE | Unusual Smoke | UNSMOKE - Unusual Smoke | Problem | BRT
GLYMUSYS | Glycol Make-Up System | GLYMUSYS - Glycol Make-Up System | GLMCCORR | Glycol mixture scaled and/or corroded | GLMCCORR - Glycol mixture scaled and/or corroded | Failure | BRT
GLYMUSYS | Glycol Make-Up System | GLYMUSYS - Glycol Make-Up System | GLMSSDET | Glycol make-up system structure deteriorated | GLMSSDET - Glycol make-up system structure deteriorated | Failure | BRT
GLYMUSYS | Glycol Make-Up System | GLYMUSYS - Glycol Make-Up System | ACCIDENT | Accident | ACCIDENT - Accident | Cause | BRT
GLYMUSYS | Glycol Make-Up System | GLYMUSYS - Glycol Make-Up System | ACCWEAR | Accelerated Wear | ACCWEAR - Accelerated Wear | Cause | BRT
GLYMUSYS | Glycol Make-Up System | GLYMUSYS - Glycol Make-Up System | ACTGOD | Weather condition/Forces of nature or Act of God | ACTGOD - Weather condition/Forces of nature or Act of God | Cause | BRT
GLYMUSYS | Glycol Make-Up System | GLYMUSYS - Glycol Make-Up System | CONTAM | Contamination | CONTAM - Contamination | Cause | BRT
GLYMUSYS | Glycol Make-Up System | GLYMUSYS - Glycol Make-Up System | DEFASSET | Defective Asset | DEFASSET - Defective Asset | Cause | BRT
GLYMUSYS | Glycol Make-Up System | GLYMUSYS - Glycol Make-Up System | EXLOAD | Excessive Load | EXLOAD - Excessive Load | Cause | BRT
GLYMUSYS | Glycol Make-Up System | GLYMUSYS - Glycol Make-Up System | IMPRMNT | Improper Maintenance | IMPRMNT - Improper Maintenance | Cause | BRT
GLYMUSYS | Glycol Make-Up System | GLYMUSYS - Glycol Make-Up System | INSLUBR | Insufficient Lubrication | INSLUBR - Insufficient Lubrication | Cause | BRT
GLYMUSYS | Glycol Make-Up System | GLYMUSYS - Glycol Make-Up System | LACKTRN | Lack of/ Inadequate Training | LACKTRN - Lack of/ Inadequate Training | Cause | BRT
GLYMUSYS | Glycol Make-Up System | GLYMUSYS - Glycol Make-Up System | MISSCMP | Loose/ Missing Component | MISSCMP - Loose/ Missing Component | Cause | BRT
GLYMUSYS | Glycol Make-Up System | GLYMUSYS - Glycol Make-Up System | NRMWEAR | Normal Wear | NRMWEAR - Normal Wear | Cause | BRT
GLYMUSYS | Glycol Make-Up System | GLYMUSYS - Glycol Make-Up System | OTHER | Other (specify) | OTHER - Other (specify) | Cause | BRT
GLYMUSYS | Glycol Make-Up System | GLYMUSYS - Glycol Make-Up System | PRINSTAL | Poor Installation | PRINSTAL - Poor Installation | Cause | BRT
GLYMUSYS | Glycol Make-Up System | GLYMUSYS - Glycol Make-Up System | PROCISSU | Procedure Issue | PROCISSU - Procedure Issue | Cause | BRT
GLYMUSYS | Glycol Make-Up System | GLYMUSYS - Glycol Make-Up System | UTLFAIL | Utility Failure | UTLFAIL - Utility Failure | Cause | BRT
GLYMUSYS | Glycol Make-Up System | GLYMUSYS - Glycol Make-Up System | VNDLSM | Vandalism | VNDLSM - Vandalism | Cause | BRT
GLYMUSYS | Glycol Make-Up System | GLYMUSYS - Glycol Make-Up System | WORNCMPT | Defective/ Worn Component | WORNCMPT - Defective/ Worn Component | Cause | BRT
GLYMUSYS | Glycol Make-Up System | GLYMUSYS - Glycol Make-Up System | ADJUSTD | Adjusted | ADJUSTD - Adjusted | Action | BRT
GLYMUSYS | Glycol Make-Up System | GLYMUSYS - Glycol Make-Up System | DECOMM | Decommission | DECOMM - Decommission | Action | BRT
GLYMUSYS | Glycol Make-Up System | GLYMUSYS - Glycol Make-Up System | DECONTME | Decontaminate | DECONTME - Decontaminate | Action | BRT
GLYMUSYS | Glycol Make-Up System | GLYMUSYS - Glycol Make-Up System | DONOTHIN | Do Nothing | DONOTHIN - Do Nothing | Action | BRT
GLYMUSYS | Glycol Make-Up System | GLYMUSYS - Glycol Make-Up System | LUBRCTE | Lubricate | LUBRCTE - Lubricate | Action | BRT
GLYMUSYS | Glycol Make-Up System | GLYMUSYS - Glycol Make-Up System | OTHER | Other (specify) | OTHER - Other (specify) | Action | BRT
GLYMUSYS | Glycol Make-Up System | GLYMUSYS - Glycol Make-Up System | RECALBRT | Recalibrate | RECALBRT - Recalibrate | Action | BRT
GLYMUSYS | Glycol Make-Up System | GLYMUSYS - Glycol Make-Up System | REMVOBT | Remove Obstruction | REMVOBT - Remove Obstruction | Action | BRT
GLYMUSYS | Glycol Make-Up System | GLYMUSYS - Glycol Make-Up System | REPCMPT | Repair Component | REPCMPT - Repair Component | Action | BRT
GLYMUSYS | Glycol Make-Up System | GLYMUSYS - Glycol Make-Up System | REPLASS | Replace Asset | REPLASS - Replace Asset | Action | BRT
GLYMUSYS | Glycol Make-Up System | GLYMUSYS - Glycol Make-Up System | REPLCMPT | Replace Component | REPLCMPT - Replace Component | Action | BRT
GLYMUSYS | Glycol Make-Up System | GLYMUSYS - Glycol Make-Up System | REPRASS | Repair Asset | REPRASS - Repair Asset | Action | BRT
GLYMUSYS | Glycol Make-Up System | GLYMUSYS - Glycol Make-Up System | UPGRADES | Upgrade | UPGRADES - Upgrade | Action | BRT
GRDRL | Guard Rail | GRDRL - Guard Rail | ABNTEMP | Abnormal Temperature | ABNTEMP - Abnormal Temperature | Problem | BRT
GRDRL | Guard Rail | GRDRL - Guard Rail | CORROS | Corrosion | CORROS - Corrosion | Problem | BRT
GRDRL | Guard Rail | GRDRL - Guard Rail | ELECTRIP | Electrical Trip Out | ELECTRIP - Electrical Trip Out | Problem | BRT
GRDRL | Guard Rail | GRDRL - Guard Rail | EXNOISE | Excessive Noise | EXNOISE - Excessive Noise | Problem | BRT
GRDRL | Guard Rail | GRDRL - Guard Rail | EXVIBRTN | Excessive Vibration | EXVIBRTN - Excessive Vibration | Problem | BRT
GRDRL | Guard Rail | GRDRL - Guard Rail | JAMMEDEQ | Jammed Equipment | JAMMEDEQ - Jammed Equipment | Problem | BRT
GRDRL | Guard Rail | GRDRL - Guard Rail | LEAKING | Leaking | LEAKING - Leaking | Problem | BRT
GRDRL | Guard Rail | GRDRL - Guard Rail | LOWPERF | Low Performance | LOWPERF - Low Performance | Problem | BRT
GRDRL | Guard Rail | GRDRL - Guard Rail | NONOPER | Non-Operational | NONOPER - Non-Operational | Problem | BRT
GRDRL | Guard Rail | GRDRL - Guard Rail | PHYDMGE | Physical Damage | PHYDMGE - Physical Damage | Problem | BRT
GRDRL | Guard Rail | GRDRL - Guard Rail | UNSMELL | Unusual Smell | UNSMELL - Unusual Smell | Problem | BRT
GRDRL | Guard Rail | GRDRL - Guard Rail | UNSMOKE | Unusual Smoke | UNSMOKE - Unusual Smoke | Problem | BRT
GRDRL | Guard Rail | GRDRL - Guard Rail | GRSDET | Guard rail structure deteriorated | GRSDET - Guard rail structure deteriorated | Failure | BRT
GRDRL | Guard Rail | GRDRL - Guard Rail | ACCIDENT | Accident | ACCIDENT - Accident | Cause | BRT
GRDRL | Guard Rail | GRDRL - Guard Rail | ACCWEAR | Accelerated Wear | ACCWEAR - Accelerated Wear | Cause | BRT
GRDRL | Guard Rail | GRDRL - Guard Rail | ACTGOD | Weather condition/Forces of nature or Act of God | ACTGOD - Weather condition/Forces of nature or Act of God | Cause | BRT
GRDRL | Guard Rail | GRDRL - Guard Rail | CONTAM | Contamination | CONTAM - Contamination | Cause | BRT
GRDRL | Guard Rail | GRDRL - Guard Rail | DEFASSET | Defective Asset | DEFASSET - Defective Asset | Cause | BRT
GRDRL | Guard Rail | GRDRL - Guard Rail | EXLOAD | Excessive Load | EXLOAD - Excessive Load | Cause | BRT
GRDRL | Guard Rail | GRDRL - Guard Rail | IMPRMNT | Improper Maintenance | IMPRMNT - Improper Maintenance | Cause | BRT
GRDRL | Guard Rail | GRDRL - Guard Rail | INSLUBR | Insufficient Lubrication | INSLUBR - Insufficient Lubrication | Cause | BRT
GRDRL | Guard Rail | GRDRL - Guard Rail | LACKTRN | Lack of/ Inadequate Training | LACKTRN - Lack of/ Inadequate Training | Cause | BRT
GRDRL | Guard Rail | GRDRL - Guard Rail | MISSCMP | Loose/ Missing Component | MISSCMP - Loose/ Missing Component | Cause | BRT
GRDRL | Guard Rail | GRDRL - Guard Rail | NRMWEAR | Normal Wear | NRMWEAR - Normal Wear | Cause | BRT
GRDRL | Guard Rail | GRDRL - Guard Rail | OTHER | Other (specify) | OTHER - Other (specify) | Cause | BRT
GRDRL | Guard Rail | GRDRL - Guard Rail | PRINSTAL | Poor Installation | PRINSTAL - Poor Installation | Cause | BRT
GRDRL | Guard Rail | GRDRL - Guard Rail | PROCISSU | Procedure Issue | PROCISSU - Procedure Issue | Cause | BRT
GRDRL | Guard Rail | GRDRL - Guard Rail | UTLFAIL | Utility Failure | UTLFAIL - Utility Failure | Cause | BRT
GRDRL | Guard Rail | GRDRL - Guard Rail | VNDLSM | Vandalism | VNDLSM - Vandalism | Cause | BRT
GRDRL | Guard Rail | GRDRL - Guard Rail | WORNCMPT | Defective/ Worn Component | WORNCMPT - Defective/ Worn Component | Cause | BRT
GRDRL | Guard Rail | GRDRL - Guard Rail | ADJUSTD | Adjusted | ADJUSTD - Adjusted | Action | BRT
GRDRL | Guard Rail | GRDRL - Guard Rail | DECOMM | Decommission | DECOMM - Decommission | Action | BRT
GRDRL | Guard Rail | GRDRL - Guard Rail | DECONTME | Decontaminate | DECONTME - Decontaminate | Action | BRT
GRDRL | Guard Rail | GRDRL - Guard Rail | DONOTHIN | Do Nothing | DONOTHIN - Do Nothing | Action | BRT
GRDRL | Guard Rail | GRDRL - Guard Rail | LUBRCTE | Lubricate | LUBRCTE - Lubricate | Action | BRT
GRDRL | Guard Rail | GRDRL - Guard Rail | OTHER | Other (specify) | OTHER - Other (specify) | Action | BRT
GRDRL | Guard Rail | GRDRL - Guard Rail | RECALBRT | Recalibrate | RECALBRT - Recalibrate | Action | BRT
GRDRL | Guard Rail | GRDRL - Guard Rail | REMVOBT | Remove Obstruction | REMVOBT - Remove Obstruction | Action | BRT
GRDRL | Guard Rail | GRDRL - Guard Rail | REPCMPT | Repair Component | REPCMPT - Repair Component | Action | BRT
GRDRL | Guard Rail | GRDRL - Guard Rail | REPLASS | Replace Asset | REPLASS - Replace Asset | Action | BRT
GRDRL | Guard Rail | GRDRL - Guard Rail | REPLCMPT | Replace Component | REPLCMPT - Replace Component | Action | BRT
GRDRL | Guard Rail | GRDRL - Guard Rail | REPRASS | Repair Asset | REPRASS - Repair Asset | Action | BRT
GRDRL | Guard Rail | GRDRL - Guard Rail | UPGRADES | Upgrade | UPGRADES - Upgrade | Action | BRT
GRINDER | Grinder | GRINDER - Grinder | RECHTBA | Recharge The Battery | RECHTBA - Recharge The Battery | Action | BRT
GRNDLPS | Grounding and Lightning Protection System | GRNDLPS - Grounding and Lightning Protection System | ABNTEMP | Abnormal Temperature | ABNTEMP - Abnormal Temperature | Problem | BRT
GRNDLPS | Grounding and Lightning Protection System | GRNDLPS - Grounding and Lightning Protection System | CORROS | Corrosion | CORROS - Corrosion | Problem | BRT
GRNDLPS | Grounding and Lightning Protection System | GRNDLPS - Grounding and Lightning Protection System | ELECTRIP | Electrical Trip Out | ELECTRIP - Electrical Trip Out | Problem | BRT
GRNDLPS | Grounding and Lightning Protection System | GRNDLPS - Grounding and Lightning Protection System | EXNOISE | Excessive Noise | EXNOISE - Excessive Noise | Problem | BRT
GRNDLPS | Grounding and Lightning Protection System | GRNDLPS - Grounding and Lightning Protection System | EXVIBRTN | Excessive Vibration | EXVIBRTN - Excessive Vibration | Problem | BRT
GRNDLPS | Grounding and Lightning Protection System | GRNDLPS - Grounding and Lightning Protection System | JAMMEDEQ | Jammed Equipment | JAMMEDEQ - Jammed Equipment | Problem | BRT
GRNDLPS | Grounding and Lightning Protection System | GRNDLPS - Grounding and Lightning Protection System | LEAKING | Leaking | LEAKING - Leaking | Problem | BRT
GRNDLPS | Grounding and Lightning Protection System | GRNDLPS - Grounding and Lightning Protection System | LOWPERF | Low Performance | LOWPERF - Low Performance | Problem | BRT
GRNDLPS | Grounding and Lightning Protection System | GRNDLPS - Grounding and Lightning Protection System | NONOPER | Non-Operational | NONOPER - Non-Operational | Problem | BRT
GRNDLPS | Grounding and Lightning Protection System | GRNDLPS - Grounding and Lightning Protection System | PHYDMGE | Physical Damage | PHYDMGE - Physical Damage | Problem | BRT
GRNDLPS | Grounding and Lightning Protection System | GRNDLPS - Grounding and Lightning Protection System | UNSMELL | Unusual Smell | UNSMELL - Unusual Smell | Problem | BRT
GRNDLPS | Grounding and Lightning Protection System | GRNDLPS - Grounding and Lightning Protection System | UNSMOKE | Unusual Smoke | UNSMOKE - Unusual Smoke | Problem | BRT
GRNDLPS | Grounding and Lightning Protection System | GRNDLPS - Grounding and Lightning Protection System | DMGLROD | Damage To Lightning Rod | DMGLROD - Damage To Lightning Rod | Failure | BRT
GRNDLPS | Grounding and Lightning Protection System | GRNDLPS - Grounding and Lightning Protection System | FIXCORR | Fixings Are Corroded | FIXCORR - Fixings Are Corroded | Failure | BRT
GRNDLPS | Grounding and Lightning Protection System | GRNDLPS - Grounding and Lightning Protection System | GPSDET | Grounding Protection System Deteriorated | GPSDET - Grounding Protection System Deteriorated | Failure | BRT
GRNDLPS | Grounding and Lightning Protection System | GRNDLPS - Grounding and Lightning Protection System | ACCIDENT | Accident | ACCIDENT - Accident | Cause | BRT
GRNDLPS | Grounding and Lightning Protection System | GRNDLPS - Grounding and Lightning Protection System | ACCWEAR | Accelerated Wear | ACCWEAR - Accelerated Wear | Cause | BRT
GRNDLPS | Grounding and Lightning Protection System | GRNDLPS - Grounding and Lightning Protection System | ACTGOD | Weather condition/Forces of nature or Act of God | ACTGOD - Weather condition/Forces of nature or Act of God | Cause | BRT
GRNDLPS | Grounding and Lightning Protection System | GRNDLPS - Grounding and Lightning Protection System | CONTAM | Contamination | CONTAM - Contamination | Cause | BRT
GRNDLPS | Grounding and Lightning Protection System | GRNDLPS - Grounding and Lightning Protection System | CORRSION | Corrosion | CORRSION - Corrosion | Cause | BRT
GRNDLPS | Grounding and Lightning Protection System | GRNDLPS - Grounding and Lightning Protection System | DEFASSET | Defective Asset | DEFASSET - Defective Asset | Cause | BRT
GRNDLPS | Grounding and Lightning Protection System | GRNDLPS - Grounding and Lightning Protection System | EXLOAD | Excessive Load | EXLOAD - Excessive Load | Cause | BRT
GRNDLPS | Grounding and Lightning Protection System | GRNDLPS - Grounding and Lightning Protection System | IMPRMNT | Improper Maintenance | IMPRMNT - Improper Maintenance | Cause | BRT
GRNDLPS | Grounding and Lightning Protection System | GRNDLPS - Grounding and Lightning Protection System | INSLUBR | Insufficient Lubrication | INSLUBR - Insufficient Lubrication | Cause | BRT
GRNDLPS | Grounding and Lightning Protection System | GRNDLPS - Grounding and Lightning Protection System | LACKTRN | Lack of/ Inadequate Training | LACKTRN - Lack of/ Inadequate Training | Cause | BRT
GRNDLPS | Grounding and Lightning Protection System | GRNDLPS - Grounding and Lightning Protection System | MISSCMP | Loose/ Missing Component | MISSCMP - Loose/ Missing Component | Cause | BRT
GRNDLPS | Grounding and Lightning Protection System | GRNDLPS - Grounding and Lightning Protection System | NRMWEAR | Normal Wear | NRMWEAR - Normal Wear | Cause | BRT
GRNDLPS | Grounding and Lightning Protection System | GRNDLPS - Grounding and Lightning Protection System | OTHER | Other (specify) | OTHER - Other (specify) | Cause | BRT
GRNDLPS | Grounding and Lightning Protection System | GRNDLPS - Grounding and Lightning Protection System | PRINSTAL | Poor Installation | PRINSTAL - Poor Installation | Cause | BRT
GRNDLPS | Grounding and Lightning Protection System | GRNDLPS - Grounding and Lightning Protection System | PROCISSU | Procedure Issue | PROCISSU - Procedure Issue | Cause | BRT
GRNDLPS | Grounding and Lightning Protection System | GRNDLPS - Grounding and Lightning Protection System | UTLFAIL | Utility Failure | UTLFAIL - Utility Failure | Cause | BRT
GRNDLPS | Grounding and Lightning Protection System | GRNDLPS - Grounding and Lightning Protection System | VNDLSM | Vandalism | VNDLSM - Vandalism | Cause | BRT
GRNDLPS | Grounding and Lightning Protection System | GRNDLPS - Grounding and Lightning Protection System | WORNCMPT | Defective/ Worn Component | WORNCMPT - Defective/ Worn Component | Cause | BRT
GRNDLPS | Grounding and Lightning Protection System | GRNDLPS - Grounding and Lightning Protection System | ADJUSTD | Adjusted | ADJUSTD - Adjusted | Action | BRT
GRNDLPS | Grounding and Lightning Protection System | GRNDLPS - Grounding and Lightning Protection System | DECOMM | Decommission | DECOMM - Decommission | Action | BRT
GRNDLPS | Grounding and Lightning Protection System | GRNDLPS - Grounding and Lightning Protection System | DECONTME | Decontaminate | DECONTME - Decontaminate | Action | BRT
GRNDLPS | Grounding and Lightning Protection System | GRNDLPS - Grounding and Lightning Protection System | DONOTHIN | Do Nothing | DONOTHIN - Do Nothing | Action | BRT
GRNDLPS | Grounding and Lightning Protection System | GRNDLPS - Grounding and Lightning Protection System | LUBRCTE | Lubricate | LUBRCTE - Lubricate | Action | BRT
GRNDLPS | Grounding and Lightning Protection System | GRNDLPS - Grounding and Lightning Protection System | OTHER | Other (specify) | OTHER - Other (specify) | Action | BRT
GRNDLPS | Grounding and Lightning Protection System | GRNDLPS - Grounding and Lightning Protection System | RECALBRT | Recalibrate | RECALBRT - Recalibrate | Action | BRT
GRNDLPS | Grounding and Lightning Protection System | GRNDLPS - Grounding and Lightning Protection System | REMVOBT | Remove Obstruction | REMVOBT - Remove Obstruction | Action | BRT
GRNDLPS | Grounding and Lightning Protection System | GRNDLPS - Grounding and Lightning Protection System | REPCMPT | Repair Component | REPCMPT - Repair Component | Action | BRT
GRNDLPS | Grounding and Lightning Protection System | GRNDLPS - Grounding and Lightning Protection System | REPLACE | Replace | REPLACE - Replace | Action | BRT
GRNDLPS | Grounding and Lightning Protection System | GRNDLPS - Grounding and Lightning Protection System | REPLASS | Replace Asset | REPLASS - Replace Asset | Action | BRT
GRNDLPS | Grounding and Lightning Protection System | GRNDLPS - Grounding and Lightning Protection System | REPLCMPT | Replace Component | REPLCMPT - Replace Component | Action | BRT
GRNDLPS | Grounding and Lightning Protection System | GRNDLPS - Grounding and Lightning Protection System | REPRASS | Repair Asset | REPRASS - Repair Asset | Action | BRT
GRNDLPS | Grounding and Lightning Protection System | GRNDLPS - Grounding and Lightning Protection System | UPGRADES | Upgrade | UPGRADES - Upgrade | Action | BRT
GRYWTANK | Gray Water tank | GRYWTANK - Gray Water tank | LEAKING | Leaking | LEAKING - Leaking | Problem | BRT
GRYWTANK | Gray Water tank | GRYWTANK - Gray Water tank | PHYDMGE | Physical Damage | PHYDMGE - Physical Damage | Problem | BRT
GRYWTANK | Gray Water tank | GRYWTANK - Gray Water tank | GLSTOVER | Glycol storage tank overfilled | GLSTOVER - Glycol storage tank overfilled | Failure | BRT
GRYWTANK | Gray Water tank | GRYWTANK - Gray Water tank | STTKDET | Storage tank deteriorated | STTKDET - Storage tank deteriorated | Failure | BRT
GRYWTANK | Gray Water tank | GRYWTANK - Gray Water tank | UTKDWDET | Underground double wall storage tank deteriorated | UTKDWDET - Underground double wall storage tank deteriorated | Failure | BRT
GRYWTANK | Gray Water tank | GRYWTANK - Gray Water tank | NRMWEAR | Normal Wear | NRMWEAR - Normal Wear | Cause | BRT
GRYWTANK | Gray Water tank | GRYWTANK - Gray Water tank | PROCISSU | Procedure Issue | PROCISSU - Procedure Issue | Cause | BRT
GRYWTANK | Gray Water tank | GRYWTANK - Gray Water tank | ADJUSTD | Adjusted | ADJUSTD - Adjusted | Action | BRT
GRYWTANK | Gray Water tank | GRYWTANK - Gray Water tank | REPRASS | Repair Asset | REPRASS - Repair Asset | Action | BRT
GSDTCSYS | Gas Detection System | GSDTCSYS - Gas Detection System | CORROS | Corrosion | CORROS - Corrosion | Problem | BRT
GSDTCSYS | Gas Detection System | GSDTCSYS - Gas Detection System | ELECTRIP | Electrical Trip Out | ELECTRIP - Electrical Trip Out | Problem | BRT
GSDTCSYS | Gas Detection System | GSDTCSYS - Gas Detection System | LOWPERF | Low Performance | LOWPERF - Low Performance | Problem | BRT
GSDTCSYS | Gas Detection System | GSDTCSYS - Gas Detection System | NONOPER | Non-Operational | NONOPER - Non-Operational | Problem | BRT
GSDTCSYS | Gas Detection System | GSDTCSYS - Gas Detection System | PHYDMGE | Physical Damage | PHYDMGE - Physical Damage | Problem | BRT
GSDTCSYS | Gas Detection System | GSDTCSYS - Gas Detection System | DETCFAIL | Detector Failed | DETCFAIL - Detector Failed | Failure | BRT
GSDTCSYS | Gas Detection System | GSDTCSYS - Gas Detection System | GDSAFAIL | Gas Detection System alarm failed | GDSAFAIL - Gas Detection System alarm failed | Failure | BRT
GSDTCSYS | Gas Detection System | GSDTCSYS - Gas Detection System | SENEOL | Sensor End Of Life | SENEOL - Sensor End Of Life | Failure | BRT
GSDTCSYS | Gas Detection System | GSDTCSYS - Gas Detection System | SENRCONT | Sensor Contaminated | SENRCONT - Sensor Contaminated | Failure | BRT
GSDTCSYS | Gas Detection System | GSDTCSYS - Gas Detection System | SYSEOL | System End Of Life | SYSEOL - System End Of Life | Failure | BRT
GSDTCSYS | Gas Detection System | GSDTCSYS - Gas Detection System | SYSFAILD | System Failed | SYSFAILD - System Failed | Failure | BRT
GSDTCSYS | Gas Detection System | GSDTCSYS - Gas Detection System | ACCIDENT | Accident | ACCIDENT - Accident | Cause | BRT
GSDTCSYS | Gas Detection System | GSDTCSYS - Gas Detection System | ACCWEAR | Accelerated Wear | ACCWEAR - Accelerated Wear | Cause | BRT
GSDTCSYS | Gas Detection System | GSDTCSYS - Gas Detection System | CONTAM | Contamination | CONTAM - Contamination | Cause | BRT
GSDTCSYS | Gas Detection System | GSDTCSYS - Gas Detection System | IMPRMNT | Improper Maintenance | IMPRMNT - Improper Maintenance | Cause | BRT
GSDTCSYS | Gas Detection System | GSDTCSYS - Gas Detection System | MISSCMP | Loose/ Missing Component | MISSCMP - Loose/ Missing Component | Cause | BRT
GSDTCSYS | Gas Detection System | GSDTCSYS - Gas Detection System | NRMWEAR | Normal Wear | NRMWEAR - Normal Wear | Cause | BRT
GSDTCSYS | Gas Detection System | GSDTCSYS - Gas Detection System | PRINSTAL | Poor Installation | PRINSTAL - Poor Installation | Cause | BRT
GSDTCSYS | Gas Detection System | GSDTCSYS - Gas Detection System | PROCISSU | Procedure Issue | PROCISSU - Procedure Issue | Cause | BRT
GSDTCSYS | Gas Detection System | GSDTCSYS - Gas Detection System | UTLFAIL | Utility Failure | UTLFAIL - Utility Failure | Cause | BRT
GSDTCSYS | Gas Detection System | GSDTCSYS - Gas Detection System | WORNCMPT | Defective/ Worn Component | WORNCMPT - Defective/ Worn Component | Cause | BRT
GSDTCSYS | Gas Detection System | GSDTCSYS - Gas Detection System | ADJUSTD | Adjusted | ADJUSTD - Adjusted | Action | BRT
GSDTCSYS | Gas Detection System | GSDTCSYS - Gas Detection System | CALLCNTR | Call Contractor | CALLCNTR - Call Contractor | Action | BRT
GSDTCSYS | Gas Detection System | GSDTCSYS - Gas Detection System | DECOMM | Decommission | DECOMM - Decommission | Action | BRT
GSDTCSYS | Gas Detection System | GSDTCSYS - Gas Detection System | DECONTME | Decontaminate | DECONTME - Decontaminate | Action | BRT
GSDTCSYS | Gas Detection System | GSDTCSYS - Gas Detection System | RECALBRT | Recalibrate | RECALBRT - Recalibrate | Action | BRT
GSDTCSYS | Gas Detection System | GSDTCSYS - Gas Detection System | REPAIR | Repair | REPAIR - Repair | Action | BRT
GSDTCSYS | Gas Detection System | GSDTCSYS - Gas Detection System | REPLACE | Replace | REPLACE - Replace | Action | BRT
GSDTCSYS | Gas Detection System | GSDTCSYS - Gas Detection System | UPGRADES | Upgrade | UPGRADES - Upgrade | Action | BRT
HEATEXCH | Heat Exchanger | HEATEXCH - Heat Exchanger | ABNTEMP | Abnormal Temperature | ABNTEMP - Abnormal Temperature | Problem | BRT
HEATEXCH | Heat Exchanger | HEATEXCH - Heat Exchanger | CORROS | Corrosion | CORROS - Corrosion | Problem | BRT
HEATEXCH | Heat Exchanger | HEATEXCH - Heat Exchanger | ELECTRIP | Electrical Trip Out | ELECTRIP - Electrical Trip Out | Problem | BRT
HEATEXCH | Heat Exchanger | HEATEXCH - Heat Exchanger | EXNOISE | Excessive Noise | EXNOISE - Excessive Noise | Problem | BRT
HEATEXCH | Heat Exchanger | HEATEXCH - Heat Exchanger | EXVIBRTN | Excessive Vibration | EXVIBRTN - Excessive Vibration | Problem | BRT
HEATEXCH | Heat Exchanger | HEATEXCH - Heat Exchanger | JAMMEDEQ | Jammed Equipment | JAMMEDEQ - Jammed Equipment | Problem | BRT
HEATEXCH | Heat Exchanger | HEATEXCH - Heat Exchanger | LEAKING | Leaking | LEAKING - Leaking | Problem | BRT
HEATEXCH | Heat Exchanger | HEATEXCH - Heat Exchanger | LOWPERF | Low Performance | LOWPERF - Low Performance | Problem | BRT
HEATEXCH | Heat Exchanger | HEATEXCH - Heat Exchanger | NONOPER | Non-Operational | NONOPER - Non-Operational | Problem | BRT
HEATEXCH | Heat Exchanger | HEATEXCH - Heat Exchanger | PHYDMGE | Physical Damage | PHYDMGE - Physical Damage | Problem | BRT
HEATEXCH | Heat Exchanger | HEATEXCH - Heat Exchanger | UNSMELL | Unusual Smell | UNSMELL - Unusual Smell | Problem | BRT
HEATEXCH | Heat Exchanger | HEATEXCH - Heat Exchanger | UNSMOKE | Unusual Smoke | UNSMOKE - Unusual Smoke | Problem | BRT
HEATEXCH | Heat Exchanger | HEATEXCH - Heat Exchanger | HEXFAIL | Heat exchanger failed | HEXFAIL - Heat exchanger failed | Failure | BRT
HEATEXCH | Heat Exchanger | HEATEXCH - Heat Exchanger | ACCIDENT | Accident | ACCIDENT - Accident | Cause | BRT
HEATEXCH | Heat Exchanger | HEATEXCH - Heat Exchanger | ACCWEAR | Accelerated Wear | ACCWEAR - Accelerated Wear | Cause | BRT
HEATEXCH | Heat Exchanger | HEATEXCH - Heat Exchanger | ACTGOD | Weather condition/Forces of nature or Act of God | ACTGOD - Weather condition/Forces of nature or Act of God | Cause | BRT
HEATEXCH | Heat Exchanger | HEATEXCH - Heat Exchanger | CONTAM | Contamination | CONTAM - Contamination | Cause | BRT
HEATEXCH | Heat Exchanger | HEATEXCH - Heat Exchanger | DEFASSET | Defective Asset | DEFASSET - Defective Asset | Cause | BRT
HEATEXCH | Heat Exchanger | HEATEXCH - Heat Exchanger | EXLOAD | Excessive Load | EXLOAD - Excessive Load | Cause | BRT
HEATEXCH | Heat Exchanger | HEATEXCH - Heat Exchanger | IMPRMNT | Improper Maintenance | IMPRMNT - Improper Maintenance | Cause | BRT
HEATEXCH | Heat Exchanger | HEATEXCH - Heat Exchanger | INSLUBR | Insufficient Lubrication | INSLUBR - Insufficient Lubrication | Cause | BRT
HEATEXCH | Heat Exchanger | HEATEXCH - Heat Exchanger | LACKTRN | Lack of/ Inadequate Training | LACKTRN - Lack of/ Inadequate Training | Cause | BRT
HEATEXCH | Heat Exchanger | HEATEXCH - Heat Exchanger | MISSCMP | Loose/ Missing Component | MISSCMP - Loose/ Missing Component | Cause | BRT
HEATEXCH | Heat Exchanger | HEATEXCH - Heat Exchanger | NRMWEAR | Normal Wear | NRMWEAR - Normal Wear | Cause | BRT
HEATEXCH | Heat Exchanger | HEATEXCH - Heat Exchanger | OTHER | Other (specify) | OTHER - Other (specify) | Cause | BRT
HEATEXCH | Heat Exchanger | HEATEXCH - Heat Exchanger | PRINSTAL | Poor Installation | PRINSTAL - Poor Installation | Cause | BRT
HEATEXCH | Heat Exchanger | HEATEXCH - Heat Exchanger | PROCISSU | Procedure Issue | PROCISSU - Procedure Issue | Cause | BRT
HEATEXCH | Heat Exchanger | HEATEXCH - Heat Exchanger | UTLFAIL | Utility Failure | UTLFAIL - Utility Failure | Cause | BRT
HEATEXCH | Heat Exchanger | HEATEXCH - Heat Exchanger | VNDLSM | Vandalism | VNDLSM - Vandalism | Cause | BRT
HEATEXCH | Heat Exchanger | HEATEXCH - Heat Exchanger | WORNCMPT | Defective/ Worn Component | WORNCMPT - Defective/ Worn Component | Cause | BRT
HEATEXCH | Heat Exchanger | HEATEXCH - Heat Exchanger | ADJUSTD | Adjusted | ADJUSTD - Adjusted | Action | BRT
HEATEXCH | Heat Exchanger | HEATEXCH - Heat Exchanger | DECOMM | Decommission | DECOMM - Decommission | Action | BRT
HEATEXCH | Heat Exchanger | HEATEXCH - Heat Exchanger | DECONTME | Decontaminate | DECONTME - Decontaminate | Action | BRT
HEATEXCH | Heat Exchanger | HEATEXCH - Heat Exchanger | DONOTHIN | Do Nothing | DONOTHIN - Do Nothing | Action | BRT
HEATEXCH | Heat Exchanger | HEATEXCH - Heat Exchanger | LUBRCTE | Lubricate | LUBRCTE - Lubricate | Action | BRT
HEATEXCH | Heat Exchanger | HEATEXCH - Heat Exchanger | OTHER | Other (specify) | OTHER - Other (specify) | Action | BRT
HEATEXCH | Heat Exchanger | HEATEXCH - Heat Exchanger | RECALBRT | Recalibrate | RECALBRT - Recalibrate | Action | BRT
HEATEXCH | Heat Exchanger | HEATEXCH - Heat Exchanger | REMVOBT | Remove Obstruction | REMVOBT - Remove Obstruction | Action | BRT
HEATEXCH | Heat Exchanger | HEATEXCH - Heat Exchanger | REPCMPT | Repair Component | REPCMPT - Repair Component | Action | BRT
HEATEXCH | Heat Exchanger | HEATEXCH - Heat Exchanger | REPLASS | Replace Asset | REPLASS - Replace Asset | Action | BRT
HEATEXCH | Heat Exchanger | HEATEXCH - Heat Exchanger | REPLCMPT | Replace Component | REPLCMPT - Replace Component | Action | BRT
HEATEXCH | Heat Exchanger | HEATEXCH - Heat Exchanger | REPRASS | Repair Asset | REPRASS - Repair Asset | Action | BRT
HEATEXCH | Heat Exchanger | HEATEXCH - Heat Exchanger | UPGRADES | Upgrade | UPGRADES - Upgrade | Action | BRT
HMDFR | Humidifier | HMDFR - Humidifier | ABNTEMP | Abnormal Temperature | ABNTEMP - Abnormal Temperature | Problem | BRT
HMDFR | Humidifier | HMDFR - Humidifier | CORROS | Corrosion | CORROS - Corrosion | Problem | BRT
HMDFR | Humidifier | HMDFR - Humidifier | ELECTRIP | Electrical Trip Out | ELECTRIP - Electrical Trip Out | Problem | BRT
HMDFR | Humidifier | HMDFR - Humidifier | EXNOISE | Excessive Noise | EXNOISE - Excessive Noise | Problem | BRT
HMDFR | Humidifier | HMDFR - Humidifier | EXVIBRTN | Excessive Vibration | EXVIBRTN - Excessive Vibration | Problem | BRT
HMDFR | Humidifier | HMDFR - Humidifier | JAMMEDEQ | Jammed Equipment | JAMMEDEQ - Jammed Equipment | Problem | BRT
HMDFR | Humidifier | HMDFR - Humidifier | LEAKING | Leaking | LEAKING - Leaking | Problem | BRT
HMDFR | Humidifier | HMDFR - Humidifier | LOWPERF | Low Performance | LOWPERF - Low Performance | Problem | BRT
HMDFR | Humidifier | HMDFR - Humidifier | NONOPER | Non-Operational | NONOPER - Non-Operational | Problem | BRT
HMDFR | Humidifier | HMDFR - Humidifier | PHYDMGE | Physical Damage | PHYDMGE - Physical Damage | Problem | BRT
HMDFR | Humidifier | HMDFR - Humidifier | UNSMELL | Unusual Smell | UNSMELL - Unusual Smell | Problem | BRT
HMDFR | Humidifier | HMDFR - Humidifier | UNSMOKE | Unusual Smoke | UNSMOKE - Unusual Smoke | Problem | BRT
HMDFR | Humidifier | HMDFR - Humidifier | HMCDET | Humidifier components deteriorated | HMCDET - Humidifier components deteriorated | Failure | BRT
HMDFR | Humidifier | HMDFR - Humidifier | HMPCONT | Humidifier pad contaminated | HMPCONT - Humidifier pad contaminated | Failure | BRT
HMDFR | Humidifier | HMDFR - Humidifier | ACCIDENT | Accident | ACCIDENT - Accident | Cause | BRT
HMDFR | Humidifier | HMDFR - Humidifier | ACCWEAR | Accelerated Wear | ACCWEAR - Accelerated Wear | Cause | BRT
HMDFR | Humidifier | HMDFR - Humidifier | ACTGOD | Weather condition/Forces of nature or Act of God | ACTGOD - Weather condition/Forces of nature or Act of God | Cause | BRT
HMDFR | Humidifier | HMDFR - Humidifier | CONTAM | Contamination | CONTAM - Contamination | Cause | BRT
HMDFR | Humidifier | HMDFR - Humidifier | DEFASSET | Defective Asset | DEFASSET - Defective Asset | Cause | BRT
HMDFR | Humidifier | HMDFR - Humidifier | EXLOAD | Excessive Load | EXLOAD - Excessive Load | Cause | BRT
HMDFR | Humidifier | HMDFR - Humidifier | IMPRMNT | Improper Maintenance | IMPRMNT - Improper Maintenance | Cause | BRT
HMDFR | Humidifier | HMDFR - Humidifier | INSLUBR | Insufficient Lubrication | INSLUBR - Insufficient Lubrication | Cause | BRT
HMDFR | Humidifier | HMDFR - Humidifier | LACKTRN | Lack of/ Inadequate Training | LACKTRN - Lack of/ Inadequate Training | Cause | BRT
HMDFR | Humidifier | HMDFR - Humidifier | MISSCMP | Loose/ Missing Component | MISSCMP - Loose/ Missing Component | Cause | BRT
HMDFR | Humidifier | HMDFR - Humidifier | NRMWEAR | Normal Wear | NRMWEAR - Normal Wear | Cause | BRT
HMDFR | Humidifier | HMDFR - Humidifier | OTHER | Other (specify) | OTHER - Other (specify) | Cause | BRT
HMDFR | Humidifier | HMDFR - Humidifier | PRINSTAL | Poor Installation | PRINSTAL - Poor Installation | Cause | BRT
HMDFR | Humidifier | HMDFR - Humidifier | PROCISSU | Procedure Issue | PROCISSU - Procedure Issue | Cause | BRT
HMDFR | Humidifier | HMDFR - Humidifier | UTLFAIL | Utility Failure | UTLFAIL - Utility Failure | Cause | BRT
HMDFR | Humidifier | HMDFR - Humidifier | VNDLSM | Vandalism | VNDLSM - Vandalism | Cause | BRT
HMDFR | Humidifier | HMDFR - Humidifier | WORNCMPT | Defective/ Worn Component | WORNCMPT - Defective/ Worn Component | Cause | BRT
HMDFR | Humidifier | HMDFR - Humidifier | ADJUSTD | Adjusted | ADJUSTD - Adjusted | Action | BRT
HMDFR | Humidifier | HMDFR - Humidifier | DECOMM | Decommission | DECOMM - Decommission | Action | BRT
HMDFR | Humidifier | HMDFR - Humidifier | DECONTME | Decontaminate | DECONTME - Decontaminate | Action | BRT
HMDFR | Humidifier | HMDFR - Humidifier | DONOTHIN | Do Nothing | DONOTHIN - Do Nothing | Action | BRT
HMDFR | Humidifier | HMDFR - Humidifier | LUBRCTE | Lubricate | LUBRCTE - Lubricate | Action | BRT
HMDFR | Humidifier | HMDFR - Humidifier | OTHER | Other (specify) | OTHER - Other (specify) | Action | BRT
HMDFR | Humidifier | HMDFR - Humidifier | RECALBRT | Recalibrate | RECALBRT - Recalibrate | Action | BRT
HMDFR | Humidifier | HMDFR - Humidifier | REMVOBT | Remove Obstruction | REMVOBT - Remove Obstruction | Action | BRT
HMDFR | Humidifier | HMDFR - Humidifier | REPCMPT | Repair Component | REPCMPT - Repair Component | Action | BRT
HMDFR | Humidifier | HMDFR - Humidifier | REPLASS | Replace Asset | REPLASS - Replace Asset | Action | BRT
HMDFR | Humidifier | HMDFR - Humidifier | REPLCMPT | Replace Component | REPLCMPT - Replace Component | Action | BRT
HMDFR | Humidifier | HMDFR - Humidifier | REPRASS | Repair Asset | REPRASS - Repair Asset | Action | BRT
HMDFR | Humidifier | HMDFR - Humidifier | UPGRADES | Upgrade | UPGRADES - Upgrade | Action | BRT
HNDDRY | Hand Dryer | HNDDRY - Hand Dryer | ABNTEMP | Abnormal Temperature | ABNTEMP - Abnormal Temperature | Problem | BRT
HNDDRY | Hand Dryer | HNDDRY - Hand Dryer | CORROS | Corrosion | CORROS - Corrosion | Problem | BRT
HNDDRY | Hand Dryer | HNDDRY - Hand Dryer | ELECTRIP | Electrical Trip Out | ELECTRIP - Electrical Trip Out | Problem | BRT
HNDDRY | Hand Dryer | HNDDRY - Hand Dryer | EXNOISE | Excessive Noise | EXNOISE - Excessive Noise | Problem | BRT
HNDDRY | Hand Dryer | HNDDRY - Hand Dryer | EXVIBRTN | Excessive Vibration | EXVIBRTN - Excessive Vibration | Problem | BRT
HNDDRY | Hand Dryer | HNDDRY - Hand Dryer | JAMMEDEQ | Jammed Equipment | JAMMEDEQ - Jammed Equipment | Problem | BRT
HNDDRY | Hand Dryer | HNDDRY - Hand Dryer | LEAKING | Leaking | LEAKING - Leaking | Problem | BRT
HNDDRY | Hand Dryer | HNDDRY - Hand Dryer | LOWPERF | Low Performance | LOWPERF - Low Performance | Problem | BRT
HNDDRY | Hand Dryer | HNDDRY - Hand Dryer | NONOPER | Non-Operational | NONOPER - Non-Operational | Problem | BRT
HNDDRY | Hand Dryer | HNDDRY - Hand Dryer | PHYDMGE | Physical Damage | PHYDMGE - Physical Damage | Problem | BRT
HNDDRY | Hand Dryer | HNDDRY - Hand Dryer | UNSMELL | Unusual Smell | UNSMELL - Unusual Smell | Problem | BRT
HNDDRY | Hand Dryer | HNDDRY - Hand Dryer | UNSMOKE | Unusual Smoke | UNSMOKE - Unusual Smoke | Problem | BRT
HNDDRY | Hand Dryer | HNDDRY - Hand Dryer | HNDFAIL | Hand Dryer Failed | HNDFAIL - Hand Dryer Failed | Failure | BRT
HNDDRY | Hand Dryer | HNDDRY - Hand Dryer | HNDFCONT | Hand Dryer Filter Contaminated | HNDFCONT - Hand Dryer Filter Contaminated | Failure | BRT
HNDDRY | Hand Dryer | HNDDRY - Hand Dryer | ACCIDENT | Accident | ACCIDENT - Accident | Cause | BRT
HNDDRY | Hand Dryer | HNDDRY - Hand Dryer | ACCWEAR | Accelerated Wear | ACCWEAR - Accelerated Wear | Cause | BRT
HNDDRY | Hand Dryer | HNDDRY - Hand Dryer | ACTGOD | Weather condition/Forces of nature or Act of God | ACTGOD - Weather condition/Forces of nature or Act of God | Cause | BRT
HNDDRY | Hand Dryer | HNDDRY - Hand Dryer | CONTAM | Contamination | CONTAM - Contamination | Cause | BRT
HNDDRY | Hand Dryer | HNDDRY - Hand Dryer | DEFASSET | Defective Asset | DEFASSET - Defective Asset | Cause | BRT
HNDDRY | Hand Dryer | HNDDRY - Hand Dryer | EXLOAD | Excessive Load | EXLOAD - Excessive Load | Cause | BRT
HNDDRY | Hand Dryer | HNDDRY - Hand Dryer | IMPRMNT | Improper Maintenance | IMPRMNT - Improper Maintenance | Cause | BRT
HNDDRY | Hand Dryer | HNDDRY - Hand Dryer | INSLUBR | Insufficient Lubrication | INSLUBR - Insufficient Lubrication | Cause | BRT
HNDDRY | Hand Dryer | HNDDRY - Hand Dryer | LACKTRN | Lack of/ Inadequate Training | LACKTRN - Lack of/ Inadequate Training | Cause | BRT
HNDDRY | Hand Dryer | HNDDRY - Hand Dryer | MISSCMP | Loose/ Missing Component | MISSCMP - Loose/ Missing Component | Cause | BRT
HNDDRY | Hand Dryer | HNDDRY - Hand Dryer | NRMWEAR | Normal Wear | NRMWEAR - Normal Wear | Cause | BRT
HNDDRY | Hand Dryer | HNDDRY - Hand Dryer | OTHER | Other (specify) | OTHER - Other (specify) | Cause | BRT
HNDDRY | Hand Dryer | HNDDRY - Hand Dryer | PRINSTAL | Poor Installation | PRINSTAL - Poor Installation | Cause | BRT
HNDDRY | Hand Dryer | HNDDRY - Hand Dryer | PROCISSU | Procedure Issue | PROCISSU - Procedure Issue | Cause | BRT
HNDDRY | Hand Dryer | HNDDRY - Hand Dryer | UTLFAIL | Utility Failure | UTLFAIL - Utility Failure | Cause | BRT
HNDDRY | Hand Dryer | HNDDRY - Hand Dryer | VNDLSM | Vandalism | VNDLSM - Vandalism | Cause | BRT
HNDDRY | Hand Dryer | HNDDRY - Hand Dryer | WORNCMPT | Defective/ Worn Component | WORNCMPT - Defective/ Worn Component | Cause | BRT
HNDDRY | Hand Dryer | HNDDRY - Hand Dryer | ADJUSTD | Adjusted | ADJUSTD - Adjusted | Action | BRT
HNDDRY | Hand Dryer | HNDDRY - Hand Dryer | DECOMM | Decommission | DECOMM - Decommission | Action | BRT
HNDDRY | Hand Dryer | HNDDRY - Hand Dryer | DECONTME | Decontaminate | DECONTME - Decontaminate | Action | BRT
HNDDRY | Hand Dryer | HNDDRY - Hand Dryer | DONOTHIN | Do Nothing | DONOTHIN - Do Nothing | Action | BRT
HNDDRY | Hand Dryer | HNDDRY - Hand Dryer | LUBRCTE | Lubricate | LUBRCTE - Lubricate | Action | BRT
HNDDRY | Hand Dryer | HNDDRY - Hand Dryer | OTHER | Other (specify) | OTHER - Other (specify) | Action | BRT
HNDDRY | Hand Dryer | HNDDRY - Hand Dryer | RECALBRT | Recalibrate | RECALBRT - Recalibrate | Action | BRT
HNDDRY | Hand Dryer | HNDDRY - Hand Dryer | REMVOBT | Remove Obstruction | REMVOBT - Remove Obstruction | Action | BRT
HNDDRY | Hand Dryer | HNDDRY - Hand Dryer | REPCMPT | Repair Component | REPCMPT - Repair Component | Action | BRT
HNDDRY | Hand Dryer | HNDDRY - Hand Dryer | REPLASS | Replace Asset | REPLASS - Replace Asset | Action | BRT
HNDDRY | Hand Dryer | HNDDRY - Hand Dryer | REPLCMPT | Replace Component | REPLCMPT - Replace Component | Action | BRT
HNDDRY | Hand Dryer | HNDDRY - Hand Dryer | REPRASS | Repair Asset | REPRASS - Repair Asset | Action | BRT
HNDDRY | Hand Dryer | HNDDRY - Hand Dryer | UPGRADES | Upgrade | UPGRADES - Upgrade | Action | BRT
HNDRL | Hand Rail | HNDRL - Hand Rail | ABNTEMP | Abnormal Temperature | ABNTEMP - Abnormal Temperature | Problem | BRT
HNDRL | Hand Rail | HNDRL - Hand Rail | CORROS | Corrosion | CORROS - Corrosion | Problem | BRT
HNDRL | Hand Rail | HNDRL - Hand Rail | ELECTRIP | Electrical Trip Out | ELECTRIP - Electrical Trip Out | Problem | BRT
HNDRL | Hand Rail | HNDRL - Hand Rail | EXNOISE | Excessive Noise | EXNOISE - Excessive Noise | Problem | BRT
HNDRL | Hand Rail | HNDRL - Hand Rail | EXVIBRTN | Excessive Vibration | EXVIBRTN - Excessive Vibration | Problem | BRT
HNDRL | Hand Rail | HNDRL - Hand Rail | JAMMEDEQ | Jammed Equipment | JAMMEDEQ - Jammed Equipment | Problem | BRT
HNDRL | Hand Rail | HNDRL - Hand Rail | LEAKING | Leaking | LEAKING - Leaking | Problem | BRT
HNDRL | Hand Rail | HNDRL - Hand Rail | LOWPERF | Low Performance | LOWPERF - Low Performance | Problem | BRT
HNDRL | Hand Rail | HNDRL - Hand Rail | NONOPER | Non-Operational | NONOPER - Non-Operational | Problem | BRT
HNDRL | Hand Rail | HNDRL - Hand Rail | PHYDMGE | Physical Damage | PHYDMGE - Physical Damage | Problem | BRT
HNDRL | Hand Rail | HNDRL - Hand Rail | UNSMELL | Unusual Smell | UNSMELL - Unusual Smell | Problem | BRT
HNDRL | Hand Rail | HNDRL - Hand Rail | UNSMOKE | Unusual Smoke | UNSMOKE - Unusual Smoke | Problem | BRT
HNDRL | Hand Rail | HNDRL - Hand Rail | HNDRDET | Handrail Structure Deteriorated | HNDRDET - Handrail Structure Deteriorated | Failure | BRT
HNDRL | Hand Rail | HNDRL - Hand Rail | ACCIDENT | Accident | ACCIDENT - Accident | Cause | BRT
HNDRL | Hand Rail | HNDRL - Hand Rail | ACCWEAR | Accelerated Wear | ACCWEAR - Accelerated Wear | Cause | BRT
HNDRL | Hand Rail | HNDRL - Hand Rail | ACTGOD | Weather condition/Forces of nature or Act of God | ACTGOD - Weather condition/Forces of nature or Act of God | Cause | BRT
HNDRL | Hand Rail | HNDRL - Hand Rail | CONTAM | Contamination | CONTAM - Contamination | Cause | BRT
HNDRL | Hand Rail | HNDRL - Hand Rail | DEFASSET | Defective Asset | DEFASSET - Defective Asset | Cause | BRT
HNDRL | Hand Rail | HNDRL - Hand Rail | EXLOAD | Excessive Load | EXLOAD - Excessive Load | Cause | BRT
HNDRL | Hand Rail | HNDRL - Hand Rail | IMPRMNT | Improper Maintenance | IMPRMNT - Improper Maintenance | Cause | BRT
HNDRL | Hand Rail | HNDRL - Hand Rail | INSLUBR | Insufficient Lubrication | INSLUBR - Insufficient Lubrication | Cause | BRT
HNDRL | Hand Rail | HNDRL - Hand Rail | LACKTRN | Lack of/ Inadequate Training | LACKTRN - Lack of/ Inadequate Training | Cause | BRT
HNDRL | Hand Rail | HNDRL - Hand Rail | MISSCMP | Loose/ Missing Component | MISSCMP - Loose/ Missing Component | Cause | BRT
HNDRL | Hand Rail | HNDRL - Hand Rail | NRMWEAR | Normal Wear | NRMWEAR - Normal Wear | Cause | BRT
HNDRL | Hand Rail | HNDRL - Hand Rail | OTHER | Other (specify) | OTHER - Other (specify) | Cause | BRT
HNDRL | Hand Rail | HNDRL - Hand Rail | PRINSTAL | Poor Installation | PRINSTAL - Poor Installation | Cause | BRT
HNDRL | Hand Rail | HNDRL - Hand Rail | PROCISSU | Procedure Issue | PROCISSU - Procedure Issue | Cause | BRT
HNDRL | Hand Rail | HNDRL - Hand Rail | UTLFAIL | Utility Failure | UTLFAIL - Utility Failure | Cause | BRT
HNDRL | Hand Rail | HNDRL - Hand Rail | VNDLSM | Vandalism | VNDLSM - Vandalism | Cause | BRT
HNDRL | Hand Rail | HNDRL - Hand Rail | WORNCMPT | Defective/ Worn Component | WORNCMPT - Defective/ Worn Component | Cause | BRT
HNDRL | Hand Rail | HNDRL - Hand Rail | ADJUSTD | Adjusted | ADJUSTD - Adjusted | Action | BRT
HNDRL | Hand Rail | HNDRL - Hand Rail | DECOMM | Decommission | DECOMM - Decommission | Action | BRT
HNDRL | Hand Rail | HNDRL - Hand Rail | DECONTME | Decontaminate | DECONTME - Decontaminate | Action | BRT
HNDRL | Hand Rail | HNDRL - Hand Rail | DONOTHIN | Do Nothing | DONOTHIN - Do Nothing | Action | BRT
HNDRL | Hand Rail | HNDRL - Hand Rail | LUBRCTE | Lubricate | LUBRCTE - Lubricate | Action | BRT
HNDRL | Hand Rail | HNDRL - Hand Rail | OTHER | Other (specify) | OTHER - Other (specify) | Action | BRT
HNDRL | Hand Rail | HNDRL - Hand Rail | RECALBRT | Recalibrate | RECALBRT - Recalibrate | Action | BRT
HNDRL | Hand Rail | HNDRL - Hand Rail | REMVOBT | Remove Obstruction | REMVOBT - Remove Obstruction | Action | BRT
HNDRL | Hand Rail | HNDRL - Hand Rail | REPCMPT | Repair Component | REPCMPT - Repair Component | Action | BRT
HNDRL | Hand Rail | HNDRL - Hand Rail | REPLASS | Replace Asset | REPLASS - Replace Asset | Action | BRT
HNDRL | Hand Rail | HNDRL - Hand Rail | REPLCMPT | Replace Component | REPLCMPT - Replace Component | Action | BRT
HNDRL | Hand Rail | HNDRL - Hand Rail | REPRASS | Repair Asset | REPRASS - Repair Asset | Action | BRT
HNDRL | Hand Rail | HNDRL - Hand Rail | UPGRADES | Upgrade | UPGRADES - Upgrade | Action | BRT
HRU | Heat Recovery Unit | HRU - Heat Recovery Unit | ABNTEMP | Abnormal Temperature | ABNTEMP - Abnormal Temperature | Problem | BRT
HRU | Heat Recovery Unit | HRU - Heat Recovery Unit | CORROS | Corrosion | CORROS - Corrosion | Problem | BRT
HRU | Heat Recovery Unit | HRU - Heat Recovery Unit | ELECTRIP | Electrical Trip Out | ELECTRIP - Electrical Trip Out | Problem | BRT
HRU | Heat Recovery Unit | HRU - Heat Recovery Unit | EXNOISE | Excessive Noise | EXNOISE - Excessive Noise | Problem | BRT
HRU | Heat Recovery Unit | HRU - Heat Recovery Unit | EXVIBRTN | Excessive Vibration | EXVIBRTN - Excessive Vibration | Problem | BRT
HRU | Heat Recovery Unit | HRU - Heat Recovery Unit | JAMMEDEQ | Jammed Equipment | JAMMEDEQ - Jammed Equipment | Problem | BRT
HRU | Heat Recovery Unit | HRU - Heat Recovery Unit | LEAKING | Leaking | LEAKING - Leaking | Problem | BRT
HRU | Heat Recovery Unit | HRU - Heat Recovery Unit | LOWPERF | Low Performance | LOWPERF - Low Performance | Problem | BRT
HRU | Heat Recovery Unit | HRU - Heat Recovery Unit | NONOPER | Non-Operational | NONOPER - Non-Operational | Problem | BRT
HRU | Heat Recovery Unit | HRU - Heat Recovery Unit | PHYDMGE | Physical Damage | PHYDMGE - Physical Damage | Problem | BRT
HRU | Heat Recovery Unit | HRU - Heat Recovery Unit | UNSMELL | Unusual Smell | UNSMELL - Unusual Smell | Problem | BRT
HRU | Heat Recovery Unit | HRU - Heat Recovery Unit | UNSMOKE | Unusual Smoke | UNSMOKE - Unusual Smoke | Problem | BRT
HRU | Heat Recovery Unit | HRU - Heat Recovery Unit | HRVFCONT | Heat recovery ventilator filter contaminated | HRVFCONT - Heat recovery ventilator filter contaminated | Failure | BRT
HRU | Heat Recovery Unit | HRU - Heat Recovery Unit | HRVVCDET | Heat recovery ventilator components deteriorated | HRVVCDET - Heat recovery ventilator components deteriorated | Failure | BRT
HRU | Heat Recovery Unit | HRU - Heat Recovery Unit | ACCIDENT | Accident | ACCIDENT - Accident | Cause | BRT
HRU | Heat Recovery Unit | HRU - Heat Recovery Unit | ACCWEAR | Accelerated Wear | ACCWEAR - Accelerated Wear | Cause | BRT
HRU | Heat Recovery Unit | HRU - Heat Recovery Unit | ACTGOD | Weather condition/Forces of nature or Act of God | ACTGOD - Weather condition/Forces of nature or Act of God | Cause | BRT
HRU | Heat Recovery Unit | HRU - Heat Recovery Unit | CONTAM | Contamination | CONTAM - Contamination | Cause | BRT
HRU | Heat Recovery Unit | HRU - Heat Recovery Unit | DEFASSET | Defective Asset | DEFASSET - Defective Asset | Cause | BRT
HRU | Heat Recovery Unit | HRU - Heat Recovery Unit | EXLOAD | Excessive Load | EXLOAD - Excessive Load | Cause | BRT
HRU | Heat Recovery Unit | HRU - Heat Recovery Unit | IMPRMNT | Improper Maintenance | IMPRMNT - Improper Maintenance | Cause | BRT
HRU | Heat Recovery Unit | HRU - Heat Recovery Unit | INSLUBR | Insufficient Lubrication | INSLUBR - Insufficient Lubrication | Cause | BRT
HRU | Heat Recovery Unit | HRU - Heat Recovery Unit | LACKTRN | Lack of/ Inadequate Training | LACKTRN - Lack of/ Inadequate Training | Cause | BRT
HRU | Heat Recovery Unit | HRU - Heat Recovery Unit | MISSCMP | Loose/ Missing Component | MISSCMP - Loose/ Missing Component | Cause | BRT
HRU | Heat Recovery Unit | HRU - Heat Recovery Unit | NRMWEAR | Normal Wear | NRMWEAR - Normal Wear | Cause | BRT
HRU | Heat Recovery Unit | HRU - Heat Recovery Unit | OTHER | Other (specify) | OTHER - Other (specify) | Cause | BRT
HRU | Heat Recovery Unit | HRU - Heat Recovery Unit | PRINSTAL | Poor Installation | PRINSTAL - Poor Installation | Cause | BRT
HRU | Heat Recovery Unit | HRU - Heat Recovery Unit | PROCISSU | Procedure Issue | PROCISSU - Procedure Issue | Cause | BRT
HRU | Heat Recovery Unit | HRU - Heat Recovery Unit | UTLFAIL | Utility Failure | UTLFAIL - Utility Failure | Cause | BRT
HRU | Heat Recovery Unit | HRU - Heat Recovery Unit | VNDLSM | Vandalism | VNDLSM - Vandalism | Cause | BRT
HRU | Heat Recovery Unit | HRU - Heat Recovery Unit | WORNCMPT | Defective/ Worn Component | WORNCMPT - Defective/ Worn Component | Cause | BRT
HRU | Heat Recovery Unit | HRU - Heat Recovery Unit | ADJUSTD | Adjusted | ADJUSTD - Adjusted | Action | BRT
HRU | Heat Recovery Unit | HRU - Heat Recovery Unit | DECOMM | Decommission | DECOMM - Decommission | Action | BRT
HRU | Heat Recovery Unit | HRU - Heat Recovery Unit | DECONTME | Decontaminate | DECONTME - Decontaminate | Action | BRT
HRU | Heat Recovery Unit | HRU - Heat Recovery Unit | DONOTHIN | Do Nothing | DONOTHIN - Do Nothing | Action | BRT
HRU | Heat Recovery Unit | HRU - Heat Recovery Unit | LUBRCTE | Lubricate | LUBRCTE - Lubricate | Action | BRT
HRU | Heat Recovery Unit | HRU - Heat Recovery Unit | OTHER | Other (specify) | OTHER - Other (specify) | Action | BRT
HRU | Heat Recovery Unit | HRU - Heat Recovery Unit | RECALBRT | Recalibrate | RECALBRT - Recalibrate | Action | BRT
HRU | Heat Recovery Unit | HRU - Heat Recovery Unit | REMVOBT | Remove Obstruction | REMVOBT - Remove Obstruction | Action | BRT
HRU | Heat Recovery Unit | HRU - Heat Recovery Unit | REPCMPT | Repair Component | REPCMPT - Repair Component | Action | BRT
HRU | Heat Recovery Unit | HRU - Heat Recovery Unit | REPLASS | Replace Asset | REPLASS - Replace Asset | Action | BRT
HRU | Heat Recovery Unit | HRU - Heat Recovery Unit | REPLCMPT | Replace Component | REPLCMPT - Replace Component | Action | BRT
HRU | Heat Recovery Unit | HRU - Heat Recovery Unit | REPRASS | Repair Asset | REPRASS - Repair Asset | Action | BRT
HRU | Heat Recovery Unit | HRU - Heat Recovery Unit | UPGRADES | Upgrade | UPGRADES - Upgrade | Action | BRT
HTR | Heater | HTR - Heater | ABNTEMP | Abnormal Temperature | ABNTEMP - Abnormal Temperature | Problem | BRT
HTR | Heater | HTR - Heater | CORROS | Corrosion | CORROS - Corrosion | Problem | BRT
HTR | Heater | HTR - Heater | ELECTRIP | Electrical Trip Out | ELECTRIP - Electrical Trip Out | Problem | BRT
HTR | Heater | HTR - Heater | EXNOISE | Excessive Noise | EXNOISE - Excessive Noise | Problem | BRT
HTR | Heater | HTR - Heater | EXVIBRTN | Excessive Vibration | EXVIBRTN - Excessive Vibration | Problem | BRT
HTR | Heater | HTR - Heater | JAMMEDEQ | Jammed Equipment | JAMMEDEQ - Jammed Equipment | Problem | BRT
HTR | Heater | HTR - Heater | LEAKING | Leaking | LEAKING - Leaking | Problem | BRT
HTR | Heater | HTR - Heater | LOWPERF | Low Performance | LOWPERF - Low Performance | Problem | BRT
HTR | Heater | HTR - Heater | NONOPER | Non-Operational | NONOPER - Non-Operational | Problem | BRT
HTR | Heater | HTR - Heater | PHYDMGE | Physical Damage | PHYDMGE - Physical Damage | Problem | BRT
HTR | Heater | HTR - Heater | UNSMELL | Unusual Smell | UNSMELL - Unusual Smell | Problem | BRT
HTR | Heater | HTR - Heater | UNSMOKE | Unusual Smoke | UNSMOKE - Unusual Smoke | Problem | BRT
HTR | Heater | HTR - Heater | HEATEXP | Explosion/ignition of heater | HEATEXP - Explosion/ignition of heater | Failure | BRT
HTR | Heater | HTR - Heater | HEATOXY | Oxygen Sensor Malfunction of the heater | HEATOXY - Oxygen Sensor Malfunction of the heater | Failure | BRT
HTR | Heater | HTR - Heater | HEATWIRE | Wiring Failure of the heater | HEATWIRE - Wiring Failure of the heater | Failure | BRT
HTR | Heater | HTR - Heater | ACCIDENT | Accident | ACCIDENT - Accident | Cause | BRT
HTR | Heater | HTR - Heater | ACCWEAR | Accelerated Wear | ACCWEAR - Accelerated Wear | Cause | BRT
HTR | Heater | HTR - Heater | ACTGOD | Weather condition/Forces of nature or Act of God | ACTGOD - Weather condition/Forces of nature or Act of God | Cause | BRT
HTR | Heater | HTR - Heater | CONTAM | Contamination | CONTAM - Contamination | Cause | BRT
HTR | Heater | HTR - Heater | DEFASSET | Defective Asset | DEFASSET - Defective Asset | Cause | BRT
HTR | Heater | HTR - Heater | EXLOAD | Excessive Load | EXLOAD - Excessive Load | Cause | BRT
HTR | Heater | HTR - Heater | IMPRMNT | Improper Maintenance | IMPRMNT - Improper Maintenance | Cause | BRT
HTR | Heater | HTR - Heater | INSLUBR | Insufficient Lubrication | INSLUBR - Insufficient Lubrication | Cause | BRT
HTR | Heater | HTR - Heater | LACKTRN | Lack of/ Inadequate Training | LACKTRN - Lack of/ Inadequate Training | Cause | BRT
HTR | Heater | HTR - Heater | MISSCMP | Loose/ Missing Component | MISSCMP - Loose/ Missing Component | Cause | BRT
HTR | Heater | HTR - Heater | NRMWEAR | Normal Wear | NRMWEAR - Normal Wear | Cause | BRT
HTR | Heater | HTR - Heater | OTHER | Other (specify) | OTHER - Other (specify) | Cause | BRT
HTR | Heater | HTR - Heater | PRINSTAL | Poor Installation | PRINSTAL - Poor Installation | Cause | BRT
HTR | Heater | HTR - Heater | PROCISSU | Procedure Issue | PROCISSU - Procedure Issue | Cause | BRT
HTR | Heater | HTR - Heater | UTLFAIL | Utility Failure | UTLFAIL - Utility Failure | Cause | BRT
HTR | Heater | HTR - Heater | VNDLSM | Vandalism | VNDLSM - Vandalism | Cause | BRT
HTR | Heater | HTR - Heater | WORNCMPT | Defective/ Worn Component | WORNCMPT - Defective/ Worn Component | Cause | BRT
HTR | Heater | HTR - Heater | ADJUSTD | Adjusted | ADJUSTD - Adjusted | Action | BRT
HTR | Heater | HTR - Heater | DECOMM | Decommission | DECOMM - Decommission | Action | BRT
HTR | Heater | HTR - Heater | DECONTME | Decontaminate | DECONTME - Decontaminate | Action | BRT
HTR | Heater | HTR - Heater | DONOTHIN | Do Nothing | DONOTHIN - Do Nothing | Action | BRT
HTR | Heater | HTR - Heater | LUBRCTE | Lubricate | LUBRCTE - Lubricate | Action | BRT
HTR | Heater | HTR - Heater | OTHER | Other (specify) | OTHER - Other (specify) | Action | BRT
HTR | Heater | HTR - Heater | RECALBRT | Recalibrate | RECALBRT - Recalibrate | Action | BRT
HTR | Heater | HTR - Heater | REMVOBT | Remove Obstruction | REMVOBT - Remove Obstruction | Action | BRT
HTR | Heater | HTR - Heater | REPCMPT | Repair Component | REPCMPT - Repair Component | Action | BRT
HTR | Heater | HTR - Heater | REPLASS | Replace Asset | REPLASS - Replace Asset | Action | BRT
HTR | Heater | HTR - Heater | REPLCMPT | Replace Component | REPLCMPT - Replace Component | Action | BRT
HTR | Heater | HTR - Heater | REPRASS | Repair Asset | REPRASS - Repair Asset | Action | BRT
HTR | Heater | HTR - Heater | UPGRADES | Upgrade | UPGRADES - Upgrade | Action | BRT
HTWTRHT | Hot Water Heater | HTWTRHT - Hot Water Heater | ABNTEMP | Abnormal Temperature | ABNTEMP - Abnormal Temperature | Problem | BRT
HTWTRHT | Hot Water Heater | HTWTRHT - Hot Water Heater | CORROS | Corrosion | CORROS - Corrosion | Problem | BRT
HTWTRHT | Hot Water Heater | HTWTRHT - Hot Water Heater | ELECTRIP | Electrical Trip Out | ELECTRIP - Electrical Trip Out | Problem | BRT
HTWTRHT | Hot Water Heater | HTWTRHT - Hot Water Heater | EXNOISE | Excessive Noise | EXNOISE - Excessive Noise | Problem | BRT
HTWTRHT | Hot Water Heater | HTWTRHT - Hot Water Heater | EXVIBRTN | Excessive Vibration | EXVIBRTN - Excessive Vibration | Problem | BRT
HTWTRHT | Hot Water Heater | HTWTRHT - Hot Water Heater | JAMMEDEQ | Jammed Equipment | JAMMEDEQ - Jammed Equipment | Problem | BRT
HTWTRHT | Hot Water Heater | HTWTRHT - Hot Water Heater | LEAKING | Leaking | LEAKING - Leaking | Problem | BRT
HTWTRHT | Hot Water Heater | HTWTRHT - Hot Water Heater | LOWPERF | Low Performance | LOWPERF - Low Performance | Problem | BRT
HTWTRHT | Hot Water Heater | HTWTRHT - Hot Water Heater | NONOPER | Non-Operational | NONOPER - Non-Operational | Problem | BRT
HTWTRHT | Hot Water Heater | HTWTRHT - Hot Water Heater | PHYDMGE | Physical Damage | PHYDMGE - Physical Damage | Problem | BRT
HTWTRHT | Hot Water Heater | HTWTRHT - Hot Water Heater | UNSMELL | Unusual Smell | UNSMELL - Unusual Smell | Problem | BRT
HTWTRHT | Hot Water Heater | HTWTRHT - Hot Water Heater | UNSMOKE | Unusual Smoke | UNSMOKE - Unusual Smoke | Problem | BRT
HTWTRHT | Hot Water Heater | HTWTRHT - Hot Water Heater | HWHCONT | Hot water system build-up of contaminants | HWHCONT - Hot water system build-up of contaminants | Failure | BRT
HTWTRHT | Hot Water Heater | HTWTRHT - Hot Water Heater | HWHSHDET | Hot water system heater deteriorated | HWHSHDET - Hot water system heater deteriorated | Failure | BRT
HTWTRHT | Hot Water Heater | HTWTRHT - Hot Water Heater | HWHVFAIL | Pressure safety valve failed | HWHVFAIL - Pressure safety valve failed | Failure | BRT
HTWTRHT | Hot Water Heater | HTWTRHT - Hot Water Heater | TNKLDET | Tank Liner Deteriorated | TNKLDET - Tank Liner Deteriorated | Failure | BRT
HTWTRHT | Hot Water Heater | HTWTRHT - Hot Water Heater | ACCIDENT | Accident | ACCIDENT - Accident | Cause | BRT
HTWTRHT | Hot Water Heater | HTWTRHT - Hot Water Heater | ACCWEAR | Accelerated Wear | ACCWEAR - Accelerated Wear | Cause | BRT
HTWTRHT | Hot Water Heater | HTWTRHT - Hot Water Heater | ACTGOD | Weather condition/Forces of nature or Act of God | ACTGOD - Weather condition/Forces of nature or Act of God | Cause | BRT
HTWTRHT | Hot Water Heater | HTWTRHT - Hot Water Heater | CONTAM | Contamination | CONTAM - Contamination | Cause | BRT
HTWTRHT | Hot Water Heater | HTWTRHT - Hot Water Heater | DEFASSET | Defective Asset | DEFASSET - Defective Asset | Cause | BRT
HTWTRHT | Hot Water Heater | HTWTRHT - Hot Water Heater | EXLOAD | Excessive Load | EXLOAD - Excessive Load | Cause | BRT
HTWTRHT | Hot Water Heater | HTWTRHT - Hot Water Heater | IMPRMNT | Improper Maintenance | IMPRMNT - Improper Maintenance | Cause | BRT
HTWTRHT | Hot Water Heater | HTWTRHT - Hot Water Heater | INSLUBR | Insufficient Lubrication | INSLUBR - Insufficient Lubrication | Cause | BRT
HTWTRHT | Hot Water Heater | HTWTRHT - Hot Water Heater | LACKTRN | Lack of/ Inadequate Training | LACKTRN - Lack of/ Inadequate Training | Cause | BRT
HTWTRHT | Hot Water Heater | HTWTRHT - Hot Water Heater | MISSCMP | Loose/ Missing Component | MISSCMP - Loose/ Missing Component | Cause | BRT
HTWTRHT | Hot Water Heater | HTWTRHT - Hot Water Heater | NRMWEAR | Normal Wear | NRMWEAR - Normal Wear | Cause | BRT
HTWTRHT | Hot Water Heater | HTWTRHT - Hot Water Heater | OTHER | Other (specify) | OTHER - Other (specify) | Cause | BRT
HTWTRHT | Hot Water Heater | HTWTRHT - Hot Water Heater | PRINSTAL | Poor Installation | PRINSTAL - Poor Installation | Cause | BRT
HTWTRHT | Hot Water Heater | HTWTRHT - Hot Water Heater | PROCISSU | Procedure Issue | PROCISSU - Procedure Issue | Cause | BRT
HTWTRHT | Hot Water Heater | HTWTRHT - Hot Water Heater | UTLFAIL | Utility Failure | UTLFAIL - Utility Failure | Cause | BRT
HTWTRHT | Hot Water Heater | HTWTRHT - Hot Water Heater | VNDLSM | Vandalism | VNDLSM - Vandalism | Cause | BRT
HTWTRHT | Hot Water Heater | HTWTRHT - Hot Water Heater | WORNCMPT | Defective/ Worn Component | WORNCMPT - Defective/ Worn Component | Cause | BRT
HTWTRHT | Hot Water Heater | HTWTRHT - Hot Water Heater | ADJUSTD | Adjusted | ADJUSTD - Adjusted | Action | BRT
HTWTRHT | Hot Water Heater | HTWTRHT - Hot Water Heater | DECOMM | Decommission | DECOMM - Decommission | Action | BRT
HTWTRHT | Hot Water Heater | HTWTRHT - Hot Water Heater | DECONTME | Decontaminate | DECONTME - Decontaminate | Action | BRT
HTWTRHT | Hot Water Heater | HTWTRHT - Hot Water Heater | DONOTHIN | Do Nothing | DONOTHIN - Do Nothing | Action | BRT
HTWTRHT | Hot Water Heater | HTWTRHT - Hot Water Heater | LUBRCTE | Lubricate | LUBRCTE - Lubricate | Action | BRT
HTWTRHT | Hot Water Heater | HTWTRHT - Hot Water Heater | OTHER | Other (specify) | OTHER - Other (specify) | Action | BRT
HTWTRHT | Hot Water Heater | HTWTRHT - Hot Water Heater | RECALBRT | Recalibrate | RECALBRT - Recalibrate | Action | BRT
HTWTRHT | Hot Water Heater | HTWTRHT - Hot Water Heater | REMVOBT | Remove Obstruction | REMVOBT - Remove Obstruction | Action | BRT
HTWTRHT | Hot Water Heater | HTWTRHT - Hot Water Heater | REPCMPT | Repair Component | REPCMPT - Repair Component | Action | BRT
HTWTRHT | Hot Water Heater | HTWTRHT - Hot Water Heater | REPLASS | Replace Asset | REPLASS - Replace Asset | Action | BRT
HTWTRHT | Hot Water Heater | HTWTRHT - Hot Water Heater | REPLCMPT | Replace Component | REPLCMPT - Replace Component | Action | BRT
HTWTRHT | Hot Water Heater | HTWTRHT - Hot Water Heater | REPRASS | Repair Asset | REPRASS - Repair Asset | Action | BRT
HTWTRHT | Hot Water Heater | HTWTRHT - Hot Water Heater | UPGRADES | Upgrade | UPGRADES - Upgrade | Action | BRT
HVACARDS | HVAC Air Distribution System | HVACARDS - HVAC Air Distribution System | ABNTEMP | Abnormal Temperature | ABNTEMP - Abnormal Temperature | Problem | BRT
HVACARDS | HVAC Air Distribution System | HVACARDS - HVAC Air Distribution System | CORROS | Corrosion | CORROS - Corrosion | Problem | BRT
HVACARDS | HVAC Air Distribution System | HVACARDS - HVAC Air Distribution System | ELECTRIP | Electrical Trip Out | ELECTRIP - Electrical Trip Out | Problem | BRT
HVACARDS | HVAC Air Distribution System | HVACARDS - HVAC Air Distribution System | EXNOISE | Excessive Noise | EXNOISE - Excessive Noise | Problem | BRT
HVACARDS | HVAC Air Distribution System | HVACARDS - HVAC Air Distribution System | EXVIBRTN | Excessive Vibration | EXVIBRTN - Excessive Vibration | Problem | BRT
HVACARDS | HVAC Air Distribution System | HVACARDS - HVAC Air Distribution System | JAMMEDEQ | Jammed Equipment | JAMMEDEQ - Jammed Equipment | Problem | BRT
HVACARDS | HVAC Air Distribution System | HVACARDS - HVAC Air Distribution System | LEAKING | Leaking | LEAKING - Leaking | Problem | BRT
HVACARDS | HVAC Air Distribution System | HVACARDS - HVAC Air Distribution System | LOWPERF | Low Performance | LOWPERF - Low Performance | Problem | BRT
HVACARDS | HVAC Air Distribution System | HVACARDS - HVAC Air Distribution System | PHYDMGE | Physical Damage | PHYDMGE - Physical Damage | Problem | BRT
HVACARDS | HVAC Air Distribution System | HVACARDS - HVAC Air Distribution System | UNSMELL | Unusual Smell | UNSMELL - Unusual Smell | Problem | BRT
HVACARDS | HVAC Air Distribution System | HVACARDS - HVAC Air Distribution System | UNSMOKE | Unusual Smoke | UNSMOKE - Unusual Smoke | Problem | BRT
HVACARDS | HVAC Air Distribution System | HVACARDS - HVAC Air Distribution System | BASSETNG | BAS Setting | BASSETNG - BAS Setting | Failure | BRT
HVACARDS | HVAC Air Distribution System | HVACARDS - HVAC Air Distribution System | BRCLGPIP | Broken /Clogged Pipping | BRCLGPIP - Broken /Clogged Pipping | Failure | BRT
HVACARDS | HVAC Air Distribution System | HVACARDS - HVAC Air Distribution System | DMPRSTCK | Damper Stuck | DMPRSTCK - Damper Stuck | Failure | BRT
HVACARDS | HVAC Air Distribution System | HVACARDS - HVAC Air Distribution System | FANWORN | Fan/motor assembly worn | FANWORN - Fan/motor assembly worn | Failure | BRT
HVACARDS | HVAC Air Distribution System | HVACARDS - HVAC Air Distribution System | HVADFAIL | HVAC air distribution system failed | HVADFAIL - HVAC air distribution system failed | Failure | BRT
HVACARDS | HVAC Air Distribution System | HVACARDS - HVAC Air Distribution System | SENRFAIL | Sensor Failure | SENRFAIL - Sensor Failure | Failure | BRT
HVACARDS | HVAC Air Distribution System | HVACARDS - HVAC Air Distribution System | ACCIDENT | Accident | ACCIDENT - Accident | Cause | BRT
HVACARDS | HVAC Air Distribution System | HVACARDS - HVAC Air Distribution System | ACTGOD | Weather condition/Forces of nature or Act of God | ACTGOD - Weather condition/Forces of nature or Act of God | Cause | BRT
HVACARDS | HVAC Air Distribution System | HVACARDS - HVAC Air Distribution System | CONTAM | Contamination | CONTAM - Contamination | Cause | BRT
HVACARDS | HVAC Air Distribution System | HVACARDS - HVAC Air Distribution System | INSLUBR | Insufficient Lubrication | INSLUBR - Insufficient Lubrication | Cause | BRT
HVACARDS | HVAC Air Distribution System | HVACARDS - HVAC Air Distribution System | MISSCMP | Loose/ Missing Component | MISSCMP - Loose/ Missing Component | Cause | BRT
HVACARDS | HVAC Air Distribution System | HVACARDS - HVAC Air Distribution System | NRMWEAR | Normal Wear | NRMWEAR - Normal Wear | Cause | BRT
HVACARDS | HVAC Air Distribution System | HVACARDS - HVAC Air Distribution System | UTLFAIL | Utility Failure | UTLFAIL - Utility Failure | Cause | BRT
HVACARDS | HVAC Air Distribution System | HVACARDS - HVAC Air Distribution System | WORNCMPT | Defective/ Worn Component | WORNCMPT - Defective/ Worn Component | Cause | BRT
HVACARDS | HVAC Air Distribution System | HVACARDS - HVAC Air Distribution System | ADJUSTD | Adjusted | ADJUSTD - Adjusted | Action | BRT
HVACARDS | HVAC Air Distribution System | HVACARDS - HVAC Air Distribution System | CALLCNTR | Call Contractor | CALLCNTR - Call Contractor | Action | BRT
HVACARDS | HVAC Air Distribution System | HVACARDS - HVAC Air Distribution System | LUBRCTE | Lubricate | LUBRCTE - Lubricate | Action | BRT
HVACARDS | HVAC Air Distribution System | HVACARDS - HVAC Air Distribution System | RECALBRT | Recalibrate | RECALBRT - Recalibrate | Action | BRT
HVACARDS | HVAC Air Distribution System | HVACARDS - HVAC Air Distribution System | REMVOBT | Remove Obstruction | REMVOBT - Remove Obstruction | Action | BRT
HVACARDS | HVAC Air Distribution System | HVACARDS - HVAC Air Distribution System | REPAIR | Repair | REPAIR - Repair | Action | BRT
HVACARDS | HVAC Air Distribution System | HVACARDS - HVAC Air Distribution System | REPLACE | Replace | REPLACE - Replace | Action | BRT
HVACARDS | HVAC Air Distribution System | HVACARDS - HVAC Air Distribution System | UPGRADES | Upgrade | UPGRADES - Upgrade | Action | BRT
INGRNHST | In Ground Hoists | INGRNHST - In Ground Hoists | CORROS | Corrosion | CORROS - Corrosion | Problem | BRT
INGRNHST | In Ground Hoists | INGRNHST - In Ground Hoists | ELECTRIP | Electrical Trip Out | ELECTRIP - Electrical Trip Out | Problem | BRT
INGRNHST | In Ground Hoists | INGRNHST - In Ground Hoists | EXVIBRTN | Excessive Vibration | EXVIBRTN - Excessive Vibration | Problem | BRT
INGRNHST | In Ground Hoists | INGRNHST - In Ground Hoists | HIWTRALR | High Water Alarm | HIWTRALR - High Water Alarm | Problem | BRT
INGRNHST | In Ground Hoists | INGRNHST - In Ground Hoists | JAMMEDEQ | Jammed Equipment | JAMMEDEQ - Jammed Equipment | Problem | BRT
INGRNHST | In Ground Hoists | INGRNHST - In Ground Hoists | LEAKING | Leaking | LEAKING - Leaking | Problem | BRT
INGRNHST | In Ground Hoists | INGRNHST - In Ground Hoists | NONOPER | Non-Operational | NONOPER - Non-Operational | Problem | BRT
INGRNHST | In Ground Hoists | INGRNHST - In Ground Hoists | PHYDMGE | Physical Damage | PHYDMGE - Physical Damage | Problem | BRT
INGRNHST | In Ground Hoists | INGRNHST - In Ground Hoists | DETINGHS | Deterioration Of The In Ground Hoists | DETINGHS - Deterioration Of The In Ground Hoists | Failure | BRT
INGRNHST | In Ground Hoists | INGRNHST - In Ground Hoists | ELCMPFL | Electrical Component Failure | ELCMPFL - Electrical Component Failure | Failure | BRT
INGRNHST | In Ground Hoists | INGRNHST - In Ground Hoists | FRNTRMNM | Front Ram Not Moving | FRNTRMNM - Front Ram Not Moving | Failure | BRT
INGRNHST | In Ground Hoists | INGRNHST - In Ground Hoists | HOIPADDG | Hoist Pad Damaged | HOIPADDG - Hoist Pad Damaged | Failure | BRT
INGRNHST | In Ground Hoists | INGRNHST - In Ground Hoists | HOIPCKBL | Hoist Pocket Blocked | HOIPCKBL - Hoist Pocket Blocked | Failure | BRT
INGRNHST | In Ground Hoists | INGRNHST - In Ground Hoists | HYDRFAIL | Hydraulic Failure | HYDRFAIL - Hydraulic Failure | Failure | BRT
INGRNHST | In Ground Hoists | INGRNHST - In Ground Hoists | IGHOIL | Low Oil Level within the in ground hoists | IGHOIL - Low Oil Level within the in ground hoists | Failure | BRT
INGRNHST | In Ground Hoists | INGRNHST - In Ground Hoists | IGHSEAL | Premature Seal Failure of the in ground hoists | IGHSEAL - Premature Seal Failure of the in ground hoists | Failure | BRT
INGRNHST | In Ground Hoists | INGRNHST - In Ground Hoists | LOCKSTCK | Lock Sticking | LOCKSTCK - Lock Sticking | Failure | BRT
INGRNHST | In Ground Hoists | INGRNHST - In Ground Hoists | OPRTERR | Operator Error | OPRTERR - Operator Error | Failure | BRT
INGRNHST | In Ground Hoists | INGRNHST - In Ground Hoists | OUTOFSYN | Out Of Sync | OUTOFSYN - Out Of Sync | Failure | BRT
INGRNHST | In Ground Hoists | INGRNHST - In Ground Hoists | PNUMFAIL | Pneumatic Failure | PNUMFAIL - Pneumatic Failure | Failure | BRT
INGRNHST | In Ground Hoists | INGRNHST - In Ground Hoists | POORDRNG | Poor Drainage | POORDRNG - Poor Drainage | Failure | BRT
INGRNHST | In Ground Hoists | INGRNHST - In Ground Hoists | SENSRBLK | Sensor Blocked | SENSRBLK - Sensor Blocked | Failure | BRT
INGRNHST | In Ground Hoists | INGRNHST - In Ground Hoists | ACCIDENT | Accident | ACCIDENT - Accident | Cause | BRT
INGRNHST | In Ground Hoists | INGRNHST - In Ground Hoists | ACCWEAR | Accelerated Wear | ACCWEAR - Accelerated Wear | Cause | BRT
INGRNHST | In Ground Hoists | INGRNHST - In Ground Hoists | CONTAM | Contamination | CONTAM - Contamination | Cause | BRT
INGRNHST | In Ground Hoists | INGRNHST - In Ground Hoists | DEFASSET | Defective Asset | DEFASSET - Defective Asset | Cause | BRT
INGRNHST | In Ground Hoists | INGRNHST - In Ground Hoists | IMPRMNT | Improper Maintenance | IMPRMNT - Improper Maintenance | Cause | BRT
INGRNHST | In Ground Hoists | INGRNHST - In Ground Hoists | INSLUBR | Insufficient Lubrication | INSLUBR - Insufficient Lubrication | Cause | BRT
INGRNHST | In Ground Hoists | INGRNHST - In Ground Hoists | LACKTRN | Lack of/ Inadequate Training | LACKTRN - Lack of/ Inadequate Training | Cause | BRT
INGRNHST | In Ground Hoists | INGRNHST - In Ground Hoists | MISSCMP | Loose/ Missing Component | MISSCMP - Loose/ Missing Component | Cause | BRT
INGRNHST | In Ground Hoists | INGRNHST - In Ground Hoists | NOPWR | No Power | NOPWR - No Power | Cause | BRT
INGRNHST | In Ground Hoists | INGRNHST - In Ground Hoists | NRMWEAR | Normal Wear | NRMWEAR - Normal Wear | Cause | BRT
INGRNHST | In Ground Hoists | INGRNHST - In Ground Hoists | PROCISSU | Procedure Issue | PROCISSU - Procedure Issue | Cause | BRT
INGRNHST | In Ground Hoists | INGRNHST - In Ground Hoists | WORNCMPT | Defective/ Worn Component | WORNCMPT - Defective/ Worn Component | Cause | BRT
INGRNHST | In Ground Hoists | INGRNHST - In Ground Hoists | ADJUSTD | Adjusted | ADJUSTD - Adjusted | Action | BRT
INGRNHST | In Ground Hoists | INGRNHST - In Ground Hoists | DECOMM | Decommission | DECOMM - Decommission | Action | BRT
INGRNHST | In Ground Hoists | INGRNHST - In Ground Hoists | DECONTME | Decontaminate | DECONTME - Decontaminate | Action | BRT
INGRNHST | In Ground Hoists | INGRNHST - In Ground Hoists | DONOTHIN | Do Nothing | DONOTHIN - Do Nothing | Action | BRT
INGRNHST | In Ground Hoists | INGRNHST - In Ground Hoists | LUBRCTE | Lubricate | LUBRCTE - Lubricate | Action | BRT
INGRNHST | In Ground Hoists | INGRNHST - In Ground Hoists | OTHER | Other (specify) | OTHER - Other (specify) | Action | BRT
INGRNHST | In Ground Hoists | INGRNHST - In Ground Hoists | RECALBRT | Recalibrate | RECALBRT - Recalibrate | Action | BRT
INGRNHST | In Ground Hoists | INGRNHST - In Ground Hoists | REMVOBT | Remove Obstruction | REMVOBT - Remove Obstruction | Action | BRT
INGRNHST | In Ground Hoists | INGRNHST - In Ground Hoists | REPAIR | Repair | REPAIR - Repair | Action | BRT
INGRNHST | In Ground Hoists | INGRNHST - In Ground Hoists | REPLACE | Replace | REPLACE - Replace | Action | BRT
INSPPIT | Inspection Pits | INSPPIT - Inspection Pits | CORROS | Corrosion | CORROS - Corrosion | Problem | BRT
INSPPIT | Inspection Pits | INSPPIT - Inspection Pits | ELECTRIP | Electrical Trip Out | ELECTRIP - Electrical Trip Out | Problem | BRT
INSPPIT | Inspection Pits | INSPPIT - Inspection Pits | LEAKING | Leaking | LEAKING - Leaking | Problem | BRT
INSPPIT | Inspection Pits | INSPPIT - Inspection Pits | NONOPER | Non-Operational | NONOPER - Non-Operational | Problem | BRT
INSPPIT | Inspection Pits | INSPPIT - Inspection Pits | PHYDMGE | Physical Damage | PHYDMGE - Physical Damage | Problem | BRT
INSPPIT | Inspection Pits | INSPPIT - Inspection Pits | CONCCHIP | Concrete Chipping/Cracking/Spalling | CONCCHIP - Concrete Chipping/Cracking/Spalling | Failure | BRT
INSPPIT | Inspection Pits | INSPPIT - Inspection Pits | DETIBMSY | Deterioration Of The I-Beam System | DETIBMSY - Deterioration Of The I-Beam System | Failure | BRT
INSPPIT | Inspection Pits | INSPPIT - Inspection Pits | DETPROWL | Deterioration Of Protective Wall/Floor Coating | DETPROWL - Deterioration Of Protective Wall/Floor Coating | Failure | BRT
INSPPIT | Inspection Pits | INSPPIT - Inspection Pits | DIRTY | Dirty/Contaminated | DIRTY - Dirty/Contaminated | Failure | BRT
INSPPIT | Inspection Pits | INSPPIT - Inspection Pits | EXHAIRFL | Exhaust Air Failure | EXHAIRFL - Exhaust Air Failure | Failure | BRT
INSPPIT | Inspection Pits | INSPPIT - Inspection Pits | IPITCOL | Collapse of the inspection pits | IPITCOL - Collapse of the inspection pits | Failure | BRT
INSPPIT | Inspection Pits | INSPPIT - Inspection Pits | LEAKPIPE | Leaking Pipes | LEAKPIPE - Leaking Pipes | Failure | BRT
INSPPIT | Inspection Pits | INSPPIT - Inspection Pits | LIGHTFL | Lighting Failure | LIGHTFL - Lighting Failure | Failure | BRT
INSPPIT | Inspection Pits | INSPPIT - Inspection Pits | SLIPSTIR | Slippery Stairs | SLIPSTIR - Slippery Stairs | Failure | BRT
INSPPIT | Inspection Pits | INSPPIT - Inspection Pits | ACCIDENT | Accident | ACCIDENT - Accident | Cause | BRT
INSPPIT | Inspection Pits | INSPPIT - Inspection Pits | ACCWEAR | Accelerated Wear | ACCWEAR - Accelerated Wear | Cause | BRT
INSPPIT | Inspection Pits | INSPPIT - Inspection Pits | CONTAM | Contamination | CONTAM - Contamination | Cause | BRT
INSPPIT | Inspection Pits | INSPPIT - Inspection Pits | IMPRMNT | Improper Maintenance | IMPRMNT - Improper Maintenance | Cause | BRT
INSPPIT | Inspection Pits | INSPPIT - Inspection Pits | LACKTRN | Lack of/ Inadequate Training | LACKTRN - Lack of/ Inadequate Training | Cause | BRT
INSPPIT | Inspection Pits | INSPPIT - Inspection Pits | MISSCMP | Loose/ Missing Component | MISSCMP - Loose/ Missing Component | Cause | BRT
INSPPIT | Inspection Pits | INSPPIT - Inspection Pits | NRMWEAR | Normal Wear | NRMWEAR - Normal Wear | Cause | BRT
INSPPIT | Inspection Pits | INSPPIT - Inspection Pits | PRINSTAL | Poor Installation | PRINSTAL - Poor Installation | Cause | BRT
INSPPIT | Inspection Pits | INSPPIT - Inspection Pits | UTLFAIL | Utility Failure | UTLFAIL - Utility Failure | Cause | BRT
INSPPIT | Inspection Pits | INSPPIT - Inspection Pits | VNDLSM | Vandalism | VNDLSM - Vandalism | Cause | BRT
INSPPIT | Inspection Pits | INSPPIT - Inspection Pits | WORNCMPT | Defective/ Worn Component | WORNCMPT - Defective/ Worn Component | Cause | BRT
INSPPIT | Inspection Pits | INSPPIT - Inspection Pits | CALLCNTR | Call Contractor | CALLCNTR - Call Contractor | Action | BRT
INSPPIT | Inspection Pits | INSPPIT - Inspection Pits | DECONTME | Decontaminate | DECONTME - Decontaminate | Action | BRT
INSPPIT | Inspection Pits | INSPPIT - Inspection Pits | REMVOBT | Remove Obstruction | REMVOBT - Remove Obstruction | Action | BRT
INSPPIT | Inspection Pits | INSPPIT - Inspection Pits | REPAIR | Repair | REPAIR - Repair | Action | BRT
INSPPIT | Inspection Pits | INSPPIT - Inspection Pits | REPLACE | Replace | REPLACE - Replace | Action | BRT
INSPPIT | Inspection Pits | INSPPIT - Inspection Pits | UPGRADES | Upgrade | UPGRADES - Upgrade | Action | BRT
JCKSTND | Jack Stand | JCKSTND - Jack Stand | ABNTEMP | Abnormal Temperature | ABNTEMP - Abnormal Temperature | Problem | BRT
JCKSTND | Jack Stand | JCKSTND - Jack Stand | CORROS | Corrosion | CORROS - Corrosion | Problem | BRT
JCKSTND | Jack Stand | JCKSTND - Jack Stand | ELECTRIP | Electrical Trip Out | ELECTRIP - Electrical Trip Out | Problem | BRT
JCKSTND | Jack Stand | JCKSTND - Jack Stand | EXNOISE | Excessive Noise | EXNOISE - Excessive Noise | Problem | BRT
JCKSTND | Jack Stand | JCKSTND - Jack Stand | EXVIBRTN | Excessive Vibration | EXVIBRTN - Excessive Vibration | Problem | BRT
JCKSTND | Jack Stand | JCKSTND - Jack Stand | JAMMEDEQ | Jammed Equipment | JAMMEDEQ - Jammed Equipment | Problem | BRT
JCKSTND | Jack Stand | JCKSTND - Jack Stand | LEAKING | Leaking | LEAKING - Leaking | Problem | BRT
JCKSTND | Jack Stand | JCKSTND - Jack Stand | LOWPERF | Low Performance | LOWPERF - Low Performance | Problem | BRT
JCKSTND | Jack Stand | JCKSTND - Jack Stand | NONOPER | Non-Operational | NONOPER - Non-Operational | Problem | BRT
JCKSTND | Jack Stand | JCKSTND - Jack Stand | PHYDMGE | Physical Damage | PHYDMGE - Physical Damage | Problem | BRT
JCKSTND | Jack Stand | JCKSTND - Jack Stand | UNSMELL | Unusual Smell | UNSMELL - Unusual Smell | Problem | BRT
JCKSTND | Jack Stand | JCKSTND - Jack Stand | UNSMOKE | Unusual Smoke | UNSMOKE - Unusual Smoke | Problem | BRT
JCKSTND | Jack Stand | JCKSTND - Jack Stand | JACKDET | Natural Deterioration of the jack stand | JACKDET - Natural Deterioration of the jack stand | Failure | BRT
JCKSTND | Jack Stand | JCKSTND - Jack Stand | ACCIDENT | Accident | ACCIDENT - Accident | Cause | BRT
JCKSTND | Jack Stand | JCKSTND - Jack Stand | ACCWEAR | Accelerated Wear | ACCWEAR - Accelerated Wear | Cause | BRT
JCKSTND | Jack Stand | JCKSTND - Jack Stand | ACTGOD | Weather condition/Forces of nature or Act of God | ACTGOD - Weather condition/Forces of nature or Act of God | Cause | BRT
JCKSTND | Jack Stand | JCKSTND - Jack Stand | CONTAM | Contamination | CONTAM - Contamination | Cause | BRT
JCKSTND | Jack Stand | JCKSTND - Jack Stand | DEFASSET | Defective Asset | DEFASSET - Defective Asset | Cause | BRT
JCKSTND | Jack Stand | JCKSTND - Jack Stand | EXLOAD | Excessive Load | EXLOAD - Excessive Load | Cause | BRT
JCKSTND | Jack Stand | JCKSTND - Jack Stand | IMPRMNT | Improper Maintenance | IMPRMNT - Improper Maintenance | Cause | BRT
JCKSTND | Jack Stand | JCKSTND - Jack Stand | INSLUBR | Insufficient Lubrication | INSLUBR - Insufficient Lubrication | Cause | BRT
JCKSTND | Jack Stand | JCKSTND - Jack Stand | LACKTRN | Lack of/ Inadequate Training | LACKTRN - Lack of/ Inadequate Training | Cause | BRT
JCKSTND | Jack Stand | JCKSTND - Jack Stand | MISSCMP | Loose/ Missing Component | MISSCMP - Loose/ Missing Component | Cause | BRT
JCKSTND | Jack Stand | JCKSTND - Jack Stand | NRMWEAR | Normal Wear | NRMWEAR - Normal Wear | Cause | BRT
JCKSTND | Jack Stand | JCKSTND - Jack Stand | OTHER | Other (specify) | OTHER - Other (specify) | Cause | BRT
JCKSTND | Jack Stand | JCKSTND - Jack Stand | PRINSTAL | Poor Installation | PRINSTAL - Poor Installation | Cause | BRT
JCKSTND | Jack Stand | JCKSTND - Jack Stand | PROCISSU | Procedure Issue | PROCISSU - Procedure Issue | Cause | BRT
JCKSTND | Jack Stand | JCKSTND - Jack Stand | UTLFAIL | Utility Failure | UTLFAIL - Utility Failure | Cause | BRT
JCKSTND | Jack Stand | JCKSTND - Jack Stand | VNDLSM | Vandalism | VNDLSM - Vandalism | Cause | BRT
JCKSTND | Jack Stand | JCKSTND - Jack Stand | WORNCMPT | Defective/ Worn Component | WORNCMPT - Defective/ Worn Component | Cause | BRT
JCKSTND | Jack Stand | JCKSTND - Jack Stand | ADJUSTD | Adjusted | ADJUSTD - Adjusted | Action | BRT
JCKSTND | Jack Stand | JCKSTND - Jack Stand | DECOMM | Decommission | DECOMM - Decommission | Action | BRT
JCKSTND | Jack Stand | JCKSTND - Jack Stand | DECONTME | Decontaminate | DECONTME - Decontaminate | Action | BRT
JCKSTND | Jack Stand | JCKSTND - Jack Stand | DONOTHIN | Do Nothing | DONOTHIN - Do Nothing | Action | BRT
JCKSTND | Jack Stand | JCKSTND - Jack Stand | LUBRCTE | Lubricate | LUBRCTE - Lubricate | Action | BRT
JCKSTND | Jack Stand | JCKSTND - Jack Stand | OTHER | Other (specify) | OTHER - Other (specify) | Action | BRT
JCKSTND | Jack Stand | JCKSTND - Jack Stand | RECALBRT | Recalibrate | RECALBRT - Recalibrate | Action | BRT
JCKSTND | Jack Stand | JCKSTND - Jack Stand | REMVOBT | Remove Obstruction | REMVOBT - Remove Obstruction | Action | BRT
JCKSTND | Jack Stand | JCKSTND - Jack Stand | REPCMPT | Repair Component | REPCMPT - Repair Component | Action | BRT
JCKSTND | Jack Stand | JCKSTND - Jack Stand | REPLASS | Replace Asset | REPLASS - Replace Asset | Action | BRT
JCKSTND | Jack Stand | JCKSTND - Jack Stand | REPLCMPT | Replace Component | REPLCMPT - Replace Component | Action | BRT
JCKSTND | Jack Stand | JCKSTND - Jack Stand | REPRASS | Repair Asset | REPRASS - Repair Asset | Action | BRT
JCKSTND | Jack Stand | JCKSTND - Jack Stand | UPGRADES | Upgrade | UPGRADES - Upgrade | Action | BRT
LGHT | Lighting | LGHT - Lighting | ABNTEMP | Abnormal Temperature | ABNTEMP - Abnormal Temperature | Problem | BRT
LGHT | Lighting | LGHT - Lighting | CORROS | Corrosion | CORROS - Corrosion | Problem | BRT
LGHT | Lighting | LGHT - Lighting | ELECTRIP | Electrical Trip Out | ELECTRIP - Electrical Trip Out | Problem | BRT
LGHT | Lighting | LGHT - Lighting | EXNOISE | Excessive Noise | EXNOISE - Excessive Noise | Problem | BRT
LGHT | Lighting | LGHT - Lighting | EXVIBRTN | Excessive Vibration | EXVIBRTN - Excessive Vibration | Problem | BRT
LGHT | Lighting | LGHT - Lighting | JAMMEDEQ | Jammed Equipment | JAMMEDEQ - Jammed Equipment | Problem | BRT
LGHT | Lighting | LGHT - Lighting | LEAKING | Leaking | LEAKING - Leaking | Problem | BRT
LGHT | Lighting | LGHT - Lighting | LOWPERF | Low Performance | LOWPERF - Low Performance | Problem | BRT
LGHT | Lighting | LGHT - Lighting | NONOPER | Non-Operational | NONOPER - Non-Operational | Problem | BRT
LGHT | Lighting | LGHT - Lighting | PHYDMGE | Physical Damage | PHYDMGE - Physical Damage | Problem | BRT
LGHT | Lighting | LGHT - Lighting | UNSMELL | Unusual Smell | UNSMELL - Unusual Smell | Problem | BRT
LGHT | Lighting | LGHT - Lighting | UNSMOKE | Unusual Smoke | UNSMOKE - Unusual Smoke | Problem | BRT
LGHT | Lighting | LGHT - Lighting | FLRLDEF | Flourescent Light Defective | FLRLDEF - Flourescent Light Defective | Failure | BRT
LGHT | Lighting | LGHT - Lighting | IOFCLGHT | Inside/Outside Facilities Contaminated Lighting | IOFCLGHT - Inside/Outside Facilities Contaminated Lighting | Failure | BRT
LGHT | Lighting | LGHT - Lighting | IOFILGHT | Inside/Outside Facilities Insufficient Lighting | IOFILGHT - Inside/Outside Facilities Insufficient Lighting | Failure | BRT
LGHT | Lighting | LGHT - Lighting | LEDLGTNW | LED Light Not Working | LEDLGTNW - LED Light Not Working | Failure | BRT
LGHT | Lighting | LGHT - Lighting | ACCIDENT | Accident | ACCIDENT - Accident | Cause | BRT
LGHT | Lighting | LGHT - Lighting | ACCWEAR | Accelerated Wear | ACCWEAR - Accelerated Wear | Cause | BRT
LGHT | Lighting | LGHT - Lighting | ACTGOD | Weather condition/Forces of nature or Act of God | ACTGOD - Weather condition/Forces of nature or Act of God | Cause | BRT
LGHT | Lighting | LGHT - Lighting | CONTAM | Contamination | CONTAM - Contamination | Cause | BRT
LGHT | Lighting | LGHT - Lighting | DEFASSET | Defective Asset | DEFASSET - Defective Asset | Cause | BRT
LGHT | Lighting | LGHT - Lighting | DEFECT3 | Defective Starters/Bulbs/Ballast | DEFECT3 - Defective Starters/Bulbs/Ballast | Cause | BRT
LGHT | Lighting | LGHT - Lighting | EXLOAD | Excessive Load | EXLOAD - Excessive Load | Cause | BRT
LGHT | Lighting | LGHT - Lighting | IMPRMNT | Improper Maintenance | IMPRMNT - Improper Maintenance | Cause | BRT
LGHT | Lighting | LGHT - Lighting | INSLUBR | Insufficient Lubrication | INSLUBR - Insufficient Lubrication | Cause | BRT
LGHT | Lighting | LGHT - Lighting | LACKTRN | Lack of/ Inadequate Training | LACKTRN - Lack of/ Inadequate Training | Cause | BRT
LGHT | Lighting | LGHT - Lighting | LEDDRIVR | LED Driver Defective | LEDDRIVR - LED Driver Defective | Cause | BRT
LGHT | Lighting | LGHT - Lighting | MISSCMP | Loose/ Missing Component | MISSCMP - Loose/ Missing Component | Cause | BRT
LGHT | Lighting | LGHT - Lighting | NRMWEAR | Normal Wear | NRMWEAR - Normal Wear | Cause | BRT
LGHT | Lighting | LGHT - Lighting | OTHER | Other (specify) | OTHER - Other (specify) | Cause | BRT
LGHT | Lighting | LGHT - Lighting | PRINSTAL | Poor Installation | PRINSTAL - Poor Installation | Cause | BRT
LGHT | Lighting | LGHT - Lighting | PROCISSU | Procedure Issue | PROCISSU - Procedure Issue | Cause | BRT
LGHT | Lighting | LGHT - Lighting | UTLFAIL | Utility Failure | UTLFAIL - Utility Failure | Cause | BRT
LGHT | Lighting | LGHT - Lighting | VNDLSM | Vandalism | VNDLSM - Vandalism | Cause | BRT
LGHT | Lighting | LGHT - Lighting | WORNCMPT | Defective/ Worn Component | WORNCMPT - Defective/ Worn Component | Cause | BRT
LGHT | Lighting | LGHT - Lighting | ADJUSTD | Adjusted | ADJUSTD - Adjusted | Action | BRT
LGHT | Lighting | LGHT - Lighting | DECOMM | Decommission | DECOMM - Decommission | Action | BRT
LGHT | Lighting | LGHT - Lighting | DECONTME | Decontaminate | DECONTME - Decontaminate | Action | BRT
LGHT | Lighting | LGHT - Lighting | DONOTHIN | Do Nothing | DONOTHIN - Do Nothing | Action | BRT
LGHT | Lighting | LGHT - Lighting | LUBRCTE | Lubricate | LUBRCTE - Lubricate | Action | BRT
LGHT | Lighting | LGHT - Lighting | OTHER | Other (specify) | OTHER - Other (specify) | Action | BRT
LGHT | Lighting | LGHT - Lighting | RECALBRT | Recalibrate | RECALBRT - Recalibrate | Action | BRT
LGHT | Lighting | LGHT - Lighting | REMVOBT | Remove Obstruction | REMVOBT - Remove Obstruction | Action | BRT
LGHT | Lighting | LGHT - Lighting | REPCMPT | Repair Component | REPCMPT - Repair Component | Action | BRT
LGHT | Lighting | LGHT - Lighting | REPLACE | Replace | REPLACE - Replace | Action | BRT
LGHT | Lighting | LGHT - Lighting | REPLASS | Replace Asset | REPLASS - Replace Asset | Action | BRT
LGHT | Lighting | LGHT - Lighting | REPLCMPT | Replace Component | REPLCMPT - Replace Component | Action | BRT
LGHT | Lighting | LGHT - Lighting | REPRASS | Repair Asset | REPRASS - Repair Asset | Action | BRT
LGHT | Lighting | LGHT - Lighting | UPGRADES | Upgrade | UPGRADES - Upgrade | Action | BRT
LGHTCTRL | Lighting Control System | LGHTCTRL - Lighting Control System | ABNTEMP | Abnormal Temperature | ABNTEMP - Abnormal Temperature | Problem | BRT
LGHTCTRL | Lighting Control System | LGHTCTRL - Lighting Control System | CORROS | Corrosion | CORROS - Corrosion | Problem | BRT
LGHTCTRL | Lighting Control System | LGHTCTRL - Lighting Control System | ELECTRIP | Electrical Trip Out | ELECTRIP - Electrical Trip Out | Problem | BRT
LGHTCTRL | Lighting Control System | LGHTCTRL - Lighting Control System | EXNOISE | Excessive Noise | EXNOISE - Excessive Noise | Problem | BRT
LGHTCTRL | Lighting Control System | LGHTCTRL - Lighting Control System | EXVIBRTN | Excessive Vibration | EXVIBRTN - Excessive Vibration | Problem | BRT
LGHTCTRL | Lighting Control System | LGHTCTRL - Lighting Control System | JAMMEDEQ | Jammed Equipment | JAMMEDEQ - Jammed Equipment | Problem | BRT
LGHTCTRL | Lighting Control System | LGHTCTRL - Lighting Control System | LEAKING | Leaking | LEAKING - Leaking | Problem | BRT
LGHTCTRL | Lighting Control System | LGHTCTRL - Lighting Control System | LOWPERF | Low Performance | LOWPERF - Low Performance | Problem | BRT
LGHTCTRL | Lighting Control System | LGHTCTRL - Lighting Control System | NONOPER | Non-Operational | NONOPER - Non-Operational | Problem | BRT
LGHTCTRL | Lighting Control System | LGHTCTRL - Lighting Control System | PHYDMGE | Physical Damage | PHYDMGE - Physical Damage | Problem | BRT
LGHTCTRL | Lighting Control System | LGHTCTRL - Lighting Control System | UNSMELL | Unusual Smell | UNSMELL - Unusual Smell | Problem | BRT
LGHTCTRL | Lighting Control System | LGHTCTRL - Lighting Control System | UNSMOKE | Unusual Smoke | UNSMOKE - Unusual Smoke | Problem | BRT
LGHTCTRL | Lighting Control System | LGHTCTRL - Lighting Control System | LCSFAIL | Lighting Control System Failed | LCSFAIL - Lighting Control System Failed | Failure | BRT
LGHTCTRL | Lighting Control System | LGHTCTRL - Lighting Control System | ACCIDENT | Accident | ACCIDENT - Accident | Cause | BRT
LGHTCTRL | Lighting Control System | LGHTCTRL - Lighting Control System | ACCWEAR | Accelerated Wear | ACCWEAR - Accelerated Wear | Cause | BRT
LGHTCTRL | Lighting Control System | LGHTCTRL - Lighting Control System | ACTGOD | Weather condition/Forces of nature or Act of God | ACTGOD - Weather condition/Forces of nature or Act of God | Cause | BRT
LGHTCTRL | Lighting Control System | LGHTCTRL - Lighting Control System | CONTAM | Contamination | CONTAM - Contamination | Cause | BRT
LGHTCTRL | Lighting Control System | LGHTCTRL - Lighting Control System | DEFASSET | Defective Asset | DEFASSET - Defective Asset | Cause | BRT
LGHTCTRL | Lighting Control System | LGHTCTRL - Lighting Control System | EXLOAD | Excessive Load | EXLOAD - Excessive Load | Cause | BRT
LGHTCTRL | Lighting Control System | LGHTCTRL - Lighting Control System | IMPRMNT | Improper Maintenance | IMPRMNT - Improper Maintenance | Cause | BRT
LGHTCTRL | Lighting Control System | LGHTCTRL - Lighting Control System | INSLUBR | Insufficient Lubrication | INSLUBR - Insufficient Lubrication | Cause | BRT
LGHTCTRL | Lighting Control System | LGHTCTRL - Lighting Control System | LACKTRN | Lack of/ Inadequate Training | LACKTRN - Lack of/ Inadequate Training | Cause | BRT
LGHTCTRL | Lighting Control System | LGHTCTRL - Lighting Control System | MISSCMP | Loose/ Missing Component | MISSCMP - Loose/ Missing Component | Cause | BRT
LGHTCTRL | Lighting Control System | LGHTCTRL - Lighting Control System | NRMWEAR | Normal Wear | NRMWEAR - Normal Wear | Cause | BRT
LGHTCTRL | Lighting Control System | LGHTCTRL - Lighting Control System | OTHER | Other (specify) | OTHER - Other (specify) | Cause | BRT
LGHTCTRL | Lighting Control System | LGHTCTRL - Lighting Control System | PRINSTAL | Poor Installation | PRINSTAL - Poor Installation | Cause | BRT
LGHTCTRL | Lighting Control System | LGHTCTRL - Lighting Control System | PROCISSU | Procedure Issue | PROCISSU - Procedure Issue | Cause | BRT
LGHTCTRL | Lighting Control System | LGHTCTRL - Lighting Control System | UTLFAIL | Utility Failure | UTLFAIL - Utility Failure | Cause | BRT
LGHTCTRL | Lighting Control System | LGHTCTRL - Lighting Control System | VNDLSM | Vandalism | VNDLSM - Vandalism | Cause | BRT
LGHTCTRL | Lighting Control System | LGHTCTRL - Lighting Control System | WORNCMPT | Defective/ Worn Component | WORNCMPT - Defective/ Worn Component | Cause | BRT
LGHTCTRL | Lighting Control System | LGHTCTRL - Lighting Control System | ADJUSTD | Adjusted | ADJUSTD - Adjusted | Action | BRT
LGHTCTRL | Lighting Control System | LGHTCTRL - Lighting Control System | DECOMM | Decommission | DECOMM - Decommission | Action | BRT
LGHTCTRL | Lighting Control System | LGHTCTRL - Lighting Control System | DECONTME | Decontaminate | DECONTME - Decontaminate | Action | BRT
LGHTCTRL | Lighting Control System | LGHTCTRL - Lighting Control System | DONOTHIN | Do Nothing | DONOTHIN - Do Nothing | Action | BRT
LGHTCTRL | Lighting Control System | LGHTCTRL - Lighting Control System | LUBRCTE | Lubricate | LUBRCTE - Lubricate | Action | BRT
LGHTCTRL | Lighting Control System | LGHTCTRL - Lighting Control System | OTHER | Other (specify) | OTHER - Other (specify) | Action | BRT
LGHTCTRL | Lighting Control System | LGHTCTRL - Lighting Control System | RECALBRT | Recalibrate | RECALBRT - Recalibrate | Action | BRT
LGHTCTRL | Lighting Control System | LGHTCTRL - Lighting Control System | REMVOBT | Remove Obstruction | REMVOBT - Remove Obstruction | Action | BRT
LGHTCTRL | Lighting Control System | LGHTCTRL - Lighting Control System | REPCMPT | Repair Component | REPCMPT - Repair Component | Action | BRT
LGHTCTRL | Lighting Control System | LGHTCTRL - Lighting Control System | REPLASS | Replace Asset | REPLASS - Replace Asset | Action | BRT
LGHTCTRL | Lighting Control System | LGHTCTRL - Lighting Control System | REPLCMPT | Replace Component | REPLCMPT - Replace Component | Action | BRT
LGHTCTRL | Lighting Control System | LGHTCTRL - Lighting Control System | REPRASS | Repair Asset | REPRASS - Repair Asset | Action | BRT
LGHTCTRL | Lighting Control System | LGHTCTRL - Lighting Control System | UPGRADES | Upgrade | UPGRADES - Upgrade | Action | BRT
LGHTSTD | Light Standard | LGHTSTD - Light Standard | ABNTEMP | Abnormal Temperature | ABNTEMP - Abnormal Temperature | Problem | BRT
LGHTSTD | Light Standard | LGHTSTD - Light Standard | CORROS | Corrosion | CORROS - Corrosion | Problem | BRT
LGHTSTD | Light Standard | LGHTSTD - Light Standard | ELECTRIP | Electrical Trip Out | ELECTRIP - Electrical Trip Out | Problem | BRT
LGHTSTD | Light Standard | LGHTSTD - Light Standard | EXNOISE | Excessive Noise | EXNOISE - Excessive Noise | Problem | BRT
LGHTSTD | Light Standard | LGHTSTD - Light Standard | EXVIBRTN | Excessive Vibration | EXVIBRTN - Excessive Vibration | Problem | BRT
LGHTSTD | Light Standard | LGHTSTD - Light Standard | JAMMEDEQ | Jammed Equipment | JAMMEDEQ - Jammed Equipment | Problem | BRT
LGHTSTD | Light Standard | LGHTSTD - Light Standard | LEAKING | Leaking | LEAKING - Leaking | Problem | BRT
LGHTSTD | Light Standard | LGHTSTD - Light Standard | LOWPERF | Low Performance | LOWPERF - Low Performance | Problem | BRT
LGHTSTD | Light Standard | LGHTSTD - Light Standard | NONOPER | Non-Operational | NONOPER - Non-Operational | Problem | BRT
LGHTSTD | Light Standard | LGHTSTD - Light Standard | PHYDMGE | Physical Damage | PHYDMGE - Physical Damage | Problem | BRT
LGHTSTD | Light Standard | LGHTSTD - Light Standard | UNSMELL | Unusual Smell | UNSMELL - Unusual Smell | Problem | BRT
LGHTSTD | Light Standard | LGHTSTD - Light Standard | UNSMOKE | Unusual Smoke | UNSMOKE - Unusual Smoke | Problem | BRT
LGHTSTD | Light Standard | LGHTSTD - Light Standard | LGHTANCH | Anchor bolts loosened or missing | LGHTANCH - Anchor bolts loosened or missing | Failure | BRT
LGHTSTD | Light Standard | LGHTSTD - Light Standard | LGHTDET | Light standard components deteriorated | LGHTDET - Light standard components deteriorated | Failure | BRT
LGHTSTD | Light Standard | LGHTSTD - Light Standard | LGHTFAIL | Light function failed | LGHTFAIL - Light function failed | Failure | BRT
LGHTSTD | Light Standard | LGHTSTD - Light Standard | LGHTGRND | Metallic pole grounding connections deteriorated | LGHTGRND - Metallic pole grounding connections deteriorated | Failure | BRT
LGHTSTD | Light Standard | LGHTSTD - Light Standard | ACCIDENT | Accident | ACCIDENT - Accident | Cause | BRT
LGHTSTD | Light Standard | LGHTSTD - Light Standard | ACCWEAR | Accelerated Wear | ACCWEAR - Accelerated Wear | Cause | BRT
LGHTSTD | Light Standard | LGHTSTD - Light Standard | ACTGOD | Weather condition/Forces of nature or Act of God | ACTGOD - Weather condition/Forces of nature or Act of God | Cause | BRT
LGHTSTD | Light Standard | LGHTSTD - Light Standard | CONTAM | Contamination | CONTAM - Contamination | Cause | BRT
LGHTSTD | Light Standard | LGHTSTD - Light Standard | DEFASSET | Defective Asset | DEFASSET - Defective Asset | Cause | BRT
LGHTSTD | Light Standard | LGHTSTD - Light Standard | EXLOAD | Excessive Load | EXLOAD - Excessive Load | Cause | BRT
LGHTSTD | Light Standard | LGHTSTD - Light Standard | IMPRMNT | Improper Maintenance | IMPRMNT - Improper Maintenance | Cause | BRT
LGHTSTD | Light Standard | LGHTSTD - Light Standard | INSLUBR | Insufficient Lubrication | INSLUBR - Insufficient Lubrication | Cause | BRT
LGHTSTD | Light Standard | LGHTSTD - Light Standard | LACKTRN | Lack of/ Inadequate Training | LACKTRN - Lack of/ Inadequate Training | Cause | BRT
LGHTSTD | Light Standard | LGHTSTD - Light Standard | MISSCMP | Loose/ Missing Component | MISSCMP - Loose/ Missing Component | Cause | BRT
LGHTSTD | Light Standard | LGHTSTD - Light Standard | NRMWEAR | Normal Wear | NRMWEAR - Normal Wear | Cause | BRT
LGHTSTD | Light Standard | LGHTSTD - Light Standard | OTHER | Other (specify) | OTHER - Other (specify) | Cause | BRT
LGHTSTD | Light Standard | LGHTSTD - Light Standard | PRINSTAL | Poor Installation | PRINSTAL - Poor Installation | Cause | BRT
LGHTSTD | Light Standard | LGHTSTD - Light Standard | PROCISSU | Procedure Issue | PROCISSU - Procedure Issue | Cause | BRT
LGHTSTD | Light Standard | LGHTSTD - Light Standard | UTLFAIL | Utility Failure | UTLFAIL - Utility Failure | Cause | BRT
LGHTSTD | Light Standard | LGHTSTD - Light Standard | VNDLSM | Vandalism | VNDLSM - Vandalism | Cause | BRT
LGHTSTD | Light Standard | LGHTSTD - Light Standard | WORNCMPT | Defective/ Worn Component | WORNCMPT - Defective/ Worn Component | Cause | BRT
LGHTSTD | Light Standard | LGHTSTD - Light Standard | ADJUSTD | Adjusted | ADJUSTD - Adjusted | Action | BRT
LGHTSTD | Light Standard | LGHTSTD - Light Standard | DECOMM | Decommission | DECOMM - Decommission | Action | BRT
LGHTSTD | Light Standard | LGHTSTD - Light Standard | DECONTME | Decontaminate | DECONTME - Decontaminate | Action | BRT
LGHTSTD | Light Standard | LGHTSTD - Light Standard | DONOTHIN | Do Nothing | DONOTHIN - Do Nothing | Action | BRT
LGHTSTD | Light Standard | LGHTSTD - Light Standard | LUBRCTE | Lubricate | LUBRCTE - Lubricate | Action | BRT
LGHTSTD | Light Standard | LGHTSTD - Light Standard | OTHER | Other (specify) | OTHER - Other (specify) | Action | BRT
LGHTSTD | Light Standard | LGHTSTD - Light Standard | RECALBRT | Recalibrate | RECALBRT - Recalibrate | Action | BRT
LGHTSTD | Light Standard | LGHTSTD - Light Standard | REMVOBT | Remove Obstruction | REMVOBT - Remove Obstruction | Action | BRT
LGHTSTD | Light Standard | LGHTSTD - Light Standard | REPCMPT | Repair Component | REPCMPT - Repair Component | Action | BRT
LGHTSTD | Light Standard | LGHTSTD - Light Standard | REPLASS | Replace Asset | REPLASS - Replace Asset | Action | BRT
LGHTSTD | Light Standard | LGHTSTD - Light Standard | REPLCMPT | Replace Component | REPLCMPT - Replace Component | Action | BRT
LGHTSTD | Light Standard | LGHTSTD - Light Standard | REPRASS | Repair Asset | REPRASS - Repair Asset | Action | BRT
LGHTSTD | Light Standard | LGHTSTD - Light Standard | UPGRADES | Upgrade | UPGRADES - Upgrade | Action | BRT
LOADBNK | Load Bank | LOADBNK - Load Bank | ABNTEMP | Abnormal Temperature | ABNTEMP - Abnormal Temperature | Problem | BRT
LOADBNK | Load Bank | LOADBNK - Load Bank | CORROS | Corrosion | CORROS - Corrosion | Problem | BRT
LOADBNK | Load Bank | LOADBNK - Load Bank | ELECTRIP | Electrical Trip Out | ELECTRIP - Electrical Trip Out | Problem | BRT
LOADBNK | Load Bank | LOADBNK - Load Bank | EXNOISE | Excessive Noise | EXNOISE - Excessive Noise | Problem | BRT
LOADBNK | Load Bank | LOADBNK - Load Bank | EXVIBRTN | Excessive Vibration | EXVIBRTN - Excessive Vibration | Problem | BRT
LOADBNK | Load Bank | LOADBNK - Load Bank | JAMMEDEQ | Jammed Equipment | JAMMEDEQ - Jammed Equipment | Problem | BRT
LOADBNK | Load Bank | LOADBNK - Load Bank | LEAKING | Leaking | LEAKING - Leaking | Problem | BRT
LOADBNK | Load Bank | LOADBNK - Load Bank | LOWPERF | Low Performance | LOWPERF - Low Performance | Problem | BRT
LOADBNK | Load Bank | LOADBNK - Load Bank | NONOPER | Non-Operational | NONOPER - Non-Operational | Problem | BRT
LOADBNK | Load Bank | LOADBNK - Load Bank | PHYDMGE | Physical Damage | PHYDMGE - Physical Damage | Problem | BRT
LOADBNK | Load Bank | LOADBNK - Load Bank | UNSMELL | Unusual Smell | UNSMELL - Unusual Smell | Problem | BRT
LOADBNK | Load Bank | LOADBNK - Load Bank | UNSMOKE | Unusual Smoke | UNSMOKE - Unusual Smoke | Problem | BRT
LOADBNK | Load Bank | LOADBNK - Load Bank | LBKDET | Load bank deteriorated | LBKDET - Load bank deteriorated | Failure | BRT
LOADBNK | Load Bank | LOADBNK - Load Bank | ACCIDENT | Accident | ACCIDENT - Accident | Cause | BRT
LOADBNK | Load Bank | LOADBNK - Load Bank | ACCWEAR | Accelerated Wear | ACCWEAR - Accelerated Wear | Cause | BRT
LOADBNK | Load Bank | LOADBNK - Load Bank | ACTGOD | Weather condition/Forces of nature or Act of God | ACTGOD - Weather condition/Forces of nature or Act of God | Cause | BRT
LOADBNK | Load Bank | LOADBNK - Load Bank | CONTAM | Contamination | CONTAM - Contamination | Cause | BRT
LOADBNK | Load Bank | LOADBNK - Load Bank | DEFASSET | Defective Asset | DEFASSET - Defective Asset | Cause | BRT
LOADBNK | Load Bank | LOADBNK - Load Bank | EXLOAD | Excessive Load | EXLOAD - Excessive Load | Cause | BRT
LOADBNK | Load Bank | LOADBNK - Load Bank | IMPRMNT | Improper Maintenance | IMPRMNT - Improper Maintenance | Cause | BRT
LOADBNK | Load Bank | LOADBNK - Load Bank | INSLUBR | Insufficient Lubrication | INSLUBR - Insufficient Lubrication | Cause | BRT
LOADBNK | Load Bank | LOADBNK - Load Bank | LACKTRN | Lack of/ Inadequate Training | LACKTRN - Lack of/ Inadequate Training | Cause | BRT
LOADBNK | Load Bank | LOADBNK - Load Bank | MISSCMP | Loose/ Missing Component | MISSCMP - Loose/ Missing Component | Cause | BRT
LOADBNK | Load Bank | LOADBNK - Load Bank | NRMWEAR | Normal Wear | NRMWEAR - Normal Wear | Cause | BRT
LOADBNK | Load Bank | LOADBNK - Load Bank | OTHER | Other (specify) | OTHER - Other (specify) | Cause | BRT
LOADBNK | Load Bank | LOADBNK - Load Bank | PRINSTAL | Poor Installation | PRINSTAL - Poor Installation | Cause | BRT
LOADBNK | Load Bank | LOADBNK - Load Bank | PROCISSU | Procedure Issue | PROCISSU - Procedure Issue | Cause | BRT
LOADBNK | Load Bank | LOADBNK - Load Bank | UTLFAIL | Utility Failure | UTLFAIL - Utility Failure | Cause | BRT
LOADBNK | Load Bank | LOADBNK - Load Bank | VNDLSM | Vandalism | VNDLSM - Vandalism | Cause | BRT
LOADBNK | Load Bank | LOADBNK - Load Bank | WORNCMPT | Defective/ Worn Component | WORNCMPT - Defective/ Worn Component | Cause | BRT
LOADBNK | Load Bank | LOADBNK - Load Bank | ADJUSTD | Adjusted | ADJUSTD - Adjusted | Action | BRT
LOADBNK | Load Bank | LOADBNK - Load Bank | DECOMM | Decommission | DECOMM - Decommission | Action | BRT
LOADBNK | Load Bank | LOADBNK - Load Bank | DECONTME | Decontaminate | DECONTME - Decontaminate | Action | BRT
LOADBNK | Load Bank | LOADBNK - Load Bank | DONOTHIN | Do Nothing | DONOTHIN - Do Nothing | Action | BRT
LOADBNK | Load Bank | LOADBNK - Load Bank | LUBRCTE | Lubricate | LUBRCTE - Lubricate | Action | BRT
LOADBNK | Load Bank | LOADBNK - Load Bank | OTHER | Other (specify) | OTHER - Other (specify) | Action | BRT
LOADBNK | Load Bank | LOADBNK - Load Bank | RECALBRT | Recalibrate | RECALBRT - Recalibrate | Action | BRT
LOADBNK | Load Bank | LOADBNK - Load Bank | REMVOBT | Remove Obstruction | REMVOBT - Remove Obstruction | Action | BRT
LOADBNK | Load Bank | LOADBNK - Load Bank | REPCMPT | Repair Component | REPCMPT - Repair Component | Action | BRT
LOADBNK | Load Bank | LOADBNK - Load Bank | REPLASS | Replace Asset | REPLASS - Replace Asset | Action | BRT
LOADBNK | Load Bank | LOADBNK - Load Bank | REPLCMPT | Replace Component | REPLCMPT - Replace Component | Action | BRT
LOADBNK | Load Bank | LOADBNK - Load Bank | REPRASS | Repair Asset | REPRASS - Repair Asset | Action | BRT
LOADBNK | Load Bank | LOADBNK - Load Bank | UPGRADES | Upgrade | UPGRADES - Upgrade | Action | BRT
LOADDL | Loading Dock Levelers | LOADDL - Loading Dock Levelers | ABNTEMP | Abnormal Temperature | ABNTEMP - Abnormal Temperature | Problem | BRT
LOADDL | Loading Dock Levelers | LOADDL - Loading Dock Levelers | CORROS | Corrosion | CORROS - Corrosion | Problem | BRT
LOADDL | Loading Dock Levelers | LOADDL - Loading Dock Levelers | ELECTRIP | Electrical Trip Out | ELECTRIP - Electrical Trip Out | Problem | BRT
LOADDL | Loading Dock Levelers | LOADDL - Loading Dock Levelers | EXNOISE | Excessive Noise | EXNOISE - Excessive Noise | Problem | BRT
LOADDL | Loading Dock Levelers | LOADDL - Loading Dock Levelers | EXVIBRTN | Excessive Vibration | EXVIBRTN - Excessive Vibration | Problem | BRT
LOADDL | Loading Dock Levelers | LOADDL - Loading Dock Levelers | JAMMEDEQ | Jammed Equipment | JAMMEDEQ - Jammed Equipment | Problem | BRT
LOADDL | Loading Dock Levelers | LOADDL - Loading Dock Levelers | LEAKING | Leaking | LEAKING - Leaking | Problem | BRT
LOADDL | Loading Dock Levelers | LOADDL - Loading Dock Levelers | LOWPERF | Low Performance | LOWPERF - Low Performance | Problem | BRT
LOADDL | Loading Dock Levelers | LOADDL - Loading Dock Levelers | NONOPER | Non-Operational | NONOPER - Non-Operational | Problem | BRT
LOADDL | Loading Dock Levelers | LOADDL - Loading Dock Levelers | PHYDMGE | Physical Damage | PHYDMGE - Physical Damage | Problem | BRT
LOADDL | Loading Dock Levelers | LOADDL - Loading Dock Levelers | UNSMELL | Unusual Smell | UNSMELL - Unusual Smell | Problem | BRT
LOADDL | Loading Dock Levelers | LOADDL - Loading Dock Levelers | UNSMOKE | Unusual Smoke | UNSMOKE - Unusual Smoke | Problem | BRT
LOADDL | Loading Dock Levelers | LOADDL - Loading Dock Levelers | LDLCDET | Loading dock leveler components deteriorated | LDLCDET - Loading dock leveler components deteriorated | Failure | BRT
LOADDL | Loading Dock Levelers | LOADDL - Loading Dock Levelers | LDLHODEG | Hydraulic Oil Degraded | LDLHODEG - Hydraulic Oil Degraded | Failure | BRT
LOADDL | Loading Dock Levelers | LOADDL - Loading Dock Levelers | LDLLUB | Leveler cylinder pivots and other hinges insufficiently lubricated | LDLLUB - Leveler cylinder pivots and other hinges insufficiently lubricated | Failure | BRT
LOADDL | Loading Dock Levelers | LOADDL - Loading Dock Levelers | ACCIDENT | Accident | ACCIDENT - Accident | Cause | BRT
LOADDL | Loading Dock Levelers | LOADDL - Loading Dock Levelers | ACCWEAR | Accelerated Wear | ACCWEAR - Accelerated Wear | Cause | BRT
LOADDL | Loading Dock Levelers | LOADDL - Loading Dock Levelers | ACTGOD | Weather condition/Forces of nature or Act of God | ACTGOD - Weather condition/Forces of nature or Act of God | Cause | BRT
LOADDL | Loading Dock Levelers | LOADDL - Loading Dock Levelers | CONTAM | Contamination | CONTAM - Contamination | Cause | BRT
LOADDL | Loading Dock Levelers | LOADDL - Loading Dock Levelers | DEFASSET | Defective Asset | DEFASSET - Defective Asset | Cause | BRT
LOADDL | Loading Dock Levelers | LOADDL - Loading Dock Levelers | EXLOAD | Excessive Load | EXLOAD - Excessive Load | Cause | BRT
LOADDL | Loading Dock Levelers | LOADDL - Loading Dock Levelers | IMPRMNT | Improper Maintenance | IMPRMNT - Improper Maintenance | Cause | BRT
LOADDL | Loading Dock Levelers | LOADDL - Loading Dock Levelers | INSLUBR | Insufficient Lubrication | INSLUBR - Insufficient Lubrication | Cause | BRT
LOADDL | Loading Dock Levelers | LOADDL - Loading Dock Levelers | LACKTRN | Lack of/ Inadequate Training | LACKTRN - Lack of/ Inadequate Training | Cause | BRT
LOADDL | Loading Dock Levelers | LOADDL - Loading Dock Levelers | MISSCMP | Loose/ Missing Component | MISSCMP - Loose/ Missing Component | Cause | BRT
LOADDL | Loading Dock Levelers | LOADDL - Loading Dock Levelers | NRMWEAR | Normal Wear | NRMWEAR - Normal Wear | Cause | BRT
LOADDL | Loading Dock Levelers | LOADDL - Loading Dock Levelers | OTHER | Other (specify) | OTHER - Other (specify) | Cause | BRT
LOADDL | Loading Dock Levelers | LOADDL - Loading Dock Levelers | PRINSTAL | Poor Installation | PRINSTAL - Poor Installation | Cause | BRT
LOADDL | Loading Dock Levelers | LOADDL - Loading Dock Levelers | PROCISSU | Procedure Issue | PROCISSU - Procedure Issue | Cause | BRT
LOADDL | Loading Dock Levelers | LOADDL - Loading Dock Levelers | UTLFAIL | Utility Failure | UTLFAIL - Utility Failure | Cause | BRT
LOADDL | Loading Dock Levelers | LOADDL - Loading Dock Levelers | VNDLSM | Vandalism | VNDLSM - Vandalism | Cause | BRT
LOADDL | Loading Dock Levelers | LOADDL - Loading Dock Levelers | WORNCMPT | Defective/ Worn Component | WORNCMPT - Defective/ Worn Component | Cause | BRT
LOADDL | Loading Dock Levelers | LOADDL - Loading Dock Levelers | ADJUSTD | Adjusted | ADJUSTD - Adjusted | Action | BRT
LOADDL | Loading Dock Levelers | LOADDL - Loading Dock Levelers | DECOMM | Decommission | DECOMM - Decommission | Action | BRT
LOADDL | Loading Dock Levelers | LOADDL - Loading Dock Levelers | DECONTME | Decontaminate | DECONTME - Decontaminate | Action | BRT
LOADDL | Loading Dock Levelers | LOADDL - Loading Dock Levelers | DONOTHIN | Do Nothing | DONOTHIN - Do Nothing | Action | BRT
LOADDL | Loading Dock Levelers | LOADDL - Loading Dock Levelers | LUBRCTE | Lubricate | LUBRCTE - Lubricate | Action | BRT
LOADDL | Loading Dock Levelers | LOADDL - Loading Dock Levelers | OTHER | Other (specify) | OTHER - Other (specify) | Action | BRT
LOADDL | Loading Dock Levelers | LOADDL - Loading Dock Levelers | RECALBRT | Recalibrate | RECALBRT - Recalibrate | Action | BRT
LOADDL | Loading Dock Levelers | LOADDL - Loading Dock Levelers | REMVOBT | Remove Obstruction | REMVOBT - Remove Obstruction | Action | BRT
LOADDL | Loading Dock Levelers | LOADDL - Loading Dock Levelers | REPCMPT | Repair Component | REPCMPT - Repair Component | Action | BRT
LOADDL | Loading Dock Levelers | LOADDL - Loading Dock Levelers | REPLASS | Replace Asset | REPLASS - Replace Asset | Action | BRT
LOADDL | Loading Dock Levelers | LOADDL - Loading Dock Levelers | REPLCMPT | Replace Component | REPLCMPT - Replace Component | Action | BRT
LOADDL | Loading Dock Levelers | LOADDL - Loading Dock Levelers | REPRASS | Repair Asset | REPRASS - Repair Asset | Action | BRT
LOADDL | Loading Dock Levelers | LOADDL - Loading Dock Levelers | UPGRADES | Upgrade | UPGRADES - Upgrade | Action | BRT
LOWVLTDS | Low Voltage Distribution System | LOWVLTDS - Low Voltage Distribution System | ABNTEMP | Abnormal Temperature | ABNTEMP - Abnormal Temperature | Problem | BRT
LOWVLTDS | Low Voltage Distribution System | LOWVLTDS - Low Voltage Distribution System | CORROS | Corrosion | CORROS - Corrosion | Problem | BRT
LOWVLTDS | Low Voltage Distribution System | LOWVLTDS - Low Voltage Distribution System | ELECTRIP | Electrical Trip Out | ELECTRIP - Electrical Trip Out | Problem | BRT
LOWVLTDS | Low Voltage Distribution System | LOWVLTDS - Low Voltage Distribution System | EXNOISE | Excessive Noise | EXNOISE - Excessive Noise | Problem | BRT
LOWVLTDS | Low Voltage Distribution System | LOWVLTDS - Low Voltage Distribution System | EXVIBRTN | Excessive Vibration | EXVIBRTN - Excessive Vibration | Problem | BRT
LOWVLTDS | Low Voltage Distribution System | LOWVLTDS - Low Voltage Distribution System | JAMMEDEQ | Jammed Equipment | JAMMEDEQ - Jammed Equipment | Problem | BRT
LOWVLTDS | Low Voltage Distribution System | LOWVLTDS - Low Voltage Distribution System | LEAKING | Leaking | LEAKING - Leaking | Problem | BRT
LOWVLTDS | Low Voltage Distribution System | LOWVLTDS - Low Voltage Distribution System | LOWPERF | Low Performance | LOWPERF - Low Performance | Problem | BRT
LOWVLTDS | Low Voltage Distribution System | LOWVLTDS - Low Voltage Distribution System | NONOPER | Non-Operational | NONOPER - Non-Operational | Problem | BRT
LOWVLTDS | Low Voltage Distribution System | LOWVLTDS - Low Voltage Distribution System | PHYDMGE | Physical Damage | PHYDMGE - Physical Damage | Problem | BRT
LOWVLTDS | Low Voltage Distribution System | LOWVLTDS - Low Voltage Distribution System | UNSMELL | Unusual Smell | UNSMELL - Unusual Smell | Problem | BRT
LOWVLTDS | Low Voltage Distribution System | LOWVLTDS - Low Voltage Distribution System | UNSMOKE | Unusual Smoke | UNSMOKE - Unusual Smoke | Problem | BRT
LOWVLTDS | Low Voltage Distribution System | LOWVLTDS - Low Voltage Distribution System | LVDSCDET | Low Voltage Distribution System Wiring and Connections Deteriorated | LVDSCDET - Low Voltage Distribution System Wiring and Connections Deteriorated | Failure | BRT
LOWVLTDS | Low Voltage Distribution System | LOWVLTDS - Low Voltage Distribution System | ACCIDENT | Accident | ACCIDENT - Accident | Cause | BRT
LOWVLTDS | Low Voltage Distribution System | LOWVLTDS - Low Voltage Distribution System | ACCWEAR | Accelerated Wear | ACCWEAR - Accelerated Wear | Cause | BRT
LOWVLTDS | Low Voltage Distribution System | LOWVLTDS - Low Voltage Distribution System | ACTGOD | Weather condition/Forces of nature or Act of God | ACTGOD - Weather condition/Forces of nature or Act of God | Cause | BRT
LOWVLTDS | Low Voltage Distribution System | LOWVLTDS - Low Voltage Distribution System | CONTAM | Contamination | CONTAM - Contamination | Cause | BRT
LOWVLTDS | Low Voltage Distribution System | LOWVLTDS - Low Voltage Distribution System | DEFASSET | Defective Asset | DEFASSET - Defective Asset | Cause | BRT
LOWVLTDS | Low Voltage Distribution System | LOWVLTDS - Low Voltage Distribution System | EXLOAD | Excessive Load | EXLOAD - Excessive Load | Cause | BRT
LOWVLTDS | Low Voltage Distribution System | LOWVLTDS - Low Voltage Distribution System | IMPRMNT | Improper Maintenance | IMPRMNT - Improper Maintenance | Cause | BRT
LOWVLTDS | Low Voltage Distribution System | LOWVLTDS - Low Voltage Distribution System | INSLUBR | Insufficient Lubrication | INSLUBR - Insufficient Lubrication | Cause | BRT
LOWVLTDS | Low Voltage Distribution System | LOWVLTDS - Low Voltage Distribution System | LACKTRN | Lack of/ Inadequate Training | LACKTRN - Lack of/ Inadequate Training | Cause | BRT
LOWVLTDS | Low Voltage Distribution System | LOWVLTDS - Low Voltage Distribution System | MISSCMP | Loose/ Missing Component | MISSCMP - Loose/ Missing Component | Cause | BRT
LOWVLTDS | Low Voltage Distribution System | LOWVLTDS - Low Voltage Distribution System | NRMWEAR | Normal Wear | NRMWEAR - Normal Wear | Cause | BRT
LOWVLTDS | Low Voltage Distribution System | LOWVLTDS - Low Voltage Distribution System | OTHER | Other (specify) | OTHER - Other (specify) | Cause | BRT
LOWVLTDS | Low Voltage Distribution System | LOWVLTDS - Low Voltage Distribution System | PRINSTAL | Poor Installation | PRINSTAL - Poor Installation | Cause | BRT
LOWVLTDS | Low Voltage Distribution System | LOWVLTDS - Low Voltage Distribution System | PROCISSU | Procedure Issue | PROCISSU - Procedure Issue | Cause | BRT
LOWVLTDS | Low Voltage Distribution System | LOWVLTDS - Low Voltage Distribution System | UTLFAIL | Utility Failure | UTLFAIL - Utility Failure | Cause | BRT
LOWVLTDS | Low Voltage Distribution System | LOWVLTDS - Low Voltage Distribution System | VNDLSM | Vandalism | VNDLSM - Vandalism | Cause | BRT
LOWVLTDS | Low Voltage Distribution System | LOWVLTDS - Low Voltage Distribution System | WORNCMPT | Defective/ Worn Component | WORNCMPT - Defective/ Worn Component | Cause | BRT
LOWVLTDS | Low Voltage Distribution System | LOWVLTDS - Low Voltage Distribution System | ADJUSTD | Adjusted | ADJUSTD - Adjusted | Action | BRT
LOWVLTDS | Low Voltage Distribution System | LOWVLTDS - Low Voltage Distribution System | DECOMM | Decommission | DECOMM - Decommission | Action | BRT
LOWVLTDS | Low Voltage Distribution System | LOWVLTDS - Low Voltage Distribution System | DECONTME | Decontaminate | DECONTME - Decontaminate | Action | BRT
LOWVLTDS | Low Voltage Distribution System | LOWVLTDS - Low Voltage Distribution System | DONOTHIN | Do Nothing | DONOTHIN - Do Nothing | Action | BRT
LOWVLTDS | Low Voltage Distribution System | LOWVLTDS - Low Voltage Distribution System | LUBRCTE | Lubricate | LUBRCTE - Lubricate | Action | BRT
LOWVLTDS | Low Voltage Distribution System | LOWVLTDS - Low Voltage Distribution System | OTHER | Other (specify) | OTHER - Other (specify) | Action | BRT
LOWVLTDS | Low Voltage Distribution System | LOWVLTDS - Low Voltage Distribution System | RECALBRT | Recalibrate | RECALBRT - Recalibrate | Action | BRT
LOWVLTDS | Low Voltage Distribution System | LOWVLTDS - Low Voltage Distribution System | REMVOBT | Remove Obstruction | REMVOBT - Remove Obstruction | Action | BRT
LOWVLTDS | Low Voltage Distribution System | LOWVLTDS - Low Voltage Distribution System | REPCMPT | Repair Component | REPCMPT - Repair Component | Action | BRT
LOWVLTDS | Low Voltage Distribution System | LOWVLTDS - Low Voltage Distribution System | REPLASS | Replace Asset | REPLASS - Replace Asset | Action | BRT
LOWVLTDS | Low Voltage Distribution System | LOWVLTDS - Low Voltage Distribution System | REPLCMPT | Replace Component | REPLCMPT - Replace Component | Action | BRT
LOWVLTDS | Low Voltage Distribution System | LOWVLTDS - Low Voltage Distribution System | REPRASS | Repair Asset | REPRASS - Repair Asset | Action | BRT
LOWVLTDS | Low Voltage Distribution System | LOWVLTDS - Low Voltage Distribution System | UPGRADES | Upgrade | UPGRADES - Upgrade | Action | BRT
LOWVLTTR | Low Voltage Transformer | LOWVLTTR - Low Voltage Transformer | ABNTEMP | Abnormal Temperature | ABNTEMP - Abnormal Temperature | Problem | BRT
LOWVLTTR | Low Voltage Transformer | LOWVLTTR - Low Voltage Transformer | CORROS | Corrosion | CORROS - Corrosion | Problem | BRT
LOWVLTTR | Low Voltage Transformer | LOWVLTTR - Low Voltage Transformer | ELECTRIP | Electrical Trip Out | ELECTRIP - Electrical Trip Out | Problem | BRT
LOWVLTTR | Low Voltage Transformer | LOWVLTTR - Low Voltage Transformer | EXNOISE | Excessive Noise | EXNOISE - Excessive Noise | Problem | BRT
LOWVLTTR | Low Voltage Transformer | LOWVLTTR - Low Voltage Transformer | EXVIBRTN | Excessive Vibration | EXVIBRTN - Excessive Vibration | Problem | BRT
LOWVLTTR | Low Voltage Transformer | LOWVLTTR - Low Voltage Transformer | JAMMEDEQ | Jammed Equipment | JAMMEDEQ - Jammed Equipment | Problem | BRT
LOWVLTTR | Low Voltage Transformer | LOWVLTTR - Low Voltage Transformer | LEAKING | Leaking | LEAKING - Leaking | Problem | BRT
LOWVLTTR | Low Voltage Transformer | LOWVLTTR - Low Voltage Transformer | LOWPERF | Low Performance | LOWPERF - Low Performance | Problem | BRT
LOWVLTTR | Low Voltage Transformer | LOWVLTTR - Low Voltage Transformer | NONOPER | Non-Operational | NONOPER - Non-Operational | Problem | BRT
LOWVLTTR | Low Voltage Transformer | LOWVLTTR - Low Voltage Transformer | PHYDMGE | Physical Damage | PHYDMGE - Physical Damage | Problem | BRT
LOWVLTTR | Low Voltage Transformer | LOWVLTTR - Low Voltage Transformer | UNSMELL | Unusual Smell | UNSMELL - Unusual Smell | Problem | BRT
LOWVLTTR | Low Voltage Transformer | LOWVLTTR - Low Voltage Transformer | UNSMOKE | Unusual Smoke | UNSMOKE - Unusual Smoke | Problem | BRT
LOWVLTTR | Low Voltage Transformer | LOWVLTTR - Low Voltage Transformer | LVTDET | Low Voltage Transformer deteriorated | LVTDET - Low Voltage Transformer deteriorated | Failure | BRT
LOWVLTTR | Low Voltage Transformer | LOWVLTTR - Low Voltage Transformer | ACCIDENT | Accident | ACCIDENT - Accident | Cause | BRT
LOWVLTTR | Low Voltage Transformer | LOWVLTTR - Low Voltage Transformer | ACCWEAR | Accelerated Wear | ACCWEAR - Accelerated Wear | Cause | BRT
LOWVLTTR | Low Voltage Transformer | LOWVLTTR - Low Voltage Transformer | ACTGOD | Weather condition/Forces of nature or Act of God | ACTGOD - Weather condition/Forces of nature or Act of God | Cause | BRT
LOWVLTTR | Low Voltage Transformer | LOWVLTTR - Low Voltage Transformer | CONTAM | Contamination | CONTAM - Contamination | Cause | BRT
LOWVLTTR | Low Voltage Transformer | LOWVLTTR - Low Voltage Transformer | DEFASSET | Defective Asset | DEFASSET - Defective Asset | Cause | BRT
LOWVLTTR | Low Voltage Transformer | LOWVLTTR - Low Voltage Transformer | EXLOAD | Excessive Load | EXLOAD - Excessive Load | Cause | BRT
LOWVLTTR | Low Voltage Transformer | LOWVLTTR - Low Voltage Transformer | IMPRMNT | Improper Maintenance | IMPRMNT - Improper Maintenance | Cause | BRT
LOWVLTTR | Low Voltage Transformer | LOWVLTTR - Low Voltage Transformer | INSLUBR | Insufficient Lubrication | INSLUBR - Insufficient Lubrication | Cause | BRT
LOWVLTTR | Low Voltage Transformer | LOWVLTTR - Low Voltage Transformer | LACKTRN | Lack of/ Inadequate Training | LACKTRN - Lack of/ Inadequate Training | Cause | BRT
LOWVLTTR | Low Voltage Transformer | LOWVLTTR - Low Voltage Transformer | MISSCMP | Loose/ Missing Component | MISSCMP - Loose/ Missing Component | Cause | BRT
LOWVLTTR | Low Voltage Transformer | LOWVLTTR - Low Voltage Transformer | NRMWEAR | Normal Wear | NRMWEAR - Normal Wear | Cause | BRT
LOWVLTTR | Low Voltage Transformer | LOWVLTTR - Low Voltage Transformer | OTHER | Other (specify) | OTHER - Other (specify) | Cause | BRT
LOWVLTTR | Low Voltage Transformer | LOWVLTTR - Low Voltage Transformer | PRINSTAL | Poor Installation | PRINSTAL - Poor Installation | Cause | BRT
LOWVLTTR | Low Voltage Transformer | LOWVLTTR - Low Voltage Transformer | PROCISSU | Procedure Issue | PROCISSU - Procedure Issue | Cause | BRT
LOWVLTTR | Low Voltage Transformer | LOWVLTTR - Low Voltage Transformer | UTLFAIL | Utility Failure | UTLFAIL - Utility Failure | Cause | BRT
LOWVLTTR | Low Voltage Transformer | LOWVLTTR - Low Voltage Transformer | VNDLSM | Vandalism | VNDLSM - Vandalism | Cause | BRT
LOWVLTTR | Low Voltage Transformer | LOWVLTTR - Low Voltage Transformer | WORNCMPT | Defective/ Worn Component | WORNCMPT - Defective/ Worn Component | Cause | BRT
LOWVLTTR | Low Voltage Transformer | LOWVLTTR - Low Voltage Transformer | ADJUSTD | Adjusted | ADJUSTD - Adjusted | Action | BRT
LOWVLTTR | Low Voltage Transformer | LOWVLTTR - Low Voltage Transformer | DECOMM | Decommission | DECOMM - Decommission | Action | BRT
LOWVLTTR | Low Voltage Transformer | LOWVLTTR - Low Voltage Transformer | DECONTME | Decontaminate | DECONTME - Decontaminate | Action | BRT
LOWVLTTR | Low Voltage Transformer | LOWVLTTR - Low Voltage Transformer | DONOTHIN | Do Nothing | DONOTHIN - Do Nothing | Action | BRT
LOWVLTTR | Low Voltage Transformer | LOWVLTTR - Low Voltage Transformer | LUBRCTE | Lubricate | LUBRCTE - Lubricate | Action | BRT
LOWVLTTR | Low Voltage Transformer | LOWVLTTR - Low Voltage Transformer | OTHER | Other (specify) | OTHER - Other (specify) | Action | BRT
LOWVLTTR | Low Voltage Transformer | LOWVLTTR - Low Voltage Transformer | RECALBRT | Recalibrate | RECALBRT - Recalibrate | Action | BRT
LOWVLTTR | Low Voltage Transformer | LOWVLTTR - Low Voltage Transformer | REMVOBT | Remove Obstruction | REMVOBT - Remove Obstruction | Action | BRT
LOWVLTTR | Low Voltage Transformer | LOWVLTTR - Low Voltage Transformer | REPCMPT | Repair Component | REPCMPT - Repair Component | Action | BRT
LOWVLTTR | Low Voltage Transformer | LOWVLTTR - Low Voltage Transformer | REPLASS | Replace Asset | REPLASS - Replace Asset | Action | BRT
LOWVLTTR | Low Voltage Transformer | LOWVLTTR - Low Voltage Transformer | REPLCMPT | Replace Component | REPLCMPT - Replace Component | Action | BRT
LOWVLTTR | Low Voltage Transformer | LOWVLTTR - Low Voltage Transformer | REPRASS | Repair Asset | REPRASS - Repair Asset | Action | BRT
LOWVLTTR | Low Voltage Transformer | LOWVLTTR - Low Voltage Transformer | UPGRADES | Upgrade | UPGRADES - Upgrade | Action | BRT
MHVLTTRS | Medium/High Voltage Transformer | MHVLTTRS - Medium/High Voltage Transformer | ABNTEMP | Abnormal Temperature | ABNTEMP - Abnormal Temperature | Problem | BRT
MHVLTTRS | Medium/High Voltage Transformer | MHVLTTRS - Medium/High Voltage Transformer | CORROS | Corrosion | CORROS - Corrosion | Problem | BRT
MHVLTTRS | Medium/High Voltage Transformer | MHVLTTRS - Medium/High Voltage Transformer | ELECTRIP | Electrical Trip Out | ELECTRIP - Electrical Trip Out | Problem | BRT
MHVLTTRS | Medium/High Voltage Transformer | MHVLTTRS - Medium/High Voltage Transformer | EXNOISE | Excessive Noise | EXNOISE - Excessive Noise | Problem | BRT
MHVLTTRS | Medium/High Voltage Transformer | MHVLTTRS - Medium/High Voltage Transformer | EXVIBRTN | Excessive Vibration | EXVIBRTN - Excessive Vibration | Problem | BRT
MHVLTTRS | Medium/High Voltage Transformer | MHVLTTRS - Medium/High Voltage Transformer | JAMMEDEQ | Jammed Equipment | JAMMEDEQ - Jammed Equipment | Problem | BRT
MHVLTTRS | Medium/High Voltage Transformer | MHVLTTRS - Medium/High Voltage Transformer | LEAKING | Leaking | LEAKING - Leaking | Problem | BRT
MHVLTTRS | Medium/High Voltage Transformer | MHVLTTRS - Medium/High Voltage Transformer | LOWPERF | Low Performance | LOWPERF - Low Performance | Problem | BRT
MHVLTTRS | Medium/High Voltage Transformer | MHVLTTRS - Medium/High Voltage Transformer | NONOPER | Non-Operational | NONOPER - Non-Operational | Problem | BRT
MHVLTTRS | Medium/High Voltage Transformer | MHVLTTRS - Medium/High Voltage Transformer | PHYDMGE | Physical Damage | PHYDMGE - Physical Damage | Problem | BRT
MHVLTTRS | Medium/High Voltage Transformer | MHVLTTRS - Medium/High Voltage Transformer | UNSMELL | Unusual Smell | UNSMELL - Unusual Smell | Problem | BRT
MHVLTTRS | Medium/High Voltage Transformer | MHVLTTRS - Medium/High Voltage Transformer | UNSMOKE | Unusual Smoke | UNSMOKE - Unusual Smoke | Problem | BRT
MHVLTTRS | Medium/High Voltage Transformer | MHVLTTRS - Medium/High Voltage Transformer | MHVTCDET | Medium/High Voltage Transformer Cooling System Deteriorated | MHVTCDET - Medium/High Voltage Transformer Cooling System Deteriorated | Failure | BRT
MHVLTTRS | Medium/High Voltage Transformer | MHVLTTRS - Medium/High Voltage Transformer | MHVTDET | Medium/High Voltage Transformer Deteriorated | MHVTDET - Medium/High Voltage Transformer Deteriorated | Failure | BRT
MHVLTTRS | Medium/High Voltage Transformer | MHVLTTRS - Medium/High Voltage Transformer | MHVTHFL | Medium/High Voltage Transformer High Temperature Shutdown Circuit Failed | MHVTHFL - Medium/High Voltage Transformer High Temperature Shutdown Circuit Failed | Failure | BRT
MHVLTTRS | Medium/High Voltage Transformer | MHVLTTRS - Medium/High Voltage Transformer | MHVTOCNT | Medium/High Voltage Transformer Oil Contaminated | MHVTOCNT - Medium/High Voltage Transformer Oil Contaminated | Failure | BRT
MHVLTTRS | Medium/High Voltage Transformer | MHVLTTRS - Medium/High Voltage Transformer | ACCIDENT | Accident | ACCIDENT - Accident | Cause | BRT
MHVLTTRS | Medium/High Voltage Transformer | MHVLTTRS - Medium/High Voltage Transformer | ACCWEAR | Accelerated Wear | ACCWEAR - Accelerated Wear | Cause | BRT
MHVLTTRS | Medium/High Voltage Transformer | MHVLTTRS - Medium/High Voltage Transformer | ACTGOD | Weather condition/Forces of nature or Act of God | ACTGOD - Weather condition/Forces of nature or Act of God | Cause | BRT
MHVLTTRS | Medium/High Voltage Transformer | MHVLTTRS - Medium/High Voltage Transformer | CONTAM | Contamination | CONTAM - Contamination | Cause | BRT
MHVLTTRS | Medium/High Voltage Transformer | MHVLTTRS - Medium/High Voltage Transformer | DEFASSET | Defective Asset | DEFASSET - Defective Asset | Cause | BRT
MHVLTTRS | Medium/High Voltage Transformer | MHVLTTRS - Medium/High Voltage Transformer | EXLOAD | Excessive Load | EXLOAD - Excessive Load | Cause | BRT
MHVLTTRS | Medium/High Voltage Transformer | MHVLTTRS - Medium/High Voltage Transformer | IMPRMNT | Improper Maintenance | IMPRMNT - Improper Maintenance | Cause | BRT
MHVLTTRS | Medium/High Voltage Transformer | MHVLTTRS - Medium/High Voltage Transformer | INSLUBR | Insufficient Lubrication | INSLUBR - Insufficient Lubrication | Cause | BRT
MHVLTTRS | Medium/High Voltage Transformer | MHVLTTRS - Medium/High Voltage Transformer | LACKTRN | Lack of/ Inadequate Training | LACKTRN - Lack of/ Inadequate Training | Cause | BRT
MHVLTTRS | Medium/High Voltage Transformer | MHVLTTRS - Medium/High Voltage Transformer | MISSCMP | Loose/ Missing Component | MISSCMP - Loose/ Missing Component | Cause | BRT
MHVLTTRS | Medium/High Voltage Transformer | MHVLTTRS - Medium/High Voltage Transformer | NRMWEAR | Normal Wear | NRMWEAR - Normal Wear | Cause | BRT
MHVLTTRS | Medium/High Voltage Transformer | MHVLTTRS - Medium/High Voltage Transformer | OTHER | Other (specify) | OTHER - Other (specify) | Cause | BRT
MHVLTTRS | Medium/High Voltage Transformer | MHVLTTRS - Medium/High Voltage Transformer | PRINSTAL | Poor Installation | PRINSTAL - Poor Installation | Cause | BRT
MHVLTTRS | Medium/High Voltage Transformer | MHVLTTRS - Medium/High Voltage Transformer | PROCISSU | Procedure Issue | PROCISSU - Procedure Issue | Cause | BRT
MHVLTTRS | Medium/High Voltage Transformer | MHVLTTRS - Medium/High Voltage Transformer | UTLFAIL | Utility Failure | UTLFAIL - Utility Failure | Cause | BRT
MHVLTTRS | Medium/High Voltage Transformer | MHVLTTRS - Medium/High Voltage Transformer | VNDLSM | Vandalism | VNDLSM - Vandalism | Cause | BRT
MHVLTTRS | Medium/High Voltage Transformer | MHVLTTRS - Medium/High Voltage Transformer | WORNCMPT | Defective/ Worn Component | WORNCMPT - Defective/ Worn Component | Cause | BRT
MHVLTTRS | Medium/High Voltage Transformer | MHVLTTRS - Medium/High Voltage Transformer | ADJUSTD | Adjusted | ADJUSTD - Adjusted | Action | BRT
MHVLTTRS | Medium/High Voltage Transformer | MHVLTTRS - Medium/High Voltage Transformer | DECOMM | Decommission | DECOMM - Decommission | Action | BRT
MHVLTTRS | Medium/High Voltage Transformer | MHVLTTRS - Medium/High Voltage Transformer | DECONTME | Decontaminate | DECONTME - Decontaminate | Action | BRT
MHVLTTRS | Medium/High Voltage Transformer | MHVLTTRS - Medium/High Voltage Transformer | DONOTHIN | Do Nothing | DONOTHIN - Do Nothing | Action | BRT
MHVLTTRS | Medium/High Voltage Transformer | MHVLTTRS - Medium/High Voltage Transformer | LUBRCTE | Lubricate | LUBRCTE - Lubricate | Action | BRT
MHVLTTRS | Medium/High Voltage Transformer | MHVLTTRS - Medium/High Voltage Transformer | OTHER | Other (specify) | OTHER - Other (specify) | Action | BRT
MHVLTTRS | Medium/High Voltage Transformer | MHVLTTRS - Medium/High Voltage Transformer | RECALBRT | Recalibrate | RECALBRT - Recalibrate | Action | BRT
MHVLTTRS | Medium/High Voltage Transformer | MHVLTTRS - Medium/High Voltage Transformer | REMVOBT | Remove Obstruction | REMVOBT - Remove Obstruction | Action | BRT
MHVLTTRS | Medium/High Voltage Transformer | MHVLTTRS - Medium/High Voltage Transformer | REPCMPT | Repair Component | REPCMPT - Repair Component | Action | BRT
MHVLTTRS | Medium/High Voltage Transformer | MHVLTTRS - Medium/High Voltage Transformer | REPLASS | Replace Asset | REPLASS - Replace Asset | Action | BRT
MHVLTTRS | Medium/High Voltage Transformer | MHVLTTRS - Medium/High Voltage Transformer | REPLCMPT | Replace Component | REPLCMPT - Replace Component | Action | BRT
MHVLTTRS | Medium/High Voltage Transformer | MHVLTTRS - Medium/High Voltage Transformer | REPRASS | Repair Asset | REPRASS - Repair Asset | Action | BRT
MHVLTTRS | Medium/High Voltage Transformer | MHVLTTRS - Medium/High Voltage Transformer | UPGRADES | Upgrade | UPGRADES - Upgrade | Action | BRT
MNHOL | Manhole | MNHOL - Manhole | ABNTEMP | Abnormal Temperature | ABNTEMP - Abnormal Temperature | Problem | BRT
MNHOL | Manhole | MNHOL - Manhole | CORROS | Corrosion | CORROS - Corrosion | Problem | BRT
MNHOL | Manhole | MNHOL - Manhole | ELECTRIP | Electrical Trip Out | ELECTRIP - Electrical Trip Out | Problem | BRT
MNHOL | Manhole | MNHOL - Manhole | EXNOISE | Excessive Noise | EXNOISE - Excessive Noise | Problem | BRT
MNHOL | Manhole | MNHOL - Manhole | EXVIBRTN | Excessive Vibration | EXVIBRTN - Excessive Vibration | Problem | BRT
MNHOL | Manhole | MNHOL - Manhole | JAMMEDEQ | Jammed Equipment | JAMMEDEQ - Jammed Equipment | Problem | BRT
MNHOL | Manhole | MNHOL - Manhole | LEAKING | Leaking | LEAKING - Leaking | Problem | BRT
MNHOL | Manhole | MNHOL - Manhole | LOWPERF | Low Performance | LOWPERF - Low Performance | Problem | BRT
MNHOL | Manhole | MNHOL - Manhole | NONOPER | Non-Operational | NONOPER - Non-Operational | Problem | BRT
MNHOL | Manhole | MNHOL - Manhole | PHYDMGE | Physical Damage | PHYDMGE - Physical Damage | Problem | BRT
MNHOL | Manhole | MNHOL - Manhole | SAFETY | Safety | SAFETY - Safety | Problem | BRT
MNHOL | Manhole | MNHOL - Manhole | UNSMELL | Unusual Smell | UNSMELL - Unusual Smell | Problem | BRT
MNHOL | Manhole | MNHOL - Manhole | UNSMOKE | Unusual Smoke | UNSMOKE - Unusual Smoke | Problem | BRT
MNHOL | Manhole | MNHOL - Manhole | MHCOVDET | Manhole Cover Deteriorated | MHCOVDET - Manhole Cover Deteriorated | Failure | BRT
MNHOL | Manhole | MNHOL - Manhole | MHCOVMIS | Manhole Cover Missing | MHCOVMIS - Manhole Cover Missing | Failure | BRT
MNHOL | Manhole | MNHOL - Manhole | MHCRDET | Manhole cover and ring deteriorated | MHCRDET - Manhole cover and ring deteriorated | Failure | BRT
MNHOL | Manhole | MNHOL - Manhole | ACCIDENT | Accident | ACCIDENT - Accident | Cause | BRT
MNHOL | Manhole | MNHOL - Manhole | ACCWEAR | Accelerated Wear | ACCWEAR - Accelerated Wear | Cause | BRT
MNHOL | Manhole | MNHOL - Manhole | ACTGOD | Weather condition/Forces of nature or Act of God | ACTGOD - Weather condition/Forces of nature or Act of God | Cause | BRT
MNHOL | Manhole | MNHOL - Manhole | CONTAM | Contamination | CONTAM - Contamination | Cause | BRT
MNHOL | Manhole | MNHOL - Manhole | CORRSION | Corrosion | CORRSION - Corrosion | Cause | BRT
MNHOL | Manhole | MNHOL - Manhole | DEFASSET | Defective Asset | DEFASSET - Defective Asset | Cause | BRT
MNHOL | Manhole | MNHOL - Manhole | EXLOAD | Excessive Load | EXLOAD - Excessive Load | Cause | BRT
MNHOL | Manhole | MNHOL - Manhole | IMPRMNT | Improper Maintenance | IMPRMNT - Improper Maintenance | Cause | BRT
MNHOL | Manhole | MNHOL - Manhole | INSLUBR | Insufficient Lubrication | INSLUBR - Insufficient Lubrication | Cause | BRT
MNHOL | Manhole | MNHOL - Manhole | LACKTRN | Lack of/ Inadequate Training | LACKTRN - Lack of/ Inadequate Training | Cause | BRT
MNHOL | Manhole | MNHOL - Manhole | MISSCMP | Loose/ Missing Component | MISSCMP - Loose/ Missing Component | Cause | BRT
MNHOL | Manhole | MNHOL - Manhole | NRMWEAR | Normal Wear | NRMWEAR - Normal Wear | Cause | BRT
MNHOL | Manhole | MNHOL - Manhole | OTHER | Other (specify) | OTHER - Other (specify) | Cause | BRT
MNHOL | Manhole | MNHOL - Manhole | PRINSTAL | Poor Installation | PRINSTAL - Poor Installation | Cause | BRT
MNHOL | Manhole | MNHOL - Manhole | PROCISSU | Procedure Issue | PROCISSU - Procedure Issue | Cause | BRT
MNHOL | Manhole | MNHOL - Manhole | UTLFAIL | Utility Failure | UTLFAIL - Utility Failure | Cause | BRT
MNHOL | Manhole | MNHOL - Manhole | VNDLSM | Vandalism | VNDLSM - Vandalism | Cause | BRT
MNHOL | Manhole | MNHOL - Manhole | WORNCMPT | Defective/ Worn Component | WORNCMPT - Defective/ Worn Component | Cause | BRT
MNHOL | Manhole | MNHOL - Manhole | ADJUSTD | Adjusted | ADJUSTD - Adjusted | Action | BRT
MNHOL | Manhole | MNHOL - Manhole | DECOMM | Decommission | DECOMM - Decommission | Action | BRT
MNHOL | Manhole | MNHOL - Manhole | DECONTME | Decontaminate | DECONTME - Decontaminate | Action | BRT
MNHOL | Manhole | MNHOL - Manhole | DONOTHIN | Do Nothing | DONOTHIN - Do Nothing | Action | BRT
MNHOL | Manhole | MNHOL - Manhole | LUBRCTE | Lubricate | LUBRCTE - Lubricate | Action | BRT
MNHOL | Manhole | MNHOL - Manhole | OTHER | Other (specify) | OTHER - Other (specify) | Action | BRT
MNHOL | Manhole | MNHOL - Manhole | RECALBRT | Recalibrate | RECALBRT - Recalibrate | Action | BRT
MNHOL | Manhole | MNHOL - Manhole | REMVOBT | Remove Obstruction | REMVOBT - Remove Obstruction | Action | BRT
MNHOL | Manhole | MNHOL - Manhole | REPCMPT | Repair Component | REPCMPT - Repair Component | Action | BRT
MNHOL | Manhole | MNHOL - Manhole | REPLACE | Replace | REPLACE - Replace | Action | BRT
MNHOL | Manhole | MNHOL - Manhole | REPLASS | Replace Asset | REPLASS - Replace Asset | Action | BRT
MNHOL | Manhole | MNHOL - Manhole | REPLCMPT | Replace Component | REPLCMPT - Replace Component | Action | BRT
MNHOL | Manhole | MNHOL - Manhole | REPRASS | Repair Asset | REPRASS - Repair Asset | Action | BRT
MNHOL | Manhole | MNHOL - Manhole | UPGRADES | Upgrade | UPGRADES - Upgrade | Action | BRT
MTRCONT | Motor Control Centers (MCC) | MTRCONT - Motor Control Centers (MCC) | ABNTEMP | Abnormal Temperature | ABNTEMP - Abnormal Temperature | Problem | BRT
MTRCONT | Motor Control Centers (MCC) | MTRCONT - Motor Control Centers (MCC) | CORROS | Corrosion | CORROS - Corrosion | Problem | BRT
MTRCONT | Motor Control Centers (MCC) | MTRCONT - Motor Control Centers (MCC) | ELECTRIP | Electrical Trip Out | ELECTRIP - Electrical Trip Out | Problem | BRT
MTRCONT | Motor Control Centers (MCC) | MTRCONT - Motor Control Centers (MCC) | EXNOISE | Excessive Noise | EXNOISE - Excessive Noise | Problem | BRT
MTRCONT | Motor Control Centers (MCC) | MTRCONT - Motor Control Centers (MCC) | EXVIBRTN | Excessive Vibration | EXVIBRTN - Excessive Vibration | Problem | BRT
MTRCONT | Motor Control Centers (MCC) | MTRCONT - Motor Control Centers (MCC) | JAMMEDEQ | Jammed Equipment | JAMMEDEQ - Jammed Equipment | Problem | BRT
MTRCONT | Motor Control Centers (MCC) | MTRCONT - Motor Control Centers (MCC) | LEAKING | Leaking | LEAKING - Leaking | Problem | BRT
MTRCONT | Motor Control Centers (MCC) | MTRCONT - Motor Control Centers (MCC) | LOWPERF | Low Performance | LOWPERF - Low Performance | Problem | BRT
MTRCONT | Motor Control Centers (MCC) | MTRCONT - Motor Control Centers (MCC) | NONOPER | Non-Operational | NONOPER - Non-Operational | Problem | BRT
MTRCONT | Motor Control Centers (MCC) | MTRCONT - Motor Control Centers (MCC) | PHYDMGE | Physical Damage | PHYDMGE - Physical Damage | Problem | BRT
MTRCONT | Motor Control Centers (MCC) | MTRCONT - Motor Control Centers (MCC) | UNSMELL | Unusual Smell | UNSMELL - Unusual Smell | Problem | BRT
MTRCONT | Motor Control Centers (MCC) | MTRCONT - Motor Control Centers (MCC) | UNSMOKE | Unusual Smoke | UNSMOKE - Unusual Smoke | Problem | BRT
MTRCONT | Motor Control Centers (MCC) | MTRCONT - Motor Control Centers (MCC) | ACCIDENT | Accident | ACCIDENT - Accident | Cause | BRT
MTRCONT | Motor Control Centers (MCC) | MTRCONT - Motor Control Centers (MCC) | ACCWEAR | Accelerated Wear | ACCWEAR - Accelerated Wear | Cause | BRT
MTRCONT | Motor Control Centers (MCC) | MTRCONT - Motor Control Centers (MCC) | ACTGOD | Weather condition/Forces of nature or Act of God | ACTGOD - Weather condition/Forces of nature or Act of God | Cause | BRT
MTRCONT | Motor Control Centers (MCC) | MTRCONT - Motor Control Centers (MCC) | CONTAM | Contamination | CONTAM - Contamination | Cause | BRT
MTRCONT | Motor Control Centers (MCC) | MTRCONT - Motor Control Centers (MCC) | DEFASSET | Defective Asset | DEFASSET - Defective Asset | Cause | BRT
MTRCONT | Motor Control Centers (MCC) | MTRCONT - Motor Control Centers (MCC) | EXLOAD | Excessive Load | EXLOAD - Excessive Load | Cause | BRT
MTRCONT | Motor Control Centers (MCC) | MTRCONT - Motor Control Centers (MCC) | IMPRMNT | Improper Maintenance | IMPRMNT - Improper Maintenance | Cause | BRT
MTRCONT | Motor Control Centers (MCC) | MTRCONT - Motor Control Centers (MCC) | INSLUBR | Insufficient Lubrication | INSLUBR - Insufficient Lubrication | Cause | BRT
MTRCONT | Motor Control Centers (MCC) | MTRCONT - Motor Control Centers (MCC) | LACKTRN | Lack of/ Inadequate Training | LACKTRN - Lack of/ Inadequate Training | Cause | BRT
MTRCONT | Motor Control Centers (MCC) | MTRCONT - Motor Control Centers (MCC) | MISSCMP | Loose/ Missing Component | MISSCMP - Loose/ Missing Component | Cause | BRT
MTRCONT | Motor Control Centers (MCC) | MTRCONT - Motor Control Centers (MCC) | NRMWEAR | Normal Wear | NRMWEAR - Normal Wear | Cause | BRT
MTRCONT | Motor Control Centers (MCC) | MTRCONT - Motor Control Centers (MCC) | OTHER | Other (specify) | OTHER - Other (specify) | Cause | BRT
MTRCONT | Motor Control Centers (MCC) | MTRCONT - Motor Control Centers (MCC) | PRINSTAL | Poor Installation | PRINSTAL - Poor Installation | Cause | BRT
MTRCONT | Motor Control Centers (MCC) | MTRCONT - Motor Control Centers (MCC) | PROCISSU | Procedure Issue | PROCISSU - Procedure Issue | Cause | BRT
MTRCONT | Motor Control Centers (MCC) | MTRCONT - Motor Control Centers (MCC) | UTLFAIL | Utility Failure | UTLFAIL - Utility Failure | Cause | BRT
MTRCONT | Motor Control Centers (MCC) | MTRCONT - Motor Control Centers (MCC) | VNDLSM | Vandalism | VNDLSM - Vandalism | Cause | BRT
MTRCONT | Motor Control Centers (MCC) | MTRCONT - Motor Control Centers (MCC) | WORNCMPT | Defective/ Worn Component | WORNCMPT - Defective/ Worn Component | Cause | BRT
MTRCONT | Motor Control Centers (MCC) | MTRCONT - Motor Control Centers (MCC) | ADJUSTD | Adjusted | ADJUSTD - Adjusted | Action | BRT
MTRCONT | Motor Control Centers (MCC) | MTRCONT - Motor Control Centers (MCC) | DECOMM | Decommission | DECOMM - Decommission | Action | BRT
MTRCONT | Motor Control Centers (MCC) | MTRCONT - Motor Control Centers (MCC) | DECONTME | Decontaminate | DECONTME - Decontaminate | Action | BRT
MTRCONT | Motor Control Centers (MCC) | MTRCONT - Motor Control Centers (MCC) | DONOTHIN | Do Nothing | DONOTHIN - Do Nothing | Action | BRT
MTRCONT | Motor Control Centers (MCC) | MTRCONT - Motor Control Centers (MCC) | LUBRCTE | Lubricate | LUBRCTE - Lubricate | Action | BRT
MTRCONT | Motor Control Centers (MCC) | MTRCONT - Motor Control Centers (MCC) | OTHER | Other (specify) | OTHER - Other (specify) | Action | BRT
MTRCONT | Motor Control Centers (MCC) | MTRCONT - Motor Control Centers (MCC) | RECALBRT | Recalibrate | RECALBRT - Recalibrate | Action | BRT
MTRCONT | Motor Control Centers (MCC) | MTRCONT - Motor Control Centers (MCC) | REMVOBT | Remove Obstruction | REMVOBT - Remove Obstruction | Action | BRT
MTRCONT | Motor Control Centers (MCC) | MTRCONT - Motor Control Centers (MCC) | REPCMPT | Repair Component | REPCMPT - Repair Component | Action | BRT
MTRCONT | Motor Control Centers (MCC) | MTRCONT - Motor Control Centers (MCC) | REPLASS | Replace Asset | REPLASS - Replace Asset | Action | BRT
MTRCONT | Motor Control Centers (MCC) | MTRCONT - Motor Control Centers (MCC) | REPLCMPT | Replace Component | REPLCMPT - Replace Component | Action | BRT
MTRCONT | Motor Control Centers (MCC) | MTRCONT - Motor Control Centers (MCC) | REPRASS | Repair Asset | REPRASS - Repair Asset | Action | BRT
MTRCONT | Motor Control Centers (MCC) | MTRCONT - Motor Control Centers (MCC) | UPGRADES | Upgrade | UPGRADES - Upgrade | Action | BRT
NONPTWTR | Non-Potable Water System | NONPTWTR - Non-Potable Water System | ABNTEMP | Abnormal Temperature | ABNTEMP - Abnormal Temperature | Problem | BRT
NONPTWTR | Non-Potable Water System | NONPTWTR - Non-Potable Water System | CORROS | Corrosion | CORROS - Corrosion | Problem | BRT
NONPTWTR | Non-Potable Water System | NONPTWTR - Non-Potable Water System | ELECTRIP | Electrical Trip Out | ELECTRIP - Electrical Trip Out | Problem | BRT
NONPTWTR | Non-Potable Water System | NONPTWTR - Non-Potable Water System | EXNOISE | Excessive Noise | EXNOISE - Excessive Noise | Problem | BRT
NONPTWTR | Non-Potable Water System | NONPTWTR - Non-Potable Water System | EXVIBRTN | Excessive Vibration | EXVIBRTN - Excessive Vibration | Problem | BRT
NONPTWTR | Non-Potable Water System | NONPTWTR - Non-Potable Water System | LEAKING | Leaking | LEAKING - Leaking | Problem | BRT
NONPTWTR | Non-Potable Water System | NONPTWTR - Non-Potable Water System | LOWPERF | Low Performance | LOWPERF - Low Performance | Problem | BRT
NONPTWTR | Non-Potable Water System | NONPTWTR - Non-Potable Water System | NONOPER | Non-Operational | NONOPER - Non-Operational | Problem | BRT
NONPTWTR | Non-Potable Water System | NONPTWTR - Non-Potable Water System | PANLALRM | Panel Alarm (PLC) | PANLALRM - Panel Alarm (PLC) | Problem | BRT
NONPTWTR | Non-Potable Water System | NONPTWTR - Non-Potable Water System | FILTCLOG | Filter Clog | FILTCLOG - Filter Clog | Failure | BRT
NONPTWTR | Non-Potable Water System | NONPTWTR - Non-Potable Water System | FILTDET | Filter deterioration | FILTDET - Filter deterioration | Failure | BRT
NONPTWTR | Non-Potable Water System | NONPTWTR - Non-Potable Water System | FILTHSDE | Filter Housing Deterioration | FILTHSDE - Filter Housing Deterioration | Failure | BRT
NONPTWTR | Non-Potable Water System | NONPTWTR - Non-Potable Water System | FLTSENFL | Float & Sensor Failure | FLTSENFL - Float & Sensor Failure | Failure | BRT
NONPTWTR | Non-Potable Water System | NONPTWTR - Non-Potable Water System | NPWSDET | Natural Deterioration of the non potable water system | NPWSDET - Natural Deterioration of the non potable water system | Failure | BRT
NONPTWTR | Non-Potable Water System | NONPTWTR - Non-Potable Water System | NPWSLEAK | water leakage of the non-potable water system | NPWSLEAK - water leakage of the non-potable water system | Failure | BRT
NONPTWTR | Non-Potable Water System | NONPTWTR - Non-Potable Water System | PUMPSEIZ | Pump Seized | PUMPSEIZ - Pump Seized | Failure | BRT
NONPTWTR | Non-Potable Water System | NONPTWTR - Non-Potable Water System | PUMPSLDT | Pump Seal Deterioration | PUMPSLDT - Pump Seal Deterioration | Failure | BRT
NONPTWTR | Non-Potable Water System | NONPTWTR - Non-Potable Water System | PVCPIPDT | PVC Piping Deterioration | PVCPIPDT - PVC Piping Deterioration | Failure | BRT
NONPTWTR | Non-Potable Water System | NONPTWTR - Non-Potable Water System | SOLVLSTK | Solenoid Valve Stuck/ Jammed | SOLVLSTK - Solenoid Valve Stuck/ Jammed | Failure | BRT
NONPTWTR | Non-Potable Water System | NONPTWTR - Non-Potable Water System | TANKDET | Tank Deterioration | TANKDET - Tank Deterioration | Failure | BRT
NONPTWTR | Non-Potable Water System | NONPTWTR - Non-Potable Water System | UVLGTDET | UV Lighting Deterioration | UVLGTDET - UV Lighting Deterioration | Failure | BRT
NONPTWTR | Non-Potable Water System | NONPTWTR - Non-Potable Water System | VALVJAMD | Valve Jammed | VALVJAMD - Valve Jammed | Failure | BRT
NONPTWTR | Non-Potable Water System | NONPTWTR - Non-Potable Water System | WORNMOTR | Worn Motor | WORNMOTR - Worn Motor | Failure | BRT
NONPTWTR | Non-Potable Water System | NONPTWTR - Non-Potable Water System | ACCWEAR | Accelerated Wear | ACCWEAR - Accelerated Wear | Cause | BRT
NONPTWTR | Non-Potable Water System | NONPTWTR - Non-Potable Water System | ACTGOD | Weather condition/Forces of nature or Act of God | ACTGOD - Weather condition/Forces of nature or Act of God | Cause | BRT
NONPTWTR | Non-Potable Water System | NONPTWTR - Non-Potable Water System | CONTAM | Contamination | CONTAM - Contamination | Cause | BRT
NONPTWTR | Non-Potable Water System | NONPTWTR - Non-Potable Water System | EXLOAD | Excessive Load | EXLOAD - Excessive Load | Cause | BRT
NONPTWTR | Non-Potable Water System | NONPTWTR - Non-Potable Water System | IMPRMNT | Improper Maintenance | IMPRMNT - Improper Maintenance | Cause | BRT
NONPTWTR | Non-Potable Water System | NONPTWTR - Non-Potable Water System | MISSCMP | Loose/ Missing Component | MISSCMP - Loose/ Missing Component | Cause | BRT
NONPTWTR | Non-Potable Water System | NONPTWTR - Non-Potable Water System | WORNCMPT | Defective/ Worn Component | WORNCMPT - Defective/ Worn Component | Cause | BRT
NONPTWTR | Non-Potable Water System | NONPTWTR - Non-Potable Water System | ADJUSTD | Adjusted | ADJUSTD - Adjusted | Action | BRT
NONPTWTR | Non-Potable Water System | NONPTWTR - Non-Potable Water System | DECOMM | Decommission | DECOMM - Decommission | Action | BRT
NONPTWTR | Non-Potable Water System | NONPTWTR - Non-Potable Water System | DECONTME | Decontaminate | DECONTME - Decontaminate | Action | BRT
NONPTWTR | Non-Potable Water System | NONPTWTR - Non-Potable Water System | LUBRCTE | Lubricate | LUBRCTE - Lubricate | Action | BRT
NONPTWTR | Non-Potable Water System | NONPTWTR - Non-Potable Water System | RECALBRT | Recalibrate | RECALBRT - Recalibrate | Action | BRT
NONPTWTR | Non-Potable Water System | NONPTWTR - Non-Potable Water System | REMOVE | Remove | REMOVE - Remove | Action | BRT
NONPTWTR | Non-Potable Water System | NONPTWTR - Non-Potable Water System | REPAIR | Repair | REPAIR - Repair | Action | BRT
OHDDR | Overhead Door | OHDDR - Overhead Door | CORROS | Corrosion | CORROS - Corrosion | Problem | BRT
OHDDR | Overhead Door | OHDDR - Overhead Door | ELECTRIP | Electrical Trip Out | ELECTRIP - Electrical Trip Out | Problem | BRT
OHDDR | Overhead Door | OHDDR - Overhead Door | EXNOISE | Excessive Noise | EXNOISE - Excessive Noise | Problem | BRT
OHDDR | Overhead Door | OHDDR - Overhead Door | EXVIBRTN | Excessive Vibration | EXVIBRTN - Excessive Vibration | Problem | BRT
OHDDR | Overhead Door | OHDDR - Overhead Door | JAMMEDEQ | Jammed Equipment | JAMMEDEQ - Jammed Equipment | Problem | BRT
OHDDR | Overhead Door | OHDDR - Overhead Door | NONOPER | Non-Operational | NONOPER - Non-Operational | Problem | BRT
OHDDR | Overhead Door | OHDDR - Overhead Door | PHYDMGE | Physical Damage | PHYDMGE - Physical Damage | Problem | BRT
OHDDR | Overhead Door | OHDDR - Overhead Door | UNSMELL | Unusual Smell | UNSMELL - Unusual Smell | Problem | BRT
OHDDR | Overhead Door | OHDDR - Overhead Door | UNSMOKE | Unusual Smoke | UNSMOKE - Unusual Smoke | Problem | BRT
OHDDR | Overhead Door | OHDDR - Overhead Door | CODEFAIL | Code Failure | CODEFAIL - Code Failure | Failure | BRT
OHDDR | Overhead Door | OHDDR - Overhead Door | DRSENSFL | Door Sensor Failures | DRSENSFL - Door Sensor Failures | Failure | BRT
OHDDR | Overhead Door | OHDDR - Overhead Door | ELECFAIL | Electrical Failure | ELECFAIL - Electrical Failure | Failure | BRT
OHDDR | Overhead Door | OHDDR - Overhead Door | MECFAIL | Mechanical Failure | MECFAIL - Mechanical Failure | Failure | BRT
OHDDR | Overhead Door | OHDDR - Overhead Door | MOTRFAIL | Motor Failure | MOTRFAIL - Motor Failure | Failure | BRT
OHDDR | Overhead Door | OHDDR - Overhead Door | OPRTERR | Operator Error | OPRTERR - Operator Error | Failure | BRT
OHDDR | Overhead Door | OHDDR - Overhead Door | SYNCFAIL | Sync Failure | SYNCFAIL - Sync Failure | Failure | BRT
OHDDR | Overhead Door | OHDDR - Overhead Door | ACCIDENT | Accident | ACCIDENT - Accident | Cause | BRT
OHDDR | Overhead Door | OHDDR - Overhead Door | ACTGOD | Weather condition/Forces of nature or Act of God | ACTGOD - Weather condition/Forces of nature or Act of God | Cause | BRT
OHDDR | Overhead Door | OHDDR - Overhead Door | DEFASSET | Defective Asset | DEFASSET - Defective Asset | Cause | BRT
OHDDR | Overhead Door | OHDDR - Overhead Door | IMPRMNT | Improper Maintenance | IMPRMNT - Improper Maintenance | Cause | BRT
OHDDR | Overhead Door | OHDDR - Overhead Door | LACKTRN | Lack of/ Inadequate Training | LACKTRN - Lack of/ Inadequate Training | Cause | BRT
OHDDR | Overhead Door | OHDDR - Overhead Door | MISSCMP | Loose/ Missing Component | MISSCMP - Loose/ Missing Component | Cause | BRT
OHDDR | Overhead Door | OHDDR - Overhead Door | WORNCMPT | Defective/ Worn Component | WORNCMPT - Defective/ Worn Component | Cause | BRT
OHDDR | Overhead Door | OHDDR - Overhead Door | ADJUSTD | Adjusted | ADJUSTD - Adjusted | Action | BRT
OHDDR | Overhead Door | OHDDR - Overhead Door | RECALBRT | Recalibrate | RECALBRT - Recalibrate | Action | BRT
OHDDR | Overhead Door | OHDDR - Overhead Door | REMVOBT | Remove Obstruction | REMVOBT - Remove Obstruction | Action | BRT
OHDDR | Overhead Door | OHDDR - Overhead Door | REPAIR | Repair | REPAIR - Repair | Action | BRT
OHDDR | Overhead Door | OHDDR - Overhead Door | REPLACE | Replace | REPLACE - Replace | Action | BRT
OHDDR | Overhead Door | OHDDR - Overhead Door | UPGRADES | Upgrade | UPGRADES - Upgrade | Action | BRT
PEDWLK | Pedestrian Walkway | PEDWLK - Pedestrian Walkway | ABNTEMP | Abnormal Temperature | ABNTEMP - Abnormal Temperature | Problem | BRT
PEDWLK | Pedestrian Walkway | PEDWLK - Pedestrian Walkway | CORROS | Corrosion | CORROS - Corrosion | Problem | BRT
PEDWLK | Pedestrian Walkway | PEDWLK - Pedestrian Walkway | ELECTRIP | Electrical Trip Out | ELECTRIP - Electrical Trip Out | Problem | BRT
PEDWLK | Pedestrian Walkway | PEDWLK - Pedestrian Walkway | EXNOISE | Excessive Noise | EXNOISE - Excessive Noise | Problem | BRT
PEDWLK | Pedestrian Walkway | PEDWLK - Pedestrian Walkway | EXVIBRTN | Excessive Vibration | EXVIBRTN - Excessive Vibration | Problem | BRT
PEDWLK | Pedestrian Walkway | PEDWLK - Pedestrian Walkway | JAMMEDEQ | Jammed Equipment | JAMMEDEQ - Jammed Equipment | Problem | BRT
PEDWLK | Pedestrian Walkway | PEDWLK - Pedestrian Walkway | LEAKING | Leaking | LEAKING - Leaking | Problem | BRT
PEDWLK | Pedestrian Walkway | PEDWLK - Pedestrian Walkway | LOWPERF | Low Performance | LOWPERF - Low Performance | Problem | BRT
PEDWLK | Pedestrian Walkway | PEDWLK - Pedestrian Walkway | NONOPER | Non-Operational | NONOPER - Non-Operational | Problem | BRT
PEDWLK | Pedestrian Walkway | PEDWLK - Pedestrian Walkway | PHYDMGE | Physical Damage | PHYDMGE - Physical Damage | Problem | BRT
PEDWLK | Pedestrian Walkway | PEDWLK - Pedestrian Walkway | UNSMELL | Unusual Smell | UNSMELL - Unusual Smell | Problem | BRT
PEDWLK | Pedestrian Walkway | PEDWLK - Pedestrian Walkway | UNSMOKE | Unusual Smoke | UNSMOKE - Unusual Smoke | Problem | BRT
PEDWLK | Pedestrian Walkway | PEDWLK - Pedestrian Walkway | PEDWDEG | Pedestrian walkway degraded | PEDWDEG - Pedestrian walkway degraded | Failure | BRT
PEDWLK | Pedestrian Walkway | PEDWLK - Pedestrian Walkway | ACCIDENT | Accident | ACCIDENT - Accident | Cause | BRT
PEDWLK | Pedestrian Walkway | PEDWLK - Pedestrian Walkway | ACCWEAR | Accelerated Wear | ACCWEAR - Accelerated Wear | Cause | BRT
PEDWLK | Pedestrian Walkway | PEDWLK - Pedestrian Walkway | ACTGOD | Weather condition/Forces of nature or Act of God | ACTGOD - Weather condition/Forces of nature or Act of God | Cause | BRT
PEDWLK | Pedestrian Walkway | PEDWLK - Pedestrian Walkway | CONTAM | Contamination | CONTAM - Contamination | Cause | BRT
PEDWLK | Pedestrian Walkway | PEDWLK - Pedestrian Walkway | DEFASSET | Defective Asset | DEFASSET - Defective Asset | Cause | BRT
PEDWLK | Pedestrian Walkway | PEDWLK - Pedestrian Walkway | EXLOAD | Excessive Load | EXLOAD - Excessive Load | Cause | BRT
PEDWLK | Pedestrian Walkway | PEDWLK - Pedestrian Walkway | IMPRMNT | Improper Maintenance | IMPRMNT - Improper Maintenance | Cause | BRT
PEDWLK | Pedestrian Walkway | PEDWLK - Pedestrian Walkway | INSLUBR | Insufficient Lubrication | INSLUBR - Insufficient Lubrication | Cause | BRT
PEDWLK | Pedestrian Walkway | PEDWLK - Pedestrian Walkway | LACKTRN | Lack of/ Inadequate Training | LACKTRN - Lack of/ Inadequate Training | Cause | BRT
PEDWLK | Pedestrian Walkway | PEDWLK - Pedestrian Walkway | MISSCMP | Loose/ Missing Component | MISSCMP - Loose/ Missing Component | Cause | BRT
PEDWLK | Pedestrian Walkway | PEDWLK - Pedestrian Walkway | NRMWEAR | Normal Wear | NRMWEAR - Normal Wear | Cause | BRT
PEDWLK | Pedestrian Walkway | PEDWLK - Pedestrian Walkway | OTHER | Other (specify) | OTHER - Other (specify) | Cause | BRT
PEDWLK | Pedestrian Walkway | PEDWLK - Pedestrian Walkway | PRINSTAL | Poor Installation | PRINSTAL - Poor Installation | Cause | BRT
PEDWLK | Pedestrian Walkway | PEDWLK - Pedestrian Walkway | PROCISSU | Procedure Issue | PROCISSU - Procedure Issue | Cause | BRT
PEDWLK | Pedestrian Walkway | PEDWLK - Pedestrian Walkway | UTLFAIL | Utility Failure | UTLFAIL - Utility Failure | Cause | BRT
PEDWLK | Pedestrian Walkway | PEDWLK - Pedestrian Walkway | VNDLSM | Vandalism | VNDLSM - Vandalism | Cause | BRT
PEDWLK | Pedestrian Walkway | PEDWLK - Pedestrian Walkway | WORNCMPT | Defective/ Worn Component | WORNCMPT - Defective/ Worn Component | Cause | BRT
PEDWLK | Pedestrian Walkway | PEDWLK - Pedestrian Walkway | ADJUSTD | Adjusted | ADJUSTD - Adjusted | Action | BRT
PEDWLK | Pedestrian Walkway | PEDWLK - Pedestrian Walkway | DECOMM | Decommission | DECOMM - Decommission | Action | BRT
PEDWLK | Pedestrian Walkway | PEDWLK - Pedestrian Walkway | DECONTME | Decontaminate | DECONTME - Decontaminate | Action | BRT
PEDWLK | Pedestrian Walkway | PEDWLK - Pedestrian Walkway | DONOTHIN | Do Nothing | DONOTHIN - Do Nothing | Action | BRT
PEDWLK | Pedestrian Walkway | PEDWLK - Pedestrian Walkway | LUBRCTE | Lubricate | LUBRCTE - Lubricate | Action | BRT
PEDWLK | Pedestrian Walkway | PEDWLK - Pedestrian Walkway | OTHER | Other (specify) | OTHER - Other (specify) | Action | BRT
PEDWLK | Pedestrian Walkway | PEDWLK - Pedestrian Walkway | RECALBRT | Recalibrate | RECALBRT - Recalibrate | Action | BRT
PEDWLK | Pedestrian Walkway | PEDWLK - Pedestrian Walkway | REMVOBT | Remove Obstruction | REMVOBT - Remove Obstruction | Action | BRT
PEDWLK | Pedestrian Walkway | PEDWLK - Pedestrian Walkway | REPCMPT | Repair Component | REPCMPT - Repair Component | Action | BRT
PEDWLK | Pedestrian Walkway | PEDWLK - Pedestrian Walkway | REPLASS | Replace Asset | REPLASS - Replace Asset | Action | BRT
PEDWLK | Pedestrian Walkway | PEDWLK - Pedestrian Walkway | REPLCMPT | Replace Component | REPLCMPT - Replace Component | Action | BRT
PEDWLK | Pedestrian Walkway | PEDWLK - Pedestrian Walkway | REPRASS | Repair Asset | REPRASS - Repair Asset | Action | BRT
PEDWLK | Pedestrian Walkway | PEDWLK - Pedestrian Walkway | UPGRADES | Upgrade | UPGRADES - Upgrade | Action | BRT
PHTOSYS | Photovoltaic System | PHTOSYS - Photovoltaic System | ABNTEMP | Abnormal Temperature | ABNTEMP - Abnormal Temperature | Problem | BRT
PHTOSYS | Photovoltaic System | PHTOSYS - Photovoltaic System | CORROS | Corrosion | CORROS - Corrosion | Problem | BRT
PHTOSYS | Photovoltaic System | PHTOSYS - Photovoltaic System | ELECTRIP | Electrical Trip Out | ELECTRIP - Electrical Trip Out | Problem | BRT
PHTOSYS | Photovoltaic System | PHTOSYS - Photovoltaic System | EXNOISE | Excessive Noise | EXNOISE - Excessive Noise | Problem | BRT
PHTOSYS | Photovoltaic System | PHTOSYS - Photovoltaic System | EXVIBRTN | Excessive Vibration | EXVIBRTN - Excessive Vibration | Problem | BRT
PHTOSYS | Photovoltaic System | PHTOSYS - Photovoltaic System | JAMMEDEQ | Jammed Equipment | JAMMEDEQ - Jammed Equipment | Problem | BRT
PHTOSYS | Photovoltaic System | PHTOSYS - Photovoltaic System | LEAKING | Leaking | LEAKING - Leaking | Problem | BRT
PHTOSYS | Photovoltaic System | PHTOSYS - Photovoltaic System | LOWPERF | Low Performance | LOWPERF - Low Performance | Problem | BRT
PHTOSYS | Photovoltaic System | PHTOSYS - Photovoltaic System | NONOPER | Non-Operational | NONOPER - Non-Operational | Problem | BRT
PHTOSYS | Photovoltaic System | PHTOSYS - Photovoltaic System | PHYDMGE | Physical Damage | PHYDMGE - Physical Damage | Problem | BRT
PHTOSYS | Photovoltaic System | PHTOSYS - Photovoltaic System | UNSMELL | Unusual Smell | UNSMELL - Unusual Smell | Problem | BRT
PHTOSYS | Photovoltaic System | PHTOSYS - Photovoltaic System | UNSMOKE | Unusual Smoke | UNSMOKE - Unusual Smoke | Problem | BRT
PHTOSYS | Photovoltaic System | PHTOSYS - Photovoltaic System | PHTOCELL | Photovoltaic cell failed | PHTOCELL - Photovoltaic cell failed | Failure | BRT
PHTOSYS | Photovoltaic System | PHTOSYS - Photovoltaic System | PHTOCNTR | Inverter/control failed | PHTOCNTR - Inverter/control failed | Failure | BRT
PHTOSYS | Photovoltaic System | PHTOSYS - Photovoltaic System | PHTOCONT | Photovoltaic cells contaminated | PHTOCONT - Photovoltaic cells contaminated | Failure | BRT
PHTOSYS | Photovoltaic System | PHTOSYS - Photovoltaic System | PHTODET | Photovoltaic system deteriorated | PHTODET - Photovoltaic system deteriorated | Failure | BRT
PHTOSYS | Photovoltaic System | PHTOSYS - Photovoltaic System | PHTOEXP | Photovoltaic cells expired life | PHTOEXP - Photovoltaic cells expired life | Failure | BRT
PHTOSYS | Photovoltaic System | PHTOSYS - Photovoltaic System | ACCIDENT | Accident | ACCIDENT - Accident | Cause | BRT
PHTOSYS | Photovoltaic System | PHTOSYS - Photovoltaic System | ACCWEAR | Accelerated Wear | ACCWEAR - Accelerated Wear | Cause | BRT
PHTOSYS | Photovoltaic System | PHTOSYS - Photovoltaic System | ACTGOD | Weather condition/Forces of nature or Act of God | ACTGOD - Weather condition/Forces of nature or Act of God | Cause | BRT
PHTOSYS | Photovoltaic System | PHTOSYS - Photovoltaic System | CONTAM | Contamination | CONTAM - Contamination | Cause | BRT
PHTOSYS | Photovoltaic System | PHTOSYS - Photovoltaic System | DEFASSET | Defective Asset | DEFASSET - Defective Asset | Cause | BRT
PHTOSYS | Photovoltaic System | PHTOSYS - Photovoltaic System | EXLOAD | Excessive Load | EXLOAD - Excessive Load | Cause | BRT
PHTOSYS | Photovoltaic System | PHTOSYS - Photovoltaic System | IMPRMNT | Improper Maintenance | IMPRMNT - Improper Maintenance | Cause | BRT
PHTOSYS | Photovoltaic System | PHTOSYS - Photovoltaic System | INSLUBR | Insufficient Lubrication | INSLUBR - Insufficient Lubrication | Cause | BRT
PHTOSYS | Photovoltaic System | PHTOSYS - Photovoltaic System | LACKTRN | Lack of/ Inadequate Training | LACKTRN - Lack of/ Inadequate Training | Cause | BRT
PHTOSYS | Photovoltaic System | PHTOSYS - Photovoltaic System | MISSCMP | Loose/ Missing Component | MISSCMP - Loose/ Missing Component | Cause | BRT
PHTOSYS | Photovoltaic System | PHTOSYS - Photovoltaic System | NRMWEAR | Normal Wear | NRMWEAR - Normal Wear | Cause | BRT
PHTOSYS | Photovoltaic System | PHTOSYS - Photovoltaic System | OTHER | Other (specify) | OTHER - Other (specify) | Cause | BRT
PHTOSYS | Photovoltaic System | PHTOSYS - Photovoltaic System | PRINSTAL | Poor Installation | PRINSTAL - Poor Installation | Cause | BRT
PHTOSYS | Photovoltaic System | PHTOSYS - Photovoltaic System | PROCISSU | Procedure Issue | PROCISSU - Procedure Issue | Cause | BRT
PHTOSYS | Photovoltaic System | PHTOSYS - Photovoltaic System | UTLFAIL | Utility Failure | UTLFAIL - Utility Failure | Cause | BRT
PHTOSYS | Photovoltaic System | PHTOSYS - Photovoltaic System | VNDLSM | Vandalism | VNDLSM - Vandalism | Cause | BRT
PHTOSYS | Photovoltaic System | PHTOSYS - Photovoltaic System | WORNCMPT | Defective/ Worn Component | WORNCMPT - Defective/ Worn Component | Cause | BRT
PHTOSYS | Photovoltaic System | PHTOSYS - Photovoltaic System | ADJUSTD | Adjusted | ADJUSTD - Adjusted | Action | BRT
PHTOSYS | Photovoltaic System | PHTOSYS - Photovoltaic System | DECOMM | Decommission | DECOMM - Decommission | Action | BRT
PHTOSYS | Photovoltaic System | PHTOSYS - Photovoltaic System | DECONTME | Decontaminate | DECONTME - Decontaminate | Action | BRT
PHTOSYS | Photovoltaic System | PHTOSYS - Photovoltaic System | DONOTHIN | Do Nothing | DONOTHIN - Do Nothing | Action | BRT
PHTOSYS | Photovoltaic System | PHTOSYS - Photovoltaic System | LUBRCTE | Lubricate | LUBRCTE - Lubricate | Action | BRT
PHTOSYS | Photovoltaic System | PHTOSYS - Photovoltaic System | OTHER | Other (specify) | OTHER - Other (specify) | Action | BRT
PHTOSYS | Photovoltaic System | PHTOSYS - Photovoltaic System | RECALBRT | Recalibrate | RECALBRT - Recalibrate | Action | BRT
PHTOSYS | Photovoltaic System | PHTOSYS - Photovoltaic System | REMVOBT | Remove Obstruction | REMVOBT - Remove Obstruction | Action | BRT
PHTOSYS | Photovoltaic System | PHTOSYS - Photovoltaic System | REPCMPT | Repair Component | REPCMPT - Repair Component | Action | BRT
PHTOSYS | Photovoltaic System | PHTOSYS - Photovoltaic System | REPLASS | Replace Asset | REPLASS - Replace Asset | Action | BRT
PHTOSYS | Photovoltaic System | PHTOSYS - Photovoltaic System | REPLCMPT | Replace Component | REPLCMPT - Replace Component | Action | BRT
PHTOSYS | Photovoltaic System | PHTOSYS - Photovoltaic System | REPRASS | Repair Asset | REPRASS - Repair Asset | Action | BRT
PHTOSYS | Photovoltaic System | PHTOSYS - Photovoltaic System | UPGRADES | Upgrade | UPGRADES - Upgrade | Action | BRT
PITJACK | Pit Jacks | PITJACK - Pit Jacks | ABNTEMP | Abnormal Temperature | ABNTEMP - Abnormal Temperature | Problem | BRT
PITJACK | Pit Jacks | PITJACK - Pit Jacks | CORROS | Corrosion | CORROS - Corrosion | Problem | BRT
PITJACK | Pit Jacks | PITJACK - Pit Jacks | ELECTRIP | Electrical Trip Out | ELECTRIP - Electrical Trip Out | Problem | BRT
PITJACK | Pit Jacks | PITJACK - Pit Jacks | EXNOISE | Excessive Noise | EXNOISE - Excessive Noise | Problem | BRT
PITJACK | Pit Jacks | PITJACK - Pit Jacks | EXVIBRTN | Excessive Vibration | EXVIBRTN - Excessive Vibration | Problem | BRT
PITJACK | Pit Jacks | PITJACK - Pit Jacks | JAMMEDEQ | Jammed Equipment | JAMMEDEQ - Jammed Equipment | Problem | BRT
PITJACK | Pit Jacks | PITJACK - Pit Jacks | LEAKING | Leaking | LEAKING - Leaking | Problem | BRT
PITJACK | Pit Jacks | PITJACK - Pit Jacks | LOWPERF | Low Performance | LOWPERF - Low Performance | Problem | BRT
PITJACK | Pit Jacks | PITJACK - Pit Jacks | NONOPER | Non-Operational | NONOPER - Non-Operational | Problem | BRT
PITJACK | Pit Jacks | PITJACK - Pit Jacks | PHYDMGE | Physical Damage | PHYDMGE - Physical Damage | Problem | BRT
PITJACK | Pit Jacks | PITJACK - Pit Jacks | UNSMELL | Unusual Smell | UNSMELL - Unusual Smell | Problem | BRT
PITJACK | Pit Jacks | PITJACK - Pit Jacks | UNSMOKE | Unusual Smoke | UNSMOKE - Unusual Smoke | Problem | BRT
PITJACK | Pit Jacks | PITJACK - Pit Jacks | PJPDET | Natural Deterioration of pit jacks | PJPDET - Natural Deterioration of pit jacks | Failure | BRT
PITJACK | Pit Jacks | PITJACK - Pit Jacks | PJPSEAL | Off center loads causing seal failure in pit jacks | PJPSEAL - Off center loads causing seal failure in pit jacks | Failure | BRT
PITJACK | Pit Jacks | PITJACK - Pit Jacks | PJPWR | Power Failure of pit jacks | PJPWR - Power Failure of pit jacks | Failure | BRT
PITJACK | Pit Jacks | PITJACK - Pit Jacks | ACCIDENT | Accident | ACCIDENT - Accident | Cause | BRT
PITJACK | Pit Jacks | PITJACK - Pit Jacks | ACCWEAR | Accelerated Wear | ACCWEAR - Accelerated Wear | Cause | BRT
PITJACK | Pit Jacks | PITJACK - Pit Jacks | ACTGOD | Weather condition/Forces of nature or Act of God | ACTGOD - Weather condition/Forces of nature or Act of God | Cause | BRT
PITJACK | Pit Jacks | PITJACK - Pit Jacks | CONTAM | Contamination | CONTAM - Contamination | Cause | BRT
PITJACK | Pit Jacks | PITJACK - Pit Jacks | DEFASSET | Defective Asset | DEFASSET - Defective Asset | Cause | BRT
PITJACK | Pit Jacks | PITJACK - Pit Jacks | EXLOAD | Excessive Load | EXLOAD - Excessive Load | Cause | BRT
PITJACK | Pit Jacks | PITJACK - Pit Jacks | IMPRMNT | Improper Maintenance | IMPRMNT - Improper Maintenance | Cause | BRT
PITJACK | Pit Jacks | PITJACK - Pit Jacks | INSLUBR | Insufficient Lubrication | INSLUBR - Insufficient Lubrication | Cause | BRT
PITJACK | Pit Jacks | PITJACK - Pit Jacks | LACKTRN | Lack of/ Inadequate Training | LACKTRN - Lack of/ Inadequate Training | Cause | BRT
PITJACK | Pit Jacks | PITJACK - Pit Jacks | MISSCMP | Loose/ Missing Component | MISSCMP - Loose/ Missing Component | Cause | BRT
PITJACK | Pit Jacks | PITJACK - Pit Jacks | NRMWEAR | Normal Wear | NRMWEAR - Normal Wear | Cause | BRT
PITJACK | Pit Jacks | PITJACK - Pit Jacks | OTHER | Other (specify) | OTHER - Other (specify) | Cause | BRT
PITJACK | Pit Jacks | PITJACK - Pit Jacks | PRINSTAL | Poor Installation | PRINSTAL - Poor Installation | Cause | BRT
PITJACK | Pit Jacks | PITJACK - Pit Jacks | PROCISSU | Procedure Issue | PROCISSU - Procedure Issue | Cause | BRT
PITJACK | Pit Jacks | PITJACK - Pit Jacks | UTLFAIL | Utility Failure | UTLFAIL - Utility Failure | Cause | BRT
PITJACK | Pit Jacks | PITJACK - Pit Jacks | VNDLSM | Vandalism | VNDLSM - Vandalism | Cause | BRT
PITJACK | Pit Jacks | PITJACK - Pit Jacks | WORNCMPT | Defective/ Worn Component | WORNCMPT - Defective/ Worn Component | Cause | BRT
PITJACK | Pit Jacks | PITJACK - Pit Jacks | ADJUSTD | Adjusted | ADJUSTD - Adjusted | Action | BRT
PITJACK | Pit Jacks | PITJACK - Pit Jacks | DECOMM | Decommission | DECOMM - Decommission | Action | BRT
PITJACK | Pit Jacks | PITJACK - Pit Jacks | DECONTME | Decontaminate | DECONTME - Decontaminate | Action | BRT
PITJACK | Pit Jacks | PITJACK - Pit Jacks | DONOTHIN | Do Nothing | DONOTHIN - Do Nothing | Action | BRT
PITJACK | Pit Jacks | PITJACK - Pit Jacks | LUBRCTE | Lubricate | LUBRCTE - Lubricate | Action | BRT
PITJACK | Pit Jacks | PITJACK - Pit Jacks | OTHER | Other (specify) | OTHER - Other (specify) | Action | BRT
PITJACK | Pit Jacks | PITJACK - Pit Jacks | RECALBRT | Recalibrate | RECALBRT - Recalibrate | Action | BRT
PITJACK | Pit Jacks | PITJACK - Pit Jacks | REMVOBT | Remove Obstruction | REMVOBT - Remove Obstruction | Action | BRT
PITJACK | Pit Jacks | PITJACK - Pit Jacks | REPCMPT | Repair Component | REPCMPT - Repair Component | Action | BRT
PITJACK | Pit Jacks | PITJACK - Pit Jacks | REPLASS | Replace Asset | REPLASS - Replace Asset | Action | BRT
PITJACK | Pit Jacks | PITJACK - Pit Jacks | REPLCMPT | Replace Component | REPLCMPT - Replace Component | Action | BRT
PITJACK | Pit Jacks | PITJACK - Pit Jacks | REPRASS | Repair Asset | REPRASS - Repair Asset | Action | BRT
PITJACK | Pit Jacks | PITJACK - Pit Jacks | UPGRADES | Upgrade | UPGRADES - Upgrade | Action | BRT
PKGAREA | Parking Area | PKGAREA - Parking Area | ABNTEMP | Abnormal Temperature | ABNTEMP - Abnormal Temperature | Problem | BRT
PKGAREA | Parking Area | PKGAREA - Parking Area | CORROS | Corrosion | CORROS - Corrosion | Problem | BRT
PKGAREA | Parking Area | PKGAREA - Parking Area | ELECTRIP | Electrical Trip Out | ELECTRIP - Electrical Trip Out | Problem | BRT
PKGAREA | Parking Area | PKGAREA - Parking Area | EXNOISE | Excessive Noise | EXNOISE - Excessive Noise | Problem | BRT
PKGAREA | Parking Area | PKGAREA - Parking Area | EXVIBRTN | Excessive Vibration | EXVIBRTN - Excessive Vibration | Problem | BRT
PKGAREA | Parking Area | PKGAREA - Parking Area | JAMMEDEQ | Jammed Equipment | JAMMEDEQ - Jammed Equipment | Problem | BRT
PKGAREA | Parking Area | PKGAREA - Parking Area | LEAKING | Leaking | LEAKING - Leaking | Problem | BRT
PKGAREA | Parking Area | PKGAREA - Parking Area | LOWPERF | Low Performance | LOWPERF - Low Performance | Problem | BRT
PKGAREA | Parking Area | PKGAREA - Parking Area | NONOPER | Non-Operational | NONOPER - Non-Operational | Problem | BRT
PKGAREA | Parking Area | PKGAREA - Parking Area | PHYDMGE | Physical Damage | PHYDMGE - Physical Damage | Problem | BRT
PKGAREA | Parking Area | PKGAREA - Parking Area | UNSMELL | Unusual Smell | UNSMELL - Unusual Smell | Problem | BRT
PKGAREA | Parking Area | PKGAREA - Parking Area | UNSMOKE | Unusual Smoke | UNSMOKE - Unusual Smoke | Problem | BRT
PKGAREA | Parking Area | PKGAREA - Parking Area | PKGADEG | Parking area degraded | PKGADEG - Parking area degraded | Failure | BRT
PKGAREA | Parking Area | PKGAREA - Parking Area | ACCIDENT | Accident | ACCIDENT - Accident | Cause | BRT
PKGAREA | Parking Area | PKGAREA - Parking Area | ACCWEAR | Accelerated Wear | ACCWEAR - Accelerated Wear | Cause | BRT
PKGAREA | Parking Area | PKGAREA - Parking Area | ACTGOD | Weather condition/Forces of nature or Act of God | ACTGOD - Weather condition/Forces of nature or Act of God | Cause | BRT
PKGAREA | Parking Area | PKGAREA - Parking Area | CONTAM | Contamination | CONTAM - Contamination | Cause | BRT
PKGAREA | Parking Area | PKGAREA - Parking Area | DEFASSET | Defective Asset | DEFASSET - Defective Asset | Cause | BRT
PKGAREA | Parking Area | PKGAREA - Parking Area | EXLOAD | Excessive Load | EXLOAD - Excessive Load | Cause | BRT
PKGAREA | Parking Area | PKGAREA - Parking Area | IMPRMNT | Improper Maintenance | IMPRMNT - Improper Maintenance | Cause | BRT
PKGAREA | Parking Area | PKGAREA - Parking Area | INSLUBR | Insufficient Lubrication | INSLUBR - Insufficient Lubrication | Cause | BRT
PKGAREA | Parking Area | PKGAREA - Parking Area | LACKTRN | Lack of/ Inadequate Training | LACKTRN - Lack of/ Inadequate Training | Cause | BRT
PKGAREA | Parking Area | PKGAREA - Parking Area | MISSCMP | Loose/ Missing Component | MISSCMP - Loose/ Missing Component | Cause | BRT
PKGAREA | Parking Area | PKGAREA - Parking Area | NRMWEAR | Normal Wear | NRMWEAR - Normal Wear | Cause | BRT
PKGAREA | Parking Area | PKGAREA - Parking Area | OTHER | Other (specify) | OTHER - Other (specify) | Cause | BRT
PKGAREA | Parking Area | PKGAREA - Parking Area | PRINSTAL | Poor Installation | PRINSTAL - Poor Installation | Cause | BRT
PKGAREA | Parking Area | PKGAREA - Parking Area | PROCISSU | Procedure Issue | PROCISSU - Procedure Issue | Cause | BRT
PKGAREA | Parking Area | PKGAREA - Parking Area | UTLFAIL | Utility Failure | UTLFAIL - Utility Failure | Cause | BRT
PKGAREA | Parking Area | PKGAREA - Parking Area | VNDLSM | Vandalism | VNDLSM - Vandalism | Cause | BRT
PKGAREA | Parking Area | PKGAREA - Parking Area | WORNCMPT | Defective/ Worn Component | WORNCMPT - Defective/ Worn Component | Cause | BRT
PKGAREA | Parking Area | PKGAREA - Parking Area | ADJUSTD | Adjusted | ADJUSTD - Adjusted | Action | BRT
PKGAREA | Parking Area | PKGAREA - Parking Area | DECOMM | Decommission | DECOMM - Decommission | Action | BRT
PKGAREA | Parking Area | PKGAREA - Parking Area | DECONTME | Decontaminate | DECONTME - Decontaminate | Action | BRT
PKGAREA | Parking Area | PKGAREA - Parking Area | DONOTHIN | Do Nothing | DONOTHIN - Do Nothing | Action | BRT
PKGAREA | Parking Area | PKGAREA - Parking Area | LUBRCTE | Lubricate | LUBRCTE - Lubricate | Action | BRT
PKGAREA | Parking Area | PKGAREA - Parking Area | OTHER | Other (specify) | OTHER - Other (specify) | Action | BRT
PKGAREA | Parking Area | PKGAREA - Parking Area | RECALBRT | Recalibrate | RECALBRT - Recalibrate | Action | BRT
PKGAREA | Parking Area | PKGAREA - Parking Area | REMVOBT | Remove Obstruction | REMVOBT - Remove Obstruction | Action | BRT
PKGAREA | Parking Area | PKGAREA - Parking Area | REPCMPT | Repair Component | REPCMPT - Repair Component | Action | BRT
PKGAREA | Parking Area | PKGAREA - Parking Area | REPLASS | Replace Asset | REPLASS - Replace Asset | Action | BRT
PKGAREA | Parking Area | PKGAREA - Parking Area | REPLCMPT | Replace Component | REPLCMPT - Replace Component | Action | BRT
PKGAREA | Parking Area | PKGAREA - Parking Area | REPRASS | Repair Asset | REPRASS - Repair Asset | Action | BRT
PKGAREA | Parking Area | PKGAREA - Parking Area | UPGRADES | Upgrade | UPGRADES - Upgrade | Action | BRT
PLMBFXT | Plumbing Fixture | PLMBFXT - Plumbing Fixture | ABNTEMP | Abnormal Temperature | ABNTEMP - Abnormal Temperature | Problem | BRT
PLMBFXT | Plumbing Fixture | PLMBFXT - Plumbing Fixture | CORROS | Corrosion | CORROS - Corrosion | Problem | BRT
PLMBFXT | Plumbing Fixture | PLMBFXT - Plumbing Fixture | ELECTRIP | Electrical Trip Out | ELECTRIP - Electrical Trip Out | Problem | BRT
PLMBFXT | Plumbing Fixture | PLMBFXT - Plumbing Fixture | EXNOISE | Excessive Noise | EXNOISE - Excessive Noise | Problem | BRT
PLMBFXT | Plumbing Fixture | PLMBFXT - Plumbing Fixture | EXVIBRTN | Excessive Vibration | EXVIBRTN - Excessive Vibration | Problem | BRT
PLMBFXT | Plumbing Fixture | PLMBFXT - Plumbing Fixture | JAMMEDEQ | Jammed Equipment | JAMMEDEQ - Jammed Equipment | Problem | BRT
PLMBFXT | Plumbing Fixture | PLMBFXT - Plumbing Fixture | LEAKING | Leaking | LEAKING - Leaking | Problem | BRT
PLMBFXT | Plumbing Fixture | PLMBFXT - Plumbing Fixture | LOWPERF | Low Performance | LOWPERF - Low Performance | Problem | BRT
PLMBFXT | Plumbing Fixture | PLMBFXT - Plumbing Fixture | NONOPER | Non-Operational | NONOPER - Non-Operational | Problem | BRT
PLMBFXT | Plumbing Fixture | PLMBFXT - Plumbing Fixture | PHYDMGE | Physical Damage | PHYDMGE - Physical Damage | Problem | BRT
PLMBFXT | Plumbing Fixture | PLMBFXT - Plumbing Fixture | UNSMELL | Unusual Smell | UNSMELL - Unusual Smell | Problem | BRT
PLMBFXT | Plumbing Fixture | PLMBFXT - Plumbing Fixture | UNSMOKE | Unusual Smoke | UNSMOKE - Unusual Smoke | Problem | BRT
PLMBFXT | Plumbing Fixture | PLMBFXT - Plumbing Fixture | PLFAFAIL | Plumbing fixtures automatic function failed | PLFAFAIL - Plumbing fixtures automatic function failed | Failure | BRT
PLMBFXT | Plumbing Fixture | PLMBFXT - Plumbing Fixture | PLFDET | Plumbing fixture deteriorated | PLFDET - Plumbing fixture deteriorated | Failure | BRT
PLMBFXT | Plumbing Fixture | PLMBFXT - Plumbing Fixture | TUNDCONT | Tunnel drains contaminated | TUNDCONT - Tunnel drains contaminated | Failure | BRT
PLMBFXT | Plumbing Fixture | PLMBFXT - Plumbing Fixture | ACCIDENT | Accident | ACCIDENT - Accident | Cause | BRT
PLMBFXT | Plumbing Fixture | PLMBFXT - Plumbing Fixture | ACCWEAR | Accelerated Wear | ACCWEAR - Accelerated Wear | Cause | BRT
PLMBFXT | Plumbing Fixture | PLMBFXT - Plumbing Fixture | ACTGOD | Weather condition/Forces of nature or Act of God | ACTGOD - Weather condition/Forces of nature or Act of God | Cause | BRT
PLMBFXT | Plumbing Fixture | PLMBFXT - Plumbing Fixture | CONTAM | Contamination | CONTAM - Contamination | Cause | BRT
PLMBFXT | Plumbing Fixture | PLMBFXT - Plumbing Fixture | DEFASSET | Defective Asset | DEFASSET - Defective Asset | Cause | BRT
PLMBFXT | Plumbing Fixture | PLMBFXT - Plumbing Fixture | EXLOAD | Excessive Load | EXLOAD - Excessive Load | Cause | BRT
PLMBFXT | Plumbing Fixture | PLMBFXT - Plumbing Fixture | IMPRMNT | Improper Maintenance | IMPRMNT - Improper Maintenance | Cause | BRT
PLMBFXT | Plumbing Fixture | PLMBFXT - Plumbing Fixture | INSLUBR | Insufficient Lubrication | INSLUBR - Insufficient Lubrication | Cause | BRT
PLMBFXT | Plumbing Fixture | PLMBFXT - Plumbing Fixture | LACKTRN | Lack of/ Inadequate Training | LACKTRN - Lack of/ Inadequate Training | Cause | BRT
PLMBFXT | Plumbing Fixture | PLMBFXT - Plumbing Fixture | MISSCMP | Loose/ Missing Component | MISSCMP - Loose/ Missing Component | Cause | BRT
PLMBFXT | Plumbing Fixture | PLMBFXT - Plumbing Fixture | NRMWEAR | Normal Wear | NRMWEAR - Normal Wear | Cause | BRT
PLMBFXT | Plumbing Fixture | PLMBFXT - Plumbing Fixture | OTHER | Other (specify) | OTHER - Other (specify) | Cause | BRT
PLMBFXT | Plumbing Fixture | PLMBFXT - Plumbing Fixture | PRINSTAL | Poor Installation | PRINSTAL - Poor Installation | Cause | BRT
PLMBFXT | Plumbing Fixture | PLMBFXT - Plumbing Fixture | PROCISSU | Procedure Issue | PROCISSU - Procedure Issue | Cause | BRT
PLMBFXT | Plumbing Fixture | PLMBFXT - Plumbing Fixture | UTLFAIL | Utility Failure | UTLFAIL - Utility Failure | Cause | BRT
PLMBFXT | Plumbing Fixture | PLMBFXT - Plumbing Fixture | VNDLSM | Vandalism | VNDLSM - Vandalism | Cause | BRT
PLMBFXT | Plumbing Fixture | PLMBFXT - Plumbing Fixture | WORNCMPT | Defective/ Worn Component | WORNCMPT - Defective/ Worn Component | Cause | BRT
PLMBFXT | Plumbing Fixture | PLMBFXT - Plumbing Fixture | ADJUSTD | Adjusted | ADJUSTD - Adjusted | Action | BRT
PLMBFXT | Plumbing Fixture | PLMBFXT - Plumbing Fixture | DECOMM | Decommission | DECOMM - Decommission | Action | BRT
PLMBFXT | Plumbing Fixture | PLMBFXT - Plumbing Fixture | DECONTME | Decontaminate | DECONTME - Decontaminate | Action | BRT
PLMBFXT | Plumbing Fixture | PLMBFXT - Plumbing Fixture | DONOTHIN | Do Nothing | DONOTHIN - Do Nothing | Action | BRT
PLMBFXT | Plumbing Fixture | PLMBFXT - Plumbing Fixture | LUBRCTE | Lubricate | LUBRCTE - Lubricate | Action | BRT
PLMBFXT | Plumbing Fixture | PLMBFXT - Plumbing Fixture | OTHER | Other (specify) | OTHER - Other (specify) | Action | BRT
PLMBFXT | Plumbing Fixture | PLMBFXT - Plumbing Fixture | RECALBRT | Recalibrate | RECALBRT - Recalibrate | Action | BRT
PLMBFXT | Plumbing Fixture | PLMBFXT - Plumbing Fixture | REMVOBT | Remove Obstruction | REMVOBT - Remove Obstruction | Action | BRT
PLMBFXT | Plumbing Fixture | PLMBFXT - Plumbing Fixture | REPCMPT | Repair Component | REPCMPT - Repair Component | Action | BRT
PLMBFXT | Plumbing Fixture | PLMBFXT - Plumbing Fixture | REPLASS | Replace Asset | REPLASS - Replace Asset | Action | BRT
PLMBFXT | Plumbing Fixture | PLMBFXT - Plumbing Fixture | REPLCMPT | Replace Component | REPLCMPT - Replace Component | Action | BRT
PLMBFXT | Plumbing Fixture | PLMBFXT - Plumbing Fixture | REPRASS | Repair Asset | REPRASS - Repair Asset | Action | BRT
PLMBFXT | Plumbing Fixture | PLMBFXT - Plumbing Fixture | UPGRADES | Upgrade | UPGRADES - Upgrade | Action | BRT
PMP | Pump | PMP - Pump | ABNTEMP | Abnormal Temperature | ABNTEMP - Abnormal Temperature | Problem | BRT
PMP | Pump | PMP - Pump | CORROS | Corrosion | CORROS - Corrosion | Problem | BRT
PMP | Pump | PMP - Pump | ELECTRIP | Electrical Trip Out | ELECTRIP - Electrical Trip Out | Problem | BRT
PMP | Pump | PMP - Pump | EXNOISE | Excessive Noise | EXNOISE - Excessive Noise | Problem | BRT
PMP | Pump | PMP - Pump | EXVIBRTN | Excessive Vibration | EXVIBRTN - Excessive Vibration | Problem | BRT
PMP | Pump | PMP - Pump | JAMMEDEQ | Jammed Equipment | JAMMEDEQ - Jammed Equipment | Problem | BRT
PMP | Pump | PMP - Pump | LEAKING | Leaking | LEAKING - Leaking | Problem | BRT
PMP | Pump | PMP - Pump | LOWPERF | Low Performance | LOWPERF - Low Performance | Problem | BRT
PMP | Pump | PMP - Pump | NONOPER | Non-Operational | NONOPER - Non-Operational | Problem | BRT
PMP | Pump | PMP - Pump | UNSMELL | Unusual Smell | UNSMELL - Unusual Smell | Problem | BRT
PMP | Pump | PMP - Pump | BARRFAIL | Barring Failure | BARRFAIL - Barring Failure | Failure | BRT
PMP | Pump | PMP - Pump | HIGHAMPS | High Amps | HIGHAMPS - High Amps | Failure | BRT
PMP | Pump | PMP - Pump | INOTBCKG | Inlet/ Outlet Blockage | INOTBCKG - Inlet/ Outlet Blockage | Failure | BRT
PMP | Pump | PMP - Pump | LOSECOMP | Loose Components (Bolts/ Clamps/ Hosing/ Etc.) | LOSECOMP - Loose Components (Bolts/ Clamps/ Hosing/ Etc.) | Failure | BRT
PMP | Pump | PMP - Pump | MISALGNM | Misalignment | MISALGNM - Misalignment | Failure | BRT
PMP | Pump | PMP - Pump | MOTRFAIL | Motor Failure | MOTRFAIL - Motor Failure | Failure | BRT
PMP | Pump | PMP - Pump | PMPBILUB | Pump bearings insufficiently lubricated | PMPBILUB - Pump bearings insufficiently lubricated | Failure | BRT
PMP | Pump | PMP - Pump | PMPCDET | Pump components deteriorated or contaminated | PMPCDET - Pump components deteriorated or contaminated | Failure | BRT
PMP | Pump | PMP - Pump | WORNSDV | Worn Seals/ Diaphragm/ Veins | WORNSDV - Worn Seals/ Diaphragm/ Veins | Failure | BRT
PMP | Pump | PMP - Pump | ACTGOD | Weather condition/Forces of nature or Act of God | ACTGOD - Weather condition/Forces of nature or Act of God | Cause | BRT
PMP | Pump | PMP - Pump | CONTAM | Contamination | CONTAM - Contamination | Cause | BRT
PMP | Pump | PMP - Pump | EXLOAD | Excessive Load | EXLOAD - Excessive Load | Cause | BRT
PMP | Pump | PMP - Pump | INSLUBR | Insufficient Lubrication | INSLUBR - Insufficient Lubrication | Cause | BRT
PMP | Pump | PMP - Pump | MISSCMP | Loose/ Missing Component | MISSCMP - Loose/ Missing Component | Cause | BRT
PMP | Pump | PMP - Pump | NRMWEAR | Normal Wear | NRMWEAR - Normal Wear | Cause | BRT
PMP | Pump | PMP - Pump | PRINSTAL | Poor Installation | PRINSTAL - Poor Installation | Cause | BRT
PMP | Pump | PMP - Pump | UTLFAIL | Utility Failure | UTLFAIL - Utility Failure | Cause | BRT
PMP | Pump | PMP - Pump | WORNCMPT | Defective/ Worn Component | WORNCMPT - Defective/ Worn Component | Cause | BRT
PMP | Pump | PMP - Pump | ADJUSTD | Adjusted | ADJUSTD - Adjusted | Action | BRT
PMP | Pump | PMP - Pump | CALLCNTR | Call Contractor | CALLCNTR - Call Contractor | Action | BRT
PMP | Pump | PMP - Pump | DECONTME | Decontaminate | DECONTME - Decontaminate | Action | BRT
PMP | Pump | PMP - Pump | LUBRCTE | Lubricate | LUBRCTE - Lubricate | Action | BRT
PMP | Pump | PMP - Pump | REPAIR | Repair | REPAIR - Repair | Action | BRT
PMP | Pump | PMP - Pump | REPLACE | Replace | REPLACE - Replace | Action | BRT
PMP | Pump | PMP - Pump | UPGRADES | Upgrade | UPGRADES - Upgrade | Action | BRT
PRPTWLL | Parapet Wall | PRPTWLL - Parapet Wall | ABNTEMP | Abnormal Temperature | ABNTEMP - Abnormal Temperature | Problem | BRT
PRPTWLL | Parapet Wall | PRPTWLL - Parapet Wall | CORROS | Corrosion | CORROS - Corrosion | Problem | BRT
PRPTWLL | Parapet Wall | PRPTWLL - Parapet Wall | ELECTRIP | Electrical Trip Out | ELECTRIP - Electrical Trip Out | Problem | BRT
PRPTWLL | Parapet Wall | PRPTWLL - Parapet Wall | EXNOISE | Excessive Noise | EXNOISE - Excessive Noise | Problem | BRT
PRPTWLL | Parapet Wall | PRPTWLL - Parapet Wall | EXVIBRTN | Excessive Vibration | EXVIBRTN - Excessive Vibration | Problem | BRT
PRPTWLL | Parapet Wall | PRPTWLL - Parapet Wall | JAMMEDEQ | Jammed Equipment | JAMMEDEQ - Jammed Equipment | Problem | BRT
PRPTWLL | Parapet Wall | PRPTWLL - Parapet Wall | LEAKING | Leaking | LEAKING - Leaking | Problem | BRT
PRPTWLL | Parapet Wall | PRPTWLL - Parapet Wall | LOWPERF | Low Performance | LOWPERF - Low Performance | Problem | BRT
PRPTWLL | Parapet Wall | PRPTWLL - Parapet Wall | NONOPER | Non-Operational | NONOPER - Non-Operational | Problem | BRT
PRPTWLL | Parapet Wall | PRPTWLL - Parapet Wall | PHYDMGE | Physical Damage | PHYDMGE - Physical Damage | Problem | BRT
PRPTWLL | Parapet Wall | PRPTWLL - Parapet Wall | UNSMELL | Unusual Smell | UNSMELL - Unusual Smell | Problem | BRT
PRPTWLL | Parapet Wall | PRPTWLL - Parapet Wall | UNSMOKE | Unusual Smoke | UNSMOKE - Unusual Smoke | Problem | BRT
PRPTWLL | Parapet Wall | PRPTWLL - Parapet Wall | PRWLDET | Parapet Wall deteriorated | PRWLDET - Parapet Wall deteriorated | Failure | BRT
PRPTWLL | Parapet Wall | PRPTWLL - Parapet Wall | RPRWLDET | Rooftop parapet wall deteriorated | RPRWLDET - Rooftop parapet wall deteriorated | Failure | BRT
PRPTWLL | Parapet Wall | PRPTWLL - Parapet Wall | ACCIDENT | Accident | ACCIDENT - Accident | Cause | BRT
PRPTWLL | Parapet Wall | PRPTWLL - Parapet Wall | ACCWEAR | Accelerated Wear | ACCWEAR - Accelerated Wear | Cause | BRT
PRPTWLL | Parapet Wall | PRPTWLL - Parapet Wall | ACTGOD | Weather condition/Forces of nature or Act of God | ACTGOD - Weather condition/Forces of nature or Act of God | Cause | BRT
PRPTWLL | Parapet Wall | PRPTWLL - Parapet Wall | CONTAM | Contamination | CONTAM - Contamination | Cause | BRT
PRPTWLL | Parapet Wall | PRPTWLL - Parapet Wall | DEFASSET | Defective Asset | DEFASSET - Defective Asset | Cause | BRT
PRPTWLL | Parapet Wall | PRPTWLL - Parapet Wall | EXLOAD | Excessive Load | EXLOAD - Excessive Load | Cause | BRT
PRPTWLL | Parapet Wall | PRPTWLL - Parapet Wall | IMPRMNT | Improper Maintenance | IMPRMNT - Improper Maintenance | Cause | BRT
PRPTWLL | Parapet Wall | PRPTWLL - Parapet Wall | INSLUBR | Insufficient Lubrication | INSLUBR - Insufficient Lubrication | Cause | BRT
PRPTWLL | Parapet Wall | PRPTWLL - Parapet Wall | LACKTRN | Lack of/ Inadequate Training | LACKTRN - Lack of/ Inadequate Training | Cause | BRT
PRPTWLL | Parapet Wall | PRPTWLL - Parapet Wall | MISSCMP | Loose/ Missing Component | MISSCMP - Loose/ Missing Component | Cause | BRT
PRPTWLL | Parapet Wall | PRPTWLL - Parapet Wall | NRMWEAR | Normal Wear | NRMWEAR - Normal Wear | Cause | BRT
PRPTWLL | Parapet Wall | PRPTWLL - Parapet Wall | OTHER | Other (specify) | OTHER - Other (specify) | Cause | BRT
PRPTWLL | Parapet Wall | PRPTWLL - Parapet Wall | PRINSTAL | Poor Installation | PRINSTAL - Poor Installation | Cause | BRT
PRPTWLL | Parapet Wall | PRPTWLL - Parapet Wall | PROCISSU | Procedure Issue | PROCISSU - Procedure Issue | Cause | BRT
PRPTWLL | Parapet Wall | PRPTWLL - Parapet Wall | UTLFAIL | Utility Failure | UTLFAIL - Utility Failure | Cause | BRT
PRPTWLL | Parapet Wall | PRPTWLL - Parapet Wall | VNDLSM | Vandalism | VNDLSM - Vandalism | Cause | BRT
PRPTWLL | Parapet Wall | PRPTWLL - Parapet Wall | WORNCMPT | Defective/ Worn Component | WORNCMPT - Defective/ Worn Component | Cause | BRT
PRPTWLL | Parapet Wall | PRPTWLL - Parapet Wall | ADJUSTD | Adjusted | ADJUSTD - Adjusted | Action | BRT
PRPTWLL | Parapet Wall | PRPTWLL - Parapet Wall | DECOMM | Decommission | DECOMM - Decommission | Action | BRT
PRPTWLL | Parapet Wall | PRPTWLL - Parapet Wall | DECONTME | Decontaminate | DECONTME - Decontaminate | Action | BRT
PRPTWLL | Parapet Wall | PRPTWLL - Parapet Wall | DONOTHIN | Do Nothing | DONOTHIN - Do Nothing | Action | BRT
PRPTWLL | Parapet Wall | PRPTWLL - Parapet Wall | LUBRCTE | Lubricate | LUBRCTE - Lubricate | Action | BRT
PRPTWLL | Parapet Wall | PRPTWLL - Parapet Wall | OTHER | Other (specify) | OTHER - Other (specify) | Action | BRT
PRPTWLL | Parapet Wall | PRPTWLL - Parapet Wall | RECALBRT | Recalibrate | RECALBRT - Recalibrate | Action | BRT
PRPTWLL | Parapet Wall | PRPTWLL - Parapet Wall | REMVOBT | Remove Obstruction | REMVOBT - Remove Obstruction | Action | BRT
PRPTWLL | Parapet Wall | PRPTWLL - Parapet Wall | REPCMPT | Repair Component | REPCMPT - Repair Component | Action | BRT
PRPTWLL | Parapet Wall | PRPTWLL - Parapet Wall | REPLASS | Replace Asset | REPLASS - Replace Asset | Action | BRT
PRPTWLL | Parapet Wall | PRPTWLL - Parapet Wall | REPLCMPT | Replace Component | REPLCMPT - Replace Component | Action | BRT
PRPTWLL | Parapet Wall | PRPTWLL - Parapet Wall | REPRASS | Repair Asset | REPRASS - Repair Asset | Action | BRT
PRPTWLL | Parapet Wall | PRPTWLL - Parapet Wall | UPGRADES | Upgrade | UPGRADES - Upgrade | Action | BRT
PRSSRWSH | Pressure Washer | PRSSRWSH - Pressure Washer | ABNTEMP | Abnormal Temperature | ABNTEMP - Abnormal Temperature | Problem | BRT
PRSSRWSH | Pressure Washer | PRSSRWSH - Pressure Washer | CORROS | Corrosion | CORROS - Corrosion | Problem | BRT
PRSSRWSH | Pressure Washer | PRSSRWSH - Pressure Washer | ELECTRIP | Electrical Trip Out | ELECTRIP - Electrical Trip Out | Problem | BRT
PRSSRWSH | Pressure Washer | PRSSRWSH - Pressure Washer | EXNOISE | Excessive Noise | EXNOISE - Excessive Noise | Problem | BRT
PRSSRWSH | Pressure Washer | PRSSRWSH - Pressure Washer | EXVIBRTN | Excessive Vibration | EXVIBRTN - Excessive Vibration | Problem | BRT
PRSSRWSH | Pressure Washer | PRSSRWSH - Pressure Washer | JAMMEDEQ | Jammed Equipment | JAMMEDEQ - Jammed Equipment | Problem | BRT
PRSSRWSH | Pressure Washer | PRSSRWSH - Pressure Washer | LEAKING | Leaking | LEAKING - Leaking | Problem | BRT
PRSSRWSH | Pressure Washer | PRSSRWSH - Pressure Washer | LOWPERF | Low Performance | LOWPERF - Low Performance | Problem | BRT
PRSSRWSH | Pressure Washer | PRSSRWSH - Pressure Washer | NONOPER | Non-Operational | NONOPER - Non-Operational | Problem | BRT
PRSSRWSH | Pressure Washer | PRSSRWSH - Pressure Washer | UNSMELL | Unusual Smell | UNSMELL - Unusual Smell | Problem | BRT
PRSSRWSH | Pressure Washer | PRSSRWSH - Pressure Washer | UNSMOKE | Unusual Smoke | UNSMOKE - Unusual Smoke | Problem | BRT
PRSSRWSH | Pressure Washer | PRSSRWSH - Pressure Washer | FUSEDEF | Blown Fuse | FUSEDEF - Blown Fuse | Failure | BRT
PRSSRWSH | Pressure Washer | PRSSRWSH - Pressure Washer | GASBRNNO | Gas Burner Non-Operational | GASBRNNO - Gas Burner Non-Operational | Failure | BRT
PRSSRWSH | Pressure Washer | PRSSRWSH - Pressure Washer | GASSUPLY | Gas Supply | GASSUPLY - Gas Supply | Failure | BRT
PRSSRWSH | Pressure Washer | PRSSRWSH - Pressure Washer | GASTRNFL | Gas Train Failure | GASTRNFL - Gas Train Failure | Failure | BRT
PRSSRWSH | Pressure Washer | PRSSRWSH - Pressure Washer | HEXTUBE | Heat Exchanger Tube | HEXTUBE - Heat Exchanger Tube | Failure | BRT
PRSSRWSH | Pressure Washer | PRSSRWSH - Pressure Washer | INFILTSC | Inlet Filter Screens Clogged | INFILTSC - Inlet Filter Screens Clogged | Failure | BRT
PRSSRWSH | Pressure Washer | PRSSRWSH - Pressure Washer | JAMNOZLN | Jammed Nozzle / Lines | JAMNOZLN - Jammed Nozzle / Lines | Failure | BRT
PRSSRWSH | Pressure Washer | PRSSRWSH - Pressure Washer | LEAKHOSE | Leaking Hose / Lines | LEAKHOSE - Leaking Hose / Lines | Failure | BRT
PRSSRWSH | Pressure Washer | PRSSRWSH - Pressure Washer | MOTROVLD | Motor Overload | MOTROVLD - Motor Overload | Failure | BRT
PRSSRWSH | Pressure Washer | PRSSRWSH - Pressure Washer | PISTNVFL | Piston Valve Failure | PISTNVFL - Piston Valve Failure | Failure | BRT
PRSSRWSH | Pressure Washer | PRSSRWSH - Pressure Washer | PRESSDET | Natural Deterioration of pressure washer | PRESSDET - Natural Deterioration of pressure washer | Failure | BRT
PRSSRWSH | Pressure Washer | PRSSRWSH - Pressure Washer | PRESSELE | Electrical Faillure of pressure washer | PRESSELE - Electrical Faillure of pressure washer | Failure | BRT
PRSSRWSH | Pressure Washer | PRSSRWSH - Pressure Washer | PUMPFAIL | Pump Failure | PUMPFAIL - Pump Failure | Failure | BRT
PRSSRWSH | Pressure Washer | PRSSRWSH - Pressure Washer | WTRSPLLO | Water Supply (Lack Of) | WTRSPLLO - Water Supply (Lack Of) | Failure | BRT
PRSSRWSH | Pressure Washer | PRSSRWSH - Pressure Washer | CORRSION | Corrosion | CORRSION - Corrosion | Cause | BRT
PRSSRWSH | Pressure Washer | PRSSRWSH - Pressure Washer | IMPRMNT | Improper Maintenance | IMPRMNT - Improper Maintenance | Cause | BRT
PRSSRWSH | Pressure Washer | PRSSRWSH - Pressure Washer | INSLUBR | Insufficient Lubrication | INSLUBR - Insufficient Lubrication | Cause | BRT
PRSSRWSH | Pressure Washer | PRSSRWSH - Pressure Washer | MISSCMP | Loose/ Missing Component | MISSCMP - Loose/ Missing Component | Cause | BRT
PRSSRWSH | Pressure Washer | PRSSRWSH - Pressure Washer | NRMWEAR | Normal Wear | NRMWEAR - Normal Wear | Cause | BRT
PRSSRWSH | Pressure Washer | PRSSRWSH - Pressure Washer | OTHER | Other (specify) | OTHER - Other (specify) | Cause | BRT
PRSSRWSH | Pressure Washer | PRSSRWSH - Pressure Washer | PROCISSU | Procedure Issue | PROCISSU - Procedure Issue | Cause | BRT
PRSSRWSH | Pressure Washer | PRSSRWSH - Pressure Washer | UTLFAIL | Utility Failure | UTLFAIL - Utility Failure | Cause | BRT
PRSSRWSH | Pressure Washer | PRSSRWSH - Pressure Washer | WORNCMPT | Defective/ Worn Component | WORNCMPT - Defective/ Worn Component | Cause | BRT
PRSSRWSH | Pressure Washer | PRSSRWSH - Pressure Washer | ADJUSTD | Adjusted | ADJUSTD - Adjusted | Action | BRT
PRSSRWSH | Pressure Washer | PRSSRWSH - Pressure Washer | CALLCNTR | Call Contractor | CALLCNTR - Call Contractor | Action | BRT
PRSSRWSH | Pressure Washer | PRSSRWSH - Pressure Washer | DECOMM | Decommission | DECOMM - Decommission | Action | BRT
PRSSRWSH | Pressure Washer | PRSSRWSH - Pressure Washer | DECONTME | Decontaminate | DECONTME - Decontaminate | Action | BRT
PRSSRWSH | Pressure Washer | PRSSRWSH - Pressure Washer | DONOTHIN | Do Nothing | DONOTHIN - Do Nothing | Action | BRT
PRSSRWSH | Pressure Washer | PRSSRWSH - Pressure Washer | LUBRCTE | Lubricate | LUBRCTE - Lubricate | Action | BRT
PRSSRWSH | Pressure Washer | PRSSRWSH - Pressure Washer | REMVOBT | Remove Obstruction | REMVOBT - Remove Obstruction | Action | BRT
PRSSRWSH | Pressure Washer | PRSSRWSH - Pressure Washer | REPAIR | Repair | REPAIR - Repair | Action | BRT
PRSSRWSH | Pressure Washer | PRSSRWSH - Pressure Washer | REPLACE | Replace | REPLACE - Replace | Action | BRT
PRTCOLFT | Portable Column Lift | PRTCOLFT - Portable Column Lift | ABNTEMP | Abnormal Temperature | ABNTEMP - Abnormal Temperature | Problem | BRT
PRTCOLFT | Portable Column Lift | PRTCOLFT - Portable Column Lift | ELECTRIP | Electrical Trip Out | ELECTRIP - Electrical Trip Out | Problem | BRT
PRTCOLFT | Portable Column Lift | PRTCOLFT - Portable Column Lift | JAMMEDEQ | Jammed Equipment | JAMMEDEQ - Jammed Equipment | Problem | BRT
PRTCOLFT | Portable Column Lift | PRTCOLFT - Portable Column Lift | LEAKING | Leaking | LEAKING - Leaking | Problem | BRT
PRTCOLFT | Portable Column Lift | PRTCOLFT - Portable Column Lift | LOWPERF | Low Performance | LOWPERF - Low Performance | Problem | BRT
PRTCOLFT | Portable Column Lift | PRTCOLFT - Portable Column Lift | NSYNHIST | Non-Sync Of Hoist | NSYNHIST - Non-Sync Of Hoist | Problem | BRT
PRTCOLFT | Portable Column Lift | PRTCOLFT - Portable Column Lift | PHYDMGE | Physical Damage | PHYDMGE - Physical Damage | Problem | BRT
PRTCOLFT | Portable Column Lift | PRTCOLFT - Portable Column Lift | ACCIDENT | Accident | ACCIDENT - Accident | Failure | BRT
PRTCOLFT | Portable Column Lift | PRTCOLFT - Portable Column Lift | BATRFAIL | Battery Failure | BATRFAIL - Battery Failure | Failure | BRT
PRTCOLFT | Portable Column Lift | PRTCOLFT - Portable Column Lift | DIRTYHOI | Dirty Hoist | DIRTYHOI - Dirty Hoist | Failure | BRT
PRTCOLFT | Portable Column Lift | PRTCOLFT - Portable Column Lift | HOIRUSTY | Hoist Rusty | HOIRUSTY - Hoist Rusty | Failure | BRT
PRTCOLFT | Portable Column Lift | PRTCOLFT - Portable Column Lift | HYDRFAIL | Hydraulic Failure | HYDRFAIL - Hydraulic Failure | Failure | BRT
PRTCOLFT | Portable Column Lift | PRTCOLFT - Portable Column Lift | PCLDET | Natural Deterioration of portable column lift | PCLDET - Natural Deterioration of portable column lift | Failure | BRT
PRTCOLFT | Portable Column Lift | PRTCOLFT - Portable Column Lift | PCLELEC | Electrical Faillure of portable column lift | PCLELEC - Electrical Faillure of portable column lift | Failure | BRT
PRTCOLFT | Portable Column Lift | PRTCOLFT - Portable Column Lift | SOFWFAIL | Software failure | SOFWFAIL - Software failure | Failure | BRT
PRTCOLFT | Portable Column Lift | PRTCOLFT - Portable Column Lift | TECHERR | Tech Error | TECHERR - Tech Error | Failure | BRT
PRTCOLFT | Portable Column Lift | PRTCOLFT - Portable Column Lift | ACCIDENT | Accident | ACCIDENT - Accident | Cause | BRT
PRTCOLFT | Portable Column Lift | PRTCOLFT - Portable Column Lift | CONTAM | Contamination | CONTAM - Contamination | Cause | BRT
PRTCOLFT | Portable Column Lift | PRTCOLFT - Portable Column Lift | CORRSION | Corrosion | CORRSION - Corrosion | Cause | BRT
PRTCOLFT | Portable Column Lift | PRTCOLFT - Portable Column Lift | DAMAGE | Physical Damage | DAMAGE - Physical Damage | Cause | BRT
PRTCOLFT | Portable Column Lift | PRTCOLFT - Portable Column Lift | INSLUBR | Insufficient Lubrication | INSLUBR - Insufficient Lubrication | Cause | BRT
PRTCOLFT | Portable Column Lift | PRTCOLFT - Portable Column Lift | LACKTRN | Lack of/ Inadequate Training | LACKTRN - Lack of/ Inadequate Training | Cause | BRT
PRTCOLFT | Portable Column Lift | PRTCOLFT - Portable Column Lift | MISSCMP | Loose/ Missing Component | MISSCMP - Loose/ Missing Component | Cause | BRT
PRTCOLFT | Portable Column Lift | PRTCOLFT - Portable Column Lift | NRMWEAR | Normal Wear | NRMWEAR - Normal Wear | Cause | BRT
PRTCOLFT | Portable Column Lift | PRTCOLFT - Portable Column Lift | PROCISSU | Procedure Issue | PROCISSU - Procedure Issue | Cause | BRT
PRTCOLFT | Portable Column Lift | PRTCOLFT - Portable Column Lift | ADJUSTD | Adjusted | ADJUSTD - Adjusted | Action | BRT
PRTCOLFT | Portable Column Lift | PRTCOLFT - Portable Column Lift | DECONTME | Decontaminate | DECONTME - Decontaminate | Action | BRT
PRTCOLFT | Portable Column Lift | PRTCOLFT - Portable Column Lift | DONOTHIN | Do Nothing | DONOTHIN - Do Nothing | Action | BRT
PRTCOLFT | Portable Column Lift | PRTCOLFT - Portable Column Lift | LUBRCTE | Lubricate | LUBRCTE - Lubricate | Action | BRT
PRTCOLFT | Portable Column Lift | PRTCOLFT - Portable Column Lift | RECALBRT | Recalibrate | RECALBRT - Recalibrate | Action | BRT
PRTCOLFT | Portable Column Lift | PRTCOLFT - Portable Column Lift | REMVOBT | Remove Obstruction | REMVOBT - Remove Obstruction | Action | BRT
PRTCOLFT | Portable Column Lift | PRTCOLFT - Portable Column Lift | REPAIR | Repair | REPAIR - Repair | Action | BRT
PRTCOLFT | Portable Column Lift | PRTCOLFT - Portable Column Lift | REPLACE | Replace | REPLACE - Replace | Action | BRT
PRTCOLFT | Portable Column Lift | PRTCOLFT - Portable Column Lift | UPGRADES | Upgrade | UPGRADES - Upgrade | Action | BRT
PRTKARCP | Pressure Tank - Air Compressor | PRTKARCP - Pressure Tank - Air Compressor | ABNTEMP | Abnormal Temperature | ABNTEMP - Abnormal Temperature | Problem | BRT
PRTKARCP | Pressure Tank - Air Compressor | PRTKARCP - Pressure Tank - Air Compressor | CORROS | Corrosion | CORROS - Corrosion | Problem | BRT
PRTKARCP | Pressure Tank - Air Compressor | PRTKARCP - Pressure Tank - Air Compressor | LEAKING | Leaking | LEAKING - Leaking | Problem | BRT
PRTKARCP | Pressure Tank - Air Compressor | PRTKARCP - Pressure Tank - Air Compressor | LOWPERF | Low Performance | LOWPERF - Low Performance | Problem | BRT
PRTKARCP | Pressure Tank - Air Compressor | PRTKARCP - Pressure Tank - Air Compressor | NONOPER | Non-Operational | NONOPER - Non-Operational | Problem | BRT
PRTKARCP | Pressure Tank - Air Compressor | PRTKARCP - Pressure Tank - Air Compressor | PHYDMGE | Physical Damage | PHYDMGE - Physical Damage | Problem | BRT
PRTKARCP | Pressure Tank - Air Compressor | PRTKARCP - Pressure Tank - Air Compressor | UNSMELL | Unusual Smell | UNSMELL - Unusual Smell | Problem | BRT
PRTKARCP | Pressure Tank - Air Compressor | PRTKARCP - Pressure Tank - Air Compressor | DRYRFAIL | Dryer Failure | DRYRFAIL - Dryer Failure | Failure | BRT
PRTKARCP | Pressure Tank - Air Compressor | PRTKARCP - Pressure Tank - Air Compressor | PRTKFAIL | Pressure Tank-Air Compressor Failed | PRTKFAIL - Pressure Tank-Air Compressor Failed | Failure | BRT
PRTKARCP | Pressure Tank - Air Compressor | PRTKARCP - Pressure Tank - Air Compressor | PRVFAIL | PRV (Pressure Release Valve) Failed | PRVFAIL - PRV (Pressure Release Valve) Failed | Failure | BRT
PRTKARCP | Pressure Tank - Air Compressor | PRTKARCP - Pressure Tank - Air Compressor | TNKSTRFL | Tank Structure Failed | TNKSTRFL - Tank Structure Failed | Failure | BRT
PRTKARCP | Pressure Tank - Air Compressor | PRTKARCP - Pressure Tank - Air Compressor | WORNSEAL | Worn Seal | WORNSEAL - Worn Seal | Failure | BRT
PRTKARCP | Pressure Tank - Air Compressor | PRTKARCP - Pressure Tank - Air Compressor | ACCIDENT | Accident | ACCIDENT - Accident | Cause | BRT
PRTKARCP | Pressure Tank - Air Compressor | PRTKARCP - Pressure Tank - Air Compressor | DEFASSET | Defective Asset | DEFASSET - Defective Asset | Cause | BRT
PRTKARCP | Pressure Tank - Air Compressor | PRTKARCP - Pressure Tank - Air Compressor | IMPRMNT | Improper Maintenance | IMPRMNT - Improper Maintenance | Cause | BRT
PRTKARCP | Pressure Tank - Air Compressor | PRTKARCP - Pressure Tank - Air Compressor | NRMWEAR | Normal Wear | NRMWEAR - Normal Wear | Cause | BRT
PRTKARCP | Pressure Tank - Air Compressor | PRTKARCP - Pressure Tank - Air Compressor | PROCISSU | Procedure Issue | PROCISSU - Procedure Issue | Cause | BRT
PRTKARCP | Pressure Tank - Air Compressor | PRTKARCP - Pressure Tank - Air Compressor | UTLFAIL | Utility Failure | UTLFAIL - Utility Failure | Cause | BRT
PRTKARCP | Pressure Tank - Air Compressor | PRTKARCP - Pressure Tank - Air Compressor | DECOMM | Decommission | DECOMM - Decommission | Action | BRT
PRTKARCP | Pressure Tank - Air Compressor | PRTKARCP - Pressure Tank - Air Compressor | RECALBRT | Recalibrate | RECALBRT - Recalibrate | Action | BRT
PRTKARCP | Pressure Tank - Air Compressor | PRTKARCP - Pressure Tank - Air Compressor | REPAIR | Repair | REPAIR - Repair | Action | BRT
PRTKARCP | Pressure Tank - Air Compressor | PRTKARCP - Pressure Tank - Air Compressor | REPLACE | Replace | REPLACE - Replace | Action | BRT
PRTSWSH | Parts Washer | PRTSWSH - Parts Washer | CORROS | Corrosion | CORROS - Corrosion | Problem | BRT
PRTSWSH | Parts Washer | PRTSWSH - Parts Washer | DOORNCLS | Door Won't Close | DOORNCLS - Door Won't Close | Problem | BRT
PRTSWSH | Parts Washer | PRTSWSH - Parts Washer | ELECTRIP | Electrical Trip Out | ELECTRIP - Electrical Trip Out | Problem | BRT
PRTSWSH | Parts Washer | PRTSWSH - Parts Washer | EXNOISE | Excessive Noise | EXNOISE - Excessive Noise | Problem | BRT
PRTSWSH | Parts Washer | PRTSWSH - Parts Washer | EXVIBRTN | Excessive Vibration | EXVIBRTN - Excessive Vibration | Problem | BRT
PRTSWSH | Parts Washer | PRTSWSH - Parts Washer | LEAKING | Leaking | LEAKING - Leaking | Problem | BRT
PRTSWSH | Parts Washer | PRTSWSH - Parts Washer | LOWPERF | Low Performance | LOWPERF - Low Performance | Problem | BRT
PRTSWSH | Parts Washer | PRTSWSH - Parts Washer | NONOPER | Non-Operational | NONOPER - Non-Operational | Problem | BRT
PRTSWSH | Parts Washer | PRTSWSH - Parts Washer | PHYDMGE | Physical Damage | PHYDMGE - Physical Damage | Problem | BRT
PRTSWSH | Parts Washer | PRTSWSH - Parts Washer | UNSMELL | Unusual Smell | UNSMELL - Unusual Smell | Problem | BRT
PRTSWSH | Parts Washer | PRTSWSH - Parts Washer | CLOGGDRN | Clogged Drain | CLOGGDRN - Clogged Drain | Failure | BRT
PRTSWSH | Parts Washer | PRTSWSH - Parts Washer | CORRSTRC | Corroded Structure | CORRSTRC - Corroded Structure | Failure | BRT
PRTSWSH | Parts Washer | PRTSWSH - Parts Washer | DMGDSTRC | Damaged Structure | DMGDSTRC - Damaged Structure | Failure | BRT
PRTSWSH | Parts Washer | PRTSWSH - Parts Washer | DOORCORR | Door Corrosion | DOORCORR - Door Corrosion | Failure | BRT
PRTSWSH | Parts Washer | PRTSWSH - Parts Washer | MOTRFAIL | Motor Failure | MOTRFAIL - Motor Failure | Failure | BRT
PRTSWSH | Parts Washer | PRTSWSH - Parts Washer | NOZZCLOG | Nozzle Clogged | NOZZCLOG - Nozzle Clogged | Failure | BRT
PRTSWSH | Parts Washer | PRTSWSH - Parts Washer | SWCHFAIL | Switch Failed | SWCHFAIL - Switch Failed | Failure | BRT
PRTSWSH | Parts Washer | PRTSWSH - Parts Washer | WORNSEAL | Worn Seal | WORNSEAL - Worn Seal | Failure | BRT
PRTSWSH | Parts Washer | PRTSWSH - Parts Washer | WPUMPFL | Water Pump Failed | WPUMPFL - Water Pump Failed | Failure | BRT
PRTSWSH | Parts Washer | PRTSWSH - Parts Washer | ACCIDENT | Accident | ACCIDENT - Accident | Cause | BRT
PRTSWSH | Parts Washer | PRTSWSH - Parts Washer | CONTAM | Contamination | CONTAM - Contamination | Cause | BRT
PRTSWSH | Parts Washer | PRTSWSH - Parts Washer | MISSCMP | Loose/ Missing Component | MISSCMP - Loose/ Missing Component | Cause | BRT
PRTSWSH | Parts Washer | PRTSWSH - Parts Washer | NRMWEAR | Normal Wear | NRMWEAR - Normal Wear | Cause | BRT
PRTSWSH | Parts Washer | PRTSWSH - Parts Washer | PROCISSU | Procedure Issue | PROCISSU - Procedure Issue | Cause | BRT
PRTSWSH | Parts Washer | PRTSWSH - Parts Washer | WORNCMPT | Defective/ Worn Component | WORNCMPT - Defective/ Worn Component | Cause | BRT
PRTSWSH | Parts Washer | PRTSWSH - Parts Washer | ADJUSTD | Adjusted | ADJUSTD - Adjusted | Action | BRT
PRTSWSH | Parts Washer | PRTSWSH - Parts Washer | LUBRCTE | Lubricate | LUBRCTE - Lubricate | Action | BRT
PRTSWSH | Parts Washer | PRTSWSH - Parts Washer | RECALBRT | Recalibrate | RECALBRT - Recalibrate | Action | BRT
PRTSWSH | Parts Washer | PRTSWSH - Parts Washer | REMVOBT | Remove Obstruction | REMVOBT - Remove Obstruction | Action | BRT
PRTSWSH | Parts Washer | PRTSWSH - Parts Washer | REPAIR | Repair | REPAIR - Repair | Action | BRT
PRTSWSH | Parts Washer | PRTSWSH - Parts Washer | REPLACE | Replace | REPLACE - Replace | Action | BRT
PRTSWSH | Parts Washer | PRTSWSH - Parts Washer | UPGRADES | Upgrade | UPGRADES - Upgrade | Action | BRT
PSTINVLV | Post Indicator Valve | PSTINVLV - Post Indicator Valve | ABNTEMP | Abnormal Temperature | ABNTEMP - Abnormal Temperature | Problem | BRT
PSTINVLV | Post Indicator Valve | PSTINVLV - Post Indicator Valve | CORROS | Corrosion | CORROS - Corrosion | Problem | BRT
PSTINVLV | Post Indicator Valve | PSTINVLV - Post Indicator Valve | ELECTRIP | Electrical Trip Out | ELECTRIP - Electrical Trip Out | Problem | BRT
PSTINVLV | Post Indicator Valve | PSTINVLV - Post Indicator Valve | EXNOISE | Excessive Noise | EXNOISE - Excessive Noise | Problem | BRT
PSTINVLV | Post Indicator Valve | PSTINVLV - Post Indicator Valve | EXVIBRTN | Excessive Vibration | EXVIBRTN - Excessive Vibration | Problem | BRT
PSTINVLV | Post Indicator Valve | PSTINVLV - Post Indicator Valve | JAMMEDEQ | Jammed Equipment | JAMMEDEQ - Jammed Equipment | Problem | BRT
PSTINVLV | Post Indicator Valve | PSTINVLV - Post Indicator Valve | LEAKING | Leaking | LEAKING - Leaking | Problem | BRT
PSTINVLV | Post Indicator Valve | PSTINVLV - Post Indicator Valve | LOWPERF | Low Performance | LOWPERF - Low Performance | Problem | BRT
PSTINVLV | Post Indicator Valve | PSTINVLV - Post Indicator Valve | NONOPER | Non-Operational | NONOPER - Non-Operational | Problem | BRT
PSTINVLV | Post Indicator Valve | PSTINVLV - Post Indicator Valve | PHYDMGE | Physical Damage | PHYDMGE - Physical Damage | Problem | BRT
PSTINVLV | Post Indicator Valve | PSTINVLV - Post Indicator Valve | UNSMELL | Unusual Smell | UNSMELL - Unusual Smell | Problem | BRT
PSTINVLV | Post Indicator Valve | PSTINVLV - Post Indicator Valve | UNSMOKE | Unusual Smoke | UNSMOKE - Unusual Smoke | Problem | BRT
PSTINVLV | Post Indicator Valve | PSTINVLV - Post Indicator Valve | FSVDET | Fire safety valve deteriorated | FSVDET - Fire safety valve deteriorated | Failure | BRT
PSTINVLV | Post Indicator Valve | PSTINVLV - Post Indicator Valve | FSVFAIL | Fire safety valve failed | FSVFAIL - Fire safety valve failed | Failure | BRT
PSTINVLV | Post Indicator Valve | PSTINVLV - Post Indicator Valve | ACCIDENT | Accident | ACCIDENT - Accident | Cause | BRT
PSTINVLV | Post Indicator Valve | PSTINVLV - Post Indicator Valve | ACCWEAR | Accelerated Wear | ACCWEAR - Accelerated Wear | Cause | BRT
PSTINVLV | Post Indicator Valve | PSTINVLV - Post Indicator Valve | ACTGOD | Weather condition/Forces of nature or Act of God | ACTGOD - Weather condition/Forces of nature or Act of God | Cause | BRT
PSTINVLV | Post Indicator Valve | PSTINVLV - Post Indicator Valve | CONTAM | Contamination | CONTAM - Contamination | Cause | BRT
PSTINVLV | Post Indicator Valve | PSTINVLV - Post Indicator Valve | DEFASSET | Defective Asset | DEFASSET - Defective Asset | Cause | BRT
PSTINVLV | Post Indicator Valve | PSTINVLV - Post Indicator Valve | EXLOAD | Excessive Load | EXLOAD - Excessive Load | Cause | BRT
PSTINVLV | Post Indicator Valve | PSTINVLV - Post Indicator Valve | IMPRMNT | Improper Maintenance | IMPRMNT - Improper Maintenance | Cause | BRT
PSTINVLV | Post Indicator Valve | PSTINVLV - Post Indicator Valve | INSLUBR | Insufficient Lubrication | INSLUBR - Insufficient Lubrication | Cause | BRT
PSTINVLV | Post Indicator Valve | PSTINVLV - Post Indicator Valve | LACKTRN | Lack of/ Inadequate Training | LACKTRN - Lack of/ Inadequate Training | Cause | BRT
PSTINVLV | Post Indicator Valve | PSTINVLV - Post Indicator Valve | MISSCMP | Loose/ Missing Component | MISSCMP - Loose/ Missing Component | Cause | BRT
PSTINVLV | Post Indicator Valve | PSTINVLV - Post Indicator Valve | NRMWEAR | Normal Wear | NRMWEAR - Normal Wear | Cause | BRT
PSTINVLV | Post Indicator Valve | PSTINVLV - Post Indicator Valve | OTHER | Other (specify) | OTHER - Other (specify) | Cause | BRT
PSTINVLV | Post Indicator Valve | PSTINVLV - Post Indicator Valve | PRINSTAL | Poor Installation | PRINSTAL - Poor Installation | Cause | BRT
PSTINVLV | Post Indicator Valve | PSTINVLV - Post Indicator Valve | PROCISSU | Procedure Issue | PROCISSU - Procedure Issue | Cause | BRT
PSTINVLV | Post Indicator Valve | PSTINVLV - Post Indicator Valve | UTLFAIL | Utility Failure | UTLFAIL - Utility Failure | Cause | BRT
PSTINVLV | Post Indicator Valve | PSTINVLV - Post Indicator Valve | VNDLSM | Vandalism | VNDLSM - Vandalism | Cause | BRT
PSTINVLV | Post Indicator Valve | PSTINVLV - Post Indicator Valve | WORNCMPT | Defective/ Worn Component | WORNCMPT - Defective/ Worn Component | Cause | BRT
PSTINVLV | Post Indicator Valve | PSTINVLV - Post Indicator Valve | ADJUSTD | Adjusted | ADJUSTD - Adjusted | Action | BRT
PSTINVLV | Post Indicator Valve | PSTINVLV - Post Indicator Valve | DECOMM | Decommission | DECOMM - Decommission | Action | BRT
PSTINVLV | Post Indicator Valve | PSTINVLV - Post Indicator Valve | DECONTME | Decontaminate | DECONTME - Decontaminate | Action | BRT
PSTINVLV | Post Indicator Valve | PSTINVLV - Post Indicator Valve | DONOTHIN | Do Nothing | DONOTHIN - Do Nothing | Action | BRT
PSTINVLV | Post Indicator Valve | PSTINVLV - Post Indicator Valve | LUBRCTE | Lubricate | LUBRCTE - Lubricate | Action | BRT
PSTINVLV | Post Indicator Valve | PSTINVLV - Post Indicator Valve | OTHER | Other (specify) | OTHER - Other (specify) | Action | BRT
PSTINVLV | Post Indicator Valve | PSTINVLV - Post Indicator Valve | RECALBRT | Recalibrate | RECALBRT - Recalibrate | Action | BRT
PSTINVLV | Post Indicator Valve | PSTINVLV - Post Indicator Valve | REMVOBT | Remove Obstruction | REMVOBT - Remove Obstruction | Action | BRT
PSTINVLV | Post Indicator Valve | PSTINVLV - Post Indicator Valve | REPCMPT | Repair Component | REPCMPT - Repair Component | Action | BRT
PSTINVLV | Post Indicator Valve | PSTINVLV - Post Indicator Valve | REPLASS | Replace Asset | REPLASS - Replace Asset | Action | BRT
PSTINVLV | Post Indicator Valve | PSTINVLV - Post Indicator Valve | REPLCMPT | Replace Component | REPLCMPT - Replace Component | Action | BRT
PSTINVLV | Post Indicator Valve | PSTINVLV - Post Indicator Valve | REPRASS | Repair Asset | REPRASS - Repair Asset | Action | BRT
PSTINVLV | Post Indicator Valve | PSTINVLV - Post Indicator Valve | UPGRADES | Upgrade | UPGRADES - Upgrade | Action | BRT
RDWY | Roadway | RDWY - Roadway | ABNTEMP | Abnormal Temperature | ABNTEMP - Abnormal Temperature | Problem | BRT
RDWY | Roadway | RDWY - Roadway | CORROS | Corrosion | CORROS - Corrosion | Problem | BRT
RDWY | Roadway | RDWY - Roadway | LEAKING | Leaking | LEAKING - Leaking | Problem | BRT
RDWY | Roadway | RDWY - Roadway | LOWPERF | Low Performance | LOWPERF - Low Performance | Problem | BRT
RDWY | Roadway | RDWY - Roadway | NONOPER | Non-Operational | NONOPER - Non-Operational | Problem | BRT
RDWY | Roadway | RDWY - Roadway | PHYDMGE | Physical Damage | PHYDMGE - Physical Damage | Problem | BRT
RDWY | Roadway | RDWY - Roadway | ASPHCRCK | Asphalt Cracking/ Pot Hole | ASPHCRCK - Asphalt Cracking/ Pot Hole | Failure | BRT
RDWY | Roadway | RDWY - Roadway | ASPHLIFT | Asphalt Lifting | ASPHLIFT - Asphalt Lifting | Failure | BRT
RDWY | Roadway | RDWY - Roadway | ASPSHIFT | Asphalt Shifting | ASPSHIFT - Asphalt Shifting | Failure | BRT
RDWY | Roadway | RDWY - Roadway | CONCCRCK | Concrete Cracking | CONCCRCK - Concrete Cracking | Failure | BRT
RDWY | Roadway | RDWY - Roadway | CONCJOIN | Concrete Joints | CONCJOIN - Concrete Joints | Failure | BRT
RDWY | Roadway | RDWY - Roadway | CONCSHFT | Concrete Shifting | CONCSHFT - Concrete Shifting | Failure | BRT
RDWY | Roadway | RDWY - Roadway | CURBDMGD | Curb Damaged | CURBDMGD - Curb Damaged | Failure | BRT
RDWY | Roadway | RDWY - Roadway | ENDLIFE | End Of Life | ENDLIFE - End Of Life | Failure | BRT
RDWY | Roadway | RDWY - Roadway | FAEDMARK | Faded Marking | FAEDMARK - Faded Marking | Failure | BRT
RDWY | Roadway | RDWY - Roadway | RDWYDEG | Roadway degraded | RDWYDEG - Roadway degraded | Failure | BRT
RDWY | Roadway | RDWY - Roadway | SPILL | Spill | SPILL - Spill | Failure | BRT
RDWY | Roadway | RDWY - Roadway | ACCIDENT | Accident | ACCIDENT - Accident | Cause | BRT
RDWY | Roadway | RDWY - Roadway | ACCWEAR | Accelerated Wear | ACCWEAR - Accelerated Wear | Cause | BRT
RDWY | Roadway | RDWY - Roadway | ACTGOD | Weather condition/Forces of nature or Act of God | ACTGOD - Weather condition/Forces of nature or Act of God | Cause | BRT
RDWY | Roadway | RDWY - Roadway | CONTAM | Contamination | CONTAM - Contamination | Cause | BRT
RDWY | Roadway | RDWY - Roadway | DEFASSET | Defective Asset | DEFASSET - Defective Asset | Cause | BRT
RDWY | Roadway | RDWY - Roadway | EXLOAD | Excessive Load | EXLOAD - Excessive Load | Cause | BRT
RDWY | Roadway | RDWY - Roadway | NRMWEAR | Normal Wear | NRMWEAR - Normal Wear | Cause | BRT
RDWY | Roadway | RDWY - Roadway | PRINSTAL | Poor Installation | PRINSTAL - Poor Installation | Cause | BRT
RDWY | Roadway | RDWY - Roadway | VNDLSM | Vandalism | VNDLSM - Vandalism | Cause | BRT
RDWY | Roadway | RDWY - Roadway | CALLCNTR | Call Contractor | CALLCNTR - Call Contractor | Action | BRT
RDWY | Roadway | RDWY - Roadway | DECONTME | Decontaminate | DECONTME - Decontaminate | Action | BRT
RDWY | Roadway | RDWY - Roadway | REMVOBT | Remove Obstruction | REMVOBT - Remove Obstruction | Action | BRT
RDWY | Roadway | RDWY - Roadway | REPAIR | Repair | REPAIR - Repair | Action | BRT
RDWY | Roadway | RDWY - Roadway | REPLACE | Replace | REPLACE - Replace | Action | BRT
RDWY | Roadway | RDWY - Roadway | UPGRADES | Upgrade | UPGRADES - Upgrade | Action | BRT
RTNWLL | Retaining Wall | RTNWLL - Retaining Wall | ABNTEMP | Abnormal Temperature | ABNTEMP - Abnormal Temperature | Problem | BRT
RTNWLL | Retaining Wall | RTNWLL - Retaining Wall | CORROS | Corrosion | CORROS - Corrosion | Problem | BRT
RTNWLL | Retaining Wall | RTNWLL - Retaining Wall | ELECTRIP | Electrical Trip Out | ELECTRIP - Electrical Trip Out | Problem | BRT
RTNWLL | Retaining Wall | RTNWLL - Retaining Wall | EXNOISE | Excessive Noise | EXNOISE - Excessive Noise | Problem | BRT
RTNWLL | Retaining Wall | RTNWLL - Retaining Wall | EXVIBRTN | Excessive Vibration | EXVIBRTN - Excessive Vibration | Problem | BRT
RTNWLL | Retaining Wall | RTNWLL - Retaining Wall | JAMMEDEQ | Jammed Equipment | JAMMEDEQ - Jammed Equipment | Problem | BRT
RTNWLL | Retaining Wall | RTNWLL - Retaining Wall | LEAKING | Leaking | LEAKING - Leaking | Problem | BRT
RTNWLL | Retaining Wall | RTNWLL - Retaining Wall | LOWPERF | Low Performance | LOWPERF - Low Performance | Problem | BRT
RTNWLL | Retaining Wall | RTNWLL - Retaining Wall | NONOPER | Non-Operational | NONOPER - Non-Operational | Problem | BRT
RTNWLL | Retaining Wall | RTNWLL - Retaining Wall | PHYDMGE | Physical Damage | PHYDMGE - Physical Damage | Problem | BRT
RTNWLL | Retaining Wall | RTNWLL - Retaining Wall | UNSMELL | Unusual Smell | UNSMELL - Unusual Smell | Problem | BRT
RTNWLL | Retaining Wall | RTNWLL - Retaining Wall | UNSMOKE | Unusual Smoke | UNSMOKE - Unusual Smoke | Problem | BRT
RTNWLL | Retaining Wall | RTNWLL - Retaining Wall | CONRWDET | Concrete retaining wall deteriorated | CONRWDET - Concrete retaining wall deteriorated | Failure | BRT
RTNWLL | Retaining Wall | RTNWLL - Retaining Wall | CONRWSET | Concrete retaining wall settled | CONRWSET - Concrete retaining wall settled | Failure | BRT
RTNWLL | Retaining Wall | RTNWLL - Retaining Wall | GRWSET | Gabion retaining wall settled | GRWSET - Gabion retaining wall settled | Failure | BRT
RTNWLL | Retaining Wall | RTNWLL - Retaining Wall | GWCRWCOR | Gabion wall cage retaining wall corroded | GWCRWCOR - Gabion wall cage retaining wall corroded | Failure | BRT
RTNWLL | Retaining Wall | RTNWLL - Retaining Wall | MRETWDET | Masonry retaining wall deteriorated | MRETWDET - Masonry retaining wall deteriorated | Failure | BRT
RTNWLL | Retaining Wall | RTNWLL - Retaining Wall | MRETWSET | Masonry retaining wall settled | MRETWSET - Masonry retaining wall settled | Failure | BRT
RTNWLL | Retaining Wall | RTNWLL - Retaining Wall | RECRWDET | RECO retaining wall deteriorated | RECRWDET - RECO retaining wall deteriorated | Failure | BRT
RTNWLL | Retaining Wall | RTNWLL - Retaining Wall | STLRWCOR | Steel retaining wall corroded | STLRWCOR - Steel retaining wall corroded | Failure | BRT
RTNWLL | Retaining Wall | RTNWLL - Retaining Wall | STLRWSET | Steel retaining wall settled | STLRWSET - Steel retaining wall settled | Failure | BRT
RTNWLL | Retaining Wall | RTNWLL - Retaining Wall | STNRWDET | Stone retaining wall deteriorated | STNRWDET - Stone retaining wall deteriorated | Failure | BRT
RTNWLL | Retaining Wall | RTNWLL - Retaining Wall | STNRWSET | Stone retaining wall settled | STNRWSET - Stone retaining wall settled | Failure | BRT
RTNWLL | Retaining Wall | RTNWLL - Retaining Wall | STNSPDET | Stone slope protection deteriorated | STNSPDET - Stone slope protection deteriorated | Failure | BRT
RTNWLL | Retaining Wall | RTNWLL - Retaining Wall | TIMBWSET | Timber retaining wall settled | TIMBWSET - Timber retaining wall settled | Failure | BRT
RTNWLL | Retaining Wall | RTNWLL - Retaining Wall | TIMRWROT | Timber retaining wall rotted | TIMRWROT - Timber retaining wall rotted | Failure | BRT
RTNWLL | Retaining Wall | RTNWLL - Retaining Wall | ACCIDENT | Accident | ACCIDENT - Accident | Cause | BRT
RTNWLL | Retaining Wall | RTNWLL - Retaining Wall | ACCWEAR | Accelerated Wear | ACCWEAR - Accelerated Wear | Cause | BRT
RTNWLL | Retaining Wall | RTNWLL - Retaining Wall | ACTGOD | Weather condition/Forces of nature or Act of God | ACTGOD - Weather condition/Forces of nature or Act of God | Cause | BRT
RTNWLL | Retaining Wall | RTNWLL - Retaining Wall | CONTAM | Contamination | CONTAM - Contamination | Cause | BRT
RTNWLL | Retaining Wall | RTNWLL - Retaining Wall | DEFASSET | Defective Asset | DEFASSET - Defective Asset | Cause | BRT
RTNWLL | Retaining Wall | RTNWLL - Retaining Wall | EXLOAD | Excessive Load | EXLOAD - Excessive Load | Cause | BRT
RTNWLL | Retaining Wall | RTNWLL - Retaining Wall | IMPRMNT | Improper Maintenance | IMPRMNT - Improper Maintenance | Cause | BRT
RTNWLL | Retaining Wall | RTNWLL - Retaining Wall | INSLUBR | Insufficient Lubrication | INSLUBR - Insufficient Lubrication | Cause | BRT
RTNWLL | Retaining Wall | RTNWLL - Retaining Wall | LACKTRN | Lack of/ Inadequate Training | LACKTRN - Lack of/ Inadequate Training | Cause | BRT
RTNWLL | Retaining Wall | RTNWLL - Retaining Wall | MISSCMP | Loose/ Missing Component | MISSCMP - Loose/ Missing Component | Cause | BRT
RTNWLL | Retaining Wall | RTNWLL - Retaining Wall | NRMWEAR | Normal Wear | NRMWEAR - Normal Wear | Cause | BRT
RTNWLL | Retaining Wall | RTNWLL - Retaining Wall | OTHER | Other (specify) | OTHER - Other (specify) | Cause | BRT
RTNWLL | Retaining Wall | RTNWLL - Retaining Wall | PRINSTAL | Poor Installation | PRINSTAL - Poor Installation | Cause | BRT
RTNWLL | Retaining Wall | RTNWLL - Retaining Wall | PROCISSU | Procedure Issue | PROCISSU - Procedure Issue | Cause | BRT
RTNWLL | Retaining Wall | RTNWLL - Retaining Wall | UTLFAIL | Utility Failure | UTLFAIL - Utility Failure | Cause | BRT
RTNWLL | Retaining Wall | RTNWLL - Retaining Wall | VNDLSM | Vandalism | VNDLSM - Vandalism | Cause | BRT
RTNWLL | Retaining Wall | RTNWLL - Retaining Wall | WORNCMPT | Defective/ Worn Component | WORNCMPT - Defective/ Worn Component | Cause | BRT
RTNWLL | Retaining Wall | RTNWLL - Retaining Wall | ADJUSTD | Adjusted | ADJUSTD - Adjusted | Action | BRT
RTNWLL | Retaining Wall | RTNWLL - Retaining Wall | DECOMM | Decommission | DECOMM - Decommission | Action | BRT
RTNWLL | Retaining Wall | RTNWLL - Retaining Wall | DECONTME | Decontaminate | DECONTME - Decontaminate | Action | BRT
RTNWLL | Retaining Wall | RTNWLL - Retaining Wall | DONOTHIN | Do Nothing | DONOTHIN - Do Nothing | Action | BRT
RTNWLL | Retaining Wall | RTNWLL - Retaining Wall | LUBRCTE | Lubricate | LUBRCTE - Lubricate | Action | BRT
RTNWLL | Retaining Wall | RTNWLL - Retaining Wall | OTHER | Other (specify) | OTHER - Other (specify) | Action | BRT
RTNWLL | Retaining Wall | RTNWLL - Retaining Wall | RECALBRT | Recalibrate | RECALBRT - Recalibrate | Action | BRT
RTNWLL | Retaining Wall | RTNWLL - Retaining Wall | REMVOBT | Remove Obstruction | REMVOBT - Remove Obstruction | Action | BRT
RTNWLL | Retaining Wall | RTNWLL - Retaining Wall | REPCMPT | Repair Component | REPCMPT - Repair Component | Action | BRT
RTNWLL | Retaining Wall | RTNWLL - Retaining Wall | REPLASS | Replace Asset | REPLASS - Replace Asset | Action | BRT
RTNWLL | Retaining Wall | RTNWLL - Retaining Wall | REPLCMPT | Replace Component | REPLCMPT - Replace Component | Action | BRT
RTNWLL | Retaining Wall | RTNWLL - Retaining Wall | REPRASS | Repair Asset | REPRASS - Repair Asset | Action | BRT
RTNWLL | Retaining Wall | RTNWLL - Retaining Wall | UPGRADES | Upgrade | UPGRADES - Upgrade | Action | BRT
SEP | Separator | SEP - Separator | ABNTEMP | Abnormal Temperature | ABNTEMP - Abnormal Temperature | Problem | BRT
SEP | Separator | SEP - Separator | ELECTRIP | Electrical Trip Out | ELECTRIP - Electrical Trip Out | Problem | BRT
SEP | Separator | SEP - Separator | JAMMEDEQ | Jammed Equipment | JAMMEDEQ - Jammed Equipment | Problem | BRT
SEP | Separator | SEP - Separator | LEAKING | Leaking | LEAKING - Leaking | Problem | BRT
SEP | Separator | SEP - Separator | LOWPERF | Low Performance | LOWPERF - Low Performance | Problem | BRT
SEP | Separator | SEP - Separator | NONOPER | Non-Operational | NONOPER - Non-Operational | Problem | BRT
SEP | Separator | SEP - Separator | PHYDMGE | Physical Damage | PHYDMGE - Physical Damage | Problem | BRT
SEP | Separator | SEP - Separator | STRMCPTR | Stormceptor Oil Ingress Into The City Storm Water | STRMCPTR - Stormceptor Oil Ingress Into The City Storm Water | Problem | BRT
SEP | Separator | SEP - Separator | UNSMELL | Unusual Smell | UNSMELL - Unusual Smell | Problem | BRT
SEP | Separator | SEP - Separator | BLCKPIPE | Blocked Pipping | BLCKPIPE - Blocked Pipping | Failure | BRT
SEP | Separator | SEP - Separator | ELCMPFL | Electrical Component Failure | ELCMPFL - Electrical Component Failure | Failure | BRT
SEP | Separator | SEP - Separator | OILLVLFL | Oil Level Failure | OILLVLFL - Oil Level Failure | Failure | BRT
SEP | Separator | SEP - Separator | SEPICDET | Separator internal components deteriorated | SEPICDET - Separator internal components deteriorated | Failure | BRT
SEP | Separator | SEP - Separator | STLTNKDT | Steel Tank Deteriorated | STLTNKDT - Steel Tank Deteriorated | Failure | BRT
SEP | Separator | SEP - Separator | STRSINGR | Stormceptor oil ingress into the city storm water | STRSINGR - Stormceptor oil ingress into the city storm water | Failure | BRT
SEP | Separator | SEP - Separator | TNKCONT | Tank has excessive build-up of contaminants | TNKCONT - Tank has excessive build-up of contaminants | Failure | BRT
SEP | Separator | SEP - Separator | ACCWEAR | Accelerated Wear | ACCWEAR - Accelerated Wear | Cause | BRT
SEP | Separator | SEP - Separator | ACTGOD | Weather condition/Forces of nature or Act of God | ACTGOD - Weather condition/Forces of nature or Act of God | Cause | BRT
SEP | Separator | SEP - Separator | CONTAM | Contamination | CONTAM - Contamination | Cause | BRT
SEP | Separator | SEP - Separator | CORRSION | Corrosion | CORRSION - Corrosion | Cause | BRT
SEP | Separator | SEP - Separator | EXLOAD | Excessive Load | EXLOAD - Excessive Load | Cause | BRT
SEP | Separator | SEP - Separator | IMPRMNT | Improper Maintenance | IMPRMNT - Improper Maintenance | Cause | BRT
SEP | Separator | SEP - Separator | MISSCMP | Loose/ Missing Component | MISSCMP - Loose/ Missing Component | Cause | BRT
SEP | Separator | SEP - Separator | NRMWEAR | Normal Wear | NRMWEAR - Normal Wear | Cause | BRT
SEP | Separator | SEP - Separator | PROCISSU | Procedure Issue | PROCISSU - Procedure Issue | Cause | BRT
SEP | Separator | SEP - Separator | WORNCMPT | Defective/ Worn Component | WORNCMPT - Defective/ Worn Component | Cause | BRT
SEP | Separator | SEP - Separator | CALLCNTR | Call Contractor | CALLCNTR - Call Contractor | Action | BRT
SEP | Separator | SEP - Separator | DECONTME | Decontaminate | DECONTME - Decontaminate | Action | BRT
SEP | Separator | SEP - Separator | RECALBRT | Recalibrate | RECALBRT - Recalibrate | Action | BRT
SEP | Separator | SEP - Separator | REMVOBT | Remove Obstruction | REMVOBT - Remove Obstruction | Action | BRT
SEP | Separator | SEP - Separator | REPAIR | Repair | REPAIR - Repair | Action | BRT
SEP | Separator | SEP - Separator | REPLACE | Replace | REPLACE - Replace | Action | BRT
SEP | Separator | SEP - Separator | UPGRADES | Upgrade | UPGRADES - Upgrade | Action | BRT
SEPTNK | Septic Tank | SEPTNK - Septic Tank | ABNTEMP | Abnormal Temperature | ABNTEMP - Abnormal Temperature | Problem | BRT
SEPTNK | Septic Tank | SEPTNK - Septic Tank | CORROS | Corrosion | CORROS - Corrosion | Problem | BRT
SEPTNK | Septic Tank | SEPTNK - Septic Tank | ELECTRIP | Electrical Trip Out | ELECTRIP - Electrical Trip Out | Problem | BRT
SEPTNK | Septic Tank | SEPTNK - Septic Tank | EXNOISE | Excessive Noise | EXNOISE - Excessive Noise | Problem | BRT
SEPTNK | Septic Tank | SEPTNK - Septic Tank | EXVIBRTN | Excessive Vibration | EXVIBRTN - Excessive Vibration | Problem | BRT
SEPTNK | Septic Tank | SEPTNK - Septic Tank | JAMMEDEQ | Jammed Equipment | JAMMEDEQ - Jammed Equipment | Problem | BRT
SEPTNK | Septic Tank | SEPTNK - Septic Tank | LEAKING | Leaking | LEAKING - Leaking | Problem | BRT
SEPTNK | Septic Tank | SEPTNK - Septic Tank | LOWPERF | Low Performance | LOWPERF - Low Performance | Problem | BRT
SEPTNK | Septic Tank | SEPTNK - Septic Tank | NONOPER | Non-Operational | NONOPER - Non-Operational | Problem | BRT
SEPTNK | Septic Tank | SEPTNK - Septic Tank | PHYDMGE | Physical Damage | PHYDMGE - Physical Damage | Problem | BRT
SEPTNK | Septic Tank | SEPTNK - Septic Tank | UNSMELL | Unusual Smell | UNSMELL - Unusual Smell | Problem | BRT
SEPTNK | Septic Tank | SEPTNK - Septic Tank | UNSMOKE | Unusual Smoke | UNSMOKE - Unusual Smoke | Problem | BRT
SEPTNK | Septic Tank | SEPTNK - Septic Tank | STNKDET | Septic tank deteriorated | STNKDET - Septic tank deteriorated | Failure | BRT
SEPTNK | Septic Tank | SEPTNK - Septic Tank | STNKOVER | Septic tank sludge over fill | STNKOVER - Septic tank sludge over fill | Failure | BRT
SEPTNK | Septic Tank | SEPTNK - Septic Tank | ACCIDENT | Accident | ACCIDENT - Accident | Cause | BRT
SEPTNK | Septic Tank | SEPTNK - Septic Tank | ACCWEAR | Accelerated Wear | ACCWEAR - Accelerated Wear | Cause | BRT
SEPTNK | Septic Tank | SEPTNK - Septic Tank | ACTGOD | Weather condition/Forces of nature or Act of God | ACTGOD - Weather condition/Forces of nature or Act of God | Cause | BRT
SEPTNK | Septic Tank | SEPTNK - Septic Tank | CONTAM | Contamination | CONTAM - Contamination | Cause | BRT
SEPTNK | Septic Tank | SEPTNK - Septic Tank | DEFASSET | Defective Asset | DEFASSET - Defective Asset | Cause | BRT
SEPTNK | Septic Tank | SEPTNK - Septic Tank | EXLOAD | Excessive Load | EXLOAD - Excessive Load | Cause | BRT
SEPTNK | Septic Tank | SEPTNK - Septic Tank | IMPRMNT | Improper Maintenance | IMPRMNT - Improper Maintenance | Cause | BRT
SEPTNK | Septic Tank | SEPTNK - Septic Tank | INSLUBR | Insufficient Lubrication | INSLUBR - Insufficient Lubrication | Cause | BRT
SEPTNK | Septic Tank | SEPTNK - Septic Tank | LACKTRN | Lack of/ Inadequate Training | LACKTRN - Lack of/ Inadequate Training | Cause | BRT
SEPTNK | Septic Tank | SEPTNK - Septic Tank | MISSCMP | Loose/ Missing Component | MISSCMP - Loose/ Missing Component | Cause | BRT
SEPTNK | Septic Tank | SEPTNK - Septic Tank | NRMWEAR | Normal Wear | NRMWEAR - Normal Wear | Cause | BRT
SEPTNK | Septic Tank | SEPTNK - Septic Tank | OTHER | Other (specify) | OTHER - Other (specify) | Cause | BRT
SEPTNK | Septic Tank | SEPTNK - Septic Tank | PRINSTAL | Poor Installation | PRINSTAL - Poor Installation | Cause | BRT
SEPTNK | Septic Tank | SEPTNK - Septic Tank | PROCISSU | Procedure Issue | PROCISSU - Procedure Issue | Cause | BRT
SEPTNK | Septic Tank | SEPTNK - Septic Tank | UTLFAIL | Utility Failure | UTLFAIL - Utility Failure | Cause | BRT
SEPTNK | Septic Tank | SEPTNK - Septic Tank | VNDLSM | Vandalism | VNDLSM - Vandalism | Cause | BRT
SEPTNK | Septic Tank | SEPTNK - Septic Tank | WORNCMPT | Defective/ Worn Component | WORNCMPT - Defective/ Worn Component | Cause | BRT
SEPTNK | Septic Tank | SEPTNK - Septic Tank | ADJUSTD | Adjusted | ADJUSTD - Adjusted | Action | BRT
SEPTNK | Septic Tank | SEPTNK - Septic Tank | DECOMM | Decommission | DECOMM - Decommission | Action | BRT
SEPTNK | Septic Tank | SEPTNK - Septic Tank | DECONTME | Decontaminate | DECONTME - Decontaminate | Action | BRT
SEPTNK | Septic Tank | SEPTNK - Septic Tank | DONOTHIN | Do Nothing | DONOTHIN - Do Nothing | Action | BRT
SEPTNK | Septic Tank | SEPTNK - Septic Tank | LUBRCTE | Lubricate | LUBRCTE - Lubricate | Action | BRT
SEPTNK | Septic Tank | SEPTNK - Septic Tank | OTHER | Other (specify) | OTHER - Other (specify) | Action | BRT
SEPTNK | Septic Tank | SEPTNK - Septic Tank | RECALBRT | Recalibrate | RECALBRT - Recalibrate | Action | BRT
SEPTNK | Septic Tank | SEPTNK - Septic Tank | REMVOBT | Remove Obstruction | REMVOBT - Remove Obstruction | Action | BRT
SEPTNK | Septic Tank | SEPTNK - Septic Tank | REPCMPT | Repair Component | REPCMPT - Repair Component | Action | BRT
SEPTNK | Septic Tank | SEPTNK - Septic Tank | REPLASS | Replace Asset | REPLASS - Replace Asset | Action | BRT
SEPTNK | Septic Tank | SEPTNK - Septic Tank | REPLCMPT | Replace Component | REPLCMPT - Replace Component | Action | BRT
SEPTNK | Septic Tank | SEPTNK - Septic Tank | REPRASS | Repair Asset | REPRASS - Repair Asset | Action | BRT
SEPTNK | Septic Tank | SEPTNK - Septic Tank | UPGRADES | Upgrade | UPGRADES - Upgrade | Action | BRT
SHD | Shed | SHD - Shed | ABNTEMP | Abnormal Temperature | ABNTEMP - Abnormal Temperature | Problem | BRT
SHD | Shed | SHD - Shed | CORROS | Corrosion | CORROS - Corrosion | Problem | BRT
SHD | Shed | SHD - Shed | ELECTRIP | Electrical Trip Out | ELECTRIP - Electrical Trip Out | Problem | BRT
SHD | Shed | SHD - Shed | EXNOISE | Excessive Noise | EXNOISE - Excessive Noise | Problem | BRT
SHD | Shed | SHD - Shed | EXVIBRTN | Excessive Vibration | EXVIBRTN - Excessive Vibration | Problem | BRT
SHD | Shed | SHD - Shed | JAMMEDEQ | Jammed Equipment | JAMMEDEQ - Jammed Equipment | Problem | BRT
SHD | Shed | SHD - Shed | LEAKING | Leaking | LEAKING - Leaking | Problem | BRT
SHD | Shed | SHD - Shed | LOWPERF | Low Performance | LOWPERF - Low Performance | Problem | BRT
SHD | Shed | SHD - Shed | NONOPER | Non-Operational | NONOPER - Non-Operational | Problem | BRT
SHD | Shed | SHD - Shed | PHYDMGE | Physical Damage | PHYDMGE - Physical Damage | Problem | BRT
SHD | Shed | SHD - Shed | UNSMELL | Unusual Smell | UNSMELL - Unusual Smell | Problem | BRT
SHD | Shed | SHD - Shed | UNSMOKE | Unusual Smoke | UNSMOKE - Unusual Smoke | Problem | BRT
SHD | Shed | SHD - Shed | SFNDDET | Shed foundation deteriorated | SFNDDET - Shed foundation deteriorated | Failure | BRT
SHD | Shed | SHD - Shed | SHHTTIME | Shed heater operating at inappropriate time | SHHTTIME - Shed heater operating at inappropriate time | Failure | BRT
SHD | Shed | SHD - Shed | SRFDET | Shed roof deteriorated | SRFDET - Shed roof deteriorated | Failure | BRT
SHD | Shed | SHD - Shed | SSTRDET | Shed structure deteriorated | SSTRDET - Shed structure deteriorated | Failure | BRT
SHD | Shed | SHD - Shed | ACCIDENT | Accident | ACCIDENT - Accident | Cause | BRT
SHD | Shed | SHD - Shed | ACCWEAR | Accelerated Wear | ACCWEAR - Accelerated Wear | Cause | BRT
SHD | Shed | SHD - Shed | ACTGOD | Weather condition/Forces of nature or Act of God | ACTGOD - Weather condition/Forces of nature or Act of God | Cause | BRT
SHD | Shed | SHD - Shed | CONTAM | Contamination | CONTAM - Contamination | Cause | BRT
SHD | Shed | SHD - Shed | DEFASSET | Defective Asset | DEFASSET - Defective Asset | Cause | BRT
SHD | Shed | SHD - Shed | EXLOAD | Excessive Load | EXLOAD - Excessive Load | Cause | BRT
SHD | Shed | SHD - Shed | IMPRMNT | Improper Maintenance | IMPRMNT - Improper Maintenance | Cause | BRT
SHD | Shed | SHD - Shed | INSLUBR | Insufficient Lubrication | INSLUBR - Insufficient Lubrication | Cause | BRT
SHD | Shed | SHD - Shed | LACKTRN | Lack of/ Inadequate Training | LACKTRN - Lack of/ Inadequate Training | Cause | BRT
SHD | Shed | SHD - Shed | MISSCMP | Loose/ Missing Component | MISSCMP - Loose/ Missing Component | Cause | BRT
SHD | Shed | SHD - Shed | NRMWEAR | Normal Wear | NRMWEAR - Normal Wear | Cause | BRT
SHD | Shed | SHD - Shed | OTHER | Other (specify) | OTHER - Other (specify) | Cause | BRT
SHD | Shed | SHD - Shed | PRINSTAL | Poor Installation | PRINSTAL - Poor Installation | Cause | BRT
SHD | Shed | SHD - Shed | PROCISSU | Procedure Issue | PROCISSU - Procedure Issue | Cause | BRT
SHD | Shed | SHD - Shed | UTLFAIL | Utility Failure | UTLFAIL - Utility Failure | Cause | BRT
SHD | Shed | SHD - Shed | VNDLSM | Vandalism | VNDLSM - Vandalism | Cause | BRT
SHD | Shed | SHD - Shed | WORNCMPT | Defective/ Worn Component | WORNCMPT - Defective/ Worn Component | Cause | BRT
SHD | Shed | SHD - Shed | ADJUSTD | Adjusted | ADJUSTD - Adjusted | Action | BRT
SHD | Shed | SHD - Shed | DECOMM | Decommission | DECOMM - Decommission | Action | BRT
SHD | Shed | SHD - Shed | DECONTME | Decontaminate | DECONTME - Decontaminate | Action | BRT
SHD | Shed | SHD - Shed | DONOTHIN | Do Nothing | DONOTHIN - Do Nothing | Action | BRT
SHD | Shed | SHD - Shed | LUBRCTE | Lubricate | LUBRCTE - Lubricate | Action | BRT
SHD | Shed | SHD - Shed | OTHER | Other (specify) | OTHER - Other (specify) | Action | BRT
SHD | Shed | SHD - Shed | RECALBRT | Recalibrate | RECALBRT - Recalibrate | Action | BRT
SHD | Shed | SHD - Shed | REMVOBT | Remove Obstruction | REMVOBT - Remove Obstruction | Action | BRT
SHD | Shed | SHD - Shed | REPCMPT | Repair Component | REPCMPT - Repair Component | Action | BRT
SHD | Shed | SHD - Shed | REPLASS | Replace Asset | REPLASS - Replace Asset | Action | BRT
SHD | Shed | SHD - Shed | REPLCMPT | Replace Component | REPLCMPT - Replace Component | Action | BRT
SHD | Shed | SHD - Shed | REPRASS | Repair Asset | REPRASS - Repair Asset | Action | BRT
SHD | Shed | SHD - Shed | UPGRADES | Upgrade | UPGRADES - Upgrade | Action | BRT
SIGLGHT | Signal Light | SIGLGHT - Signal Light | ABNTEMP | Abnormal Temperature | ABNTEMP - Abnormal Temperature | Problem | BRT
SIGLGHT | Signal Light | SIGLGHT - Signal Light | CORROS | Corrosion | CORROS - Corrosion | Problem | BRT
SIGLGHT | Signal Light | SIGLGHT - Signal Light | ELECTRIP | Electrical Trip Out | ELECTRIP - Electrical Trip Out | Problem | BRT
SIGLGHT | Signal Light | SIGLGHT - Signal Light | EXNOISE | Excessive Noise | EXNOISE - Excessive Noise | Problem | BRT
SIGLGHT | Signal Light | SIGLGHT - Signal Light | EXVIBRTN | Excessive Vibration | EXVIBRTN - Excessive Vibration | Problem | BRT
SIGLGHT | Signal Light | SIGLGHT - Signal Light | JAMMEDEQ | Jammed Equipment | JAMMEDEQ - Jammed Equipment | Problem | BRT
SIGLGHT | Signal Light | SIGLGHT - Signal Light | LEAKING | Leaking | LEAKING - Leaking | Problem | BRT
SIGLGHT | Signal Light | SIGLGHT - Signal Light | LOWPERF | Low Performance | LOWPERF - Low Performance | Problem | BRT
SIGLGHT | Signal Light | SIGLGHT - Signal Light | NONOPER | Non-Operational | NONOPER - Non-Operational | Problem | BRT
SIGLGHT | Signal Light | SIGLGHT - Signal Light | PHYDMGE | Physical Damage | PHYDMGE - Physical Damage | Problem | BRT
SIGLGHT | Signal Light | SIGLGHT - Signal Light | UNSMELL | Unusual Smell | UNSMELL - Unusual Smell | Problem | BRT
SIGLGHT | Signal Light | SIGLGHT - Signal Light | UNSMOKE | Unusual Smoke | UNSMOKE - Unusual Smoke | Problem | BRT
SIGLGHT | Signal Light | SIGLGHT - Signal Light | BATCONL | Battery connections loose | BATCONL - Battery connections loose | Failure | BRT
SIGLGHT | Signal Light | SIGLGHT - Signal Light | BATSULF | Battery plate sulfation buildup | BATSULF - Battery plate sulfation buildup | Failure | BRT
SIGLGHT | Signal Light | SIGLGHT - Signal Light | BATTFAIL | Internal Battery Failure | BATTFAIL - Internal Battery Failure | Failure | BRT
SIGLGHT | Signal Light | SIGLGHT - Signal Light | CTLF | Controller failure | CTLF - Controller failure | Failure | BRT
SIGLGHT | Signal Light | SIGLGHT - Signal Light | EINSULCK | Electrical insulation frayed or cracked | EINSULCK - Electrical insulation frayed or cracked | Failure | BRT
SIGLGHT | Signal Light | SIGLGHT - Signal Light | ACCIDENT | Accident | ACCIDENT - Accident | Cause | BRT
SIGLGHT | Signal Light | SIGLGHT - Signal Light | ACCWEAR | Accelerated Wear | ACCWEAR - Accelerated Wear | Cause | BRT
SIGLGHT | Signal Light | SIGLGHT - Signal Light | ACTGOD | Weather condition/Forces of nature or Act of God | ACTGOD - Weather condition/Forces of nature or Act of God | Cause | BRT
SIGLGHT | Signal Light | SIGLGHT - Signal Light | CONTAM | Contamination | CONTAM - Contamination | Cause | BRT
SIGLGHT | Signal Light | SIGLGHT - Signal Light | DEFASSET | Defective Asset | DEFASSET - Defective Asset | Cause | BRT
SIGLGHT | Signal Light | SIGLGHT - Signal Light | EXLOAD | Excessive Load | EXLOAD - Excessive Load | Cause | BRT
SIGLGHT | Signal Light | SIGLGHT - Signal Light | IMPRMNT | Improper Maintenance | IMPRMNT - Improper Maintenance | Cause | BRT
SIGLGHT | Signal Light | SIGLGHT - Signal Light | INSLUBR | Insufficient Lubrication | INSLUBR - Insufficient Lubrication | Cause | BRT
SIGLGHT | Signal Light | SIGLGHT - Signal Light | LACKTRN | Lack of/ Inadequate Training | LACKTRN - Lack of/ Inadequate Training | Cause | BRT
SIGLGHT | Signal Light | SIGLGHT - Signal Light | MISSCMP | Loose/ Missing Component | MISSCMP - Loose/ Missing Component | Cause | BRT
SIGLGHT | Signal Light | SIGLGHT - Signal Light | NRMWEAR | Normal Wear | NRMWEAR - Normal Wear | Cause | BRT
SIGLGHT | Signal Light | SIGLGHT - Signal Light | OTHER | Other (specify) | OTHER - Other (specify) | Cause | BRT
SIGLGHT | Signal Light | SIGLGHT - Signal Light | PRINSTAL | Poor Installation | PRINSTAL - Poor Installation | Cause | BRT
SIGLGHT | Signal Light | SIGLGHT - Signal Light | PROCISSU | Procedure Issue | PROCISSU - Procedure Issue | Cause | BRT
SIGLGHT | Signal Light | SIGLGHT - Signal Light | UTLFAIL | Utility Failure | UTLFAIL - Utility Failure | Cause | BRT
SIGLGHT | Signal Light | SIGLGHT - Signal Light | VNDLSM | Vandalism | VNDLSM - Vandalism | Cause | BRT
SIGLGHT | Signal Light | SIGLGHT - Signal Light | WORNCMPT | Defective/ Worn Component | WORNCMPT - Defective/ Worn Component | Cause | BRT
SIGLGHT | Signal Light | SIGLGHT - Signal Light | ADJUSTD | Adjusted | ADJUSTD - Adjusted | Action | BRT
SIGLGHT | Signal Light | SIGLGHT - Signal Light | DECOMM | Decommission | DECOMM - Decommission | Action | BRT
SIGLGHT | Signal Light | SIGLGHT - Signal Light | DECONTME | Decontaminate | DECONTME - Decontaminate | Action | BRT
SIGLGHT | Signal Light | SIGLGHT - Signal Light | DONOTHIN | Do Nothing | DONOTHIN - Do Nothing | Action | BRT
SIGLGHT | Signal Light | SIGLGHT - Signal Light | LUBRCTE | Lubricate | LUBRCTE - Lubricate | Action | BRT
SIGLGHT | Signal Light | SIGLGHT - Signal Light | OTHER | Other (specify) | OTHER - Other (specify) | Action | BRT
SIGLGHT | Signal Light | SIGLGHT - Signal Light | RECALBRT | Recalibrate | RECALBRT - Recalibrate | Action | BRT
SIGLGHT | Signal Light | SIGLGHT - Signal Light | REMVOBT | Remove Obstruction | REMVOBT - Remove Obstruction | Action | BRT
SIGLGHT | Signal Light | SIGLGHT - Signal Light | REPCMPT | Repair Component | REPCMPT - Repair Component | Action | BRT
SIGLGHT | Signal Light | SIGLGHT - Signal Light | REPLASS | Replace Asset | REPLASS - Replace Asset | Action | BRT
SIGLGHT | Signal Light | SIGLGHT - Signal Light | REPLCMPT | Replace Component | REPLCMPT - Replace Component | Action | BRT
SIGLGHT | Signal Light | SIGLGHT - Signal Light | REPRASS | Repair Asset | REPRASS - Repair Asset | Action | BRT
SIGLGHT | Signal Light | SIGLGHT - Signal Light | UPGRADES | Upgrade | UPGRADES - Upgrade | Action | BRT
SKYLGHT | Skylights | SKYLGHT - Skylights | ABNTEMP | Abnormal Temperature | ABNTEMP - Abnormal Temperature | Problem | BRT
SKYLGHT | Skylights | SKYLGHT - Skylights | CORROS | Corrosion | CORROS - Corrosion | Problem | BRT
SKYLGHT | Skylights | SKYLGHT - Skylights | ELECTRIP | Electrical Trip Out | ELECTRIP - Electrical Trip Out | Problem | BRT
SKYLGHT | Skylights | SKYLGHT - Skylights | EXNOISE | Excessive Noise | EXNOISE - Excessive Noise | Problem | BRT
SKYLGHT | Skylights | SKYLGHT - Skylights | EXVIBRTN | Excessive Vibration | EXVIBRTN - Excessive Vibration | Problem | BRT
SKYLGHT | Skylights | SKYLGHT - Skylights | JAMMEDEQ | Jammed Equipment | JAMMEDEQ - Jammed Equipment | Problem | BRT
SKYLGHT | Skylights | SKYLGHT - Skylights | LEAKING | Leaking | LEAKING - Leaking | Problem | BRT
SKYLGHT | Skylights | SKYLGHT - Skylights | LOWPERF | Low Performance | LOWPERF - Low Performance | Problem | BRT
SKYLGHT | Skylights | SKYLGHT - Skylights | NONOPER | Non-Operational | NONOPER - Non-Operational | Problem | BRT
SKYLGHT | Skylights | SKYLGHT - Skylights | PHYDMGE | Physical Damage | PHYDMGE - Physical Damage | Problem | BRT
SKYLGHT | Skylights | SKYLGHT - Skylights | UNSMELL | Unusual Smell | UNSMELL - Unusual Smell | Problem | BRT
SKYLGHT | Skylights | SKYLGHT - Skylights | UNSMOKE | Unusual Smoke | UNSMOKE - Unusual Smoke | Problem | BRT
SKYLGHT | Skylights | SKYLGHT - Skylights | SKYFIZZ | Fizzure/Natural Deterioration in skylights | SKYFIZZ - Fizzure/Natural Deterioration in skylights | Failure | BRT
SKYLGHT | Skylights | SKYLGHT - Skylights | ACCIDENT | Accident | ACCIDENT - Accident | Cause | BRT
SKYLGHT | Skylights | SKYLGHT - Skylights | ACCWEAR | Accelerated Wear | ACCWEAR - Accelerated Wear | Cause | BRT
SKYLGHT | Skylights | SKYLGHT - Skylights | ACTGOD | Weather condition/Forces of nature or Act of God | ACTGOD - Weather condition/Forces of nature or Act of God | Cause | BRT
SKYLGHT | Skylights | SKYLGHT - Skylights | CONTAM | Contamination | CONTAM - Contamination | Cause | BRT
SKYLGHT | Skylights | SKYLGHT - Skylights | DEFASSET | Defective Asset | DEFASSET - Defective Asset | Cause | BRT
SKYLGHT | Skylights | SKYLGHT - Skylights | EXLOAD | Excessive Load | EXLOAD - Excessive Load | Cause | BRT
SKYLGHT | Skylights | SKYLGHT - Skylights | IMPRMNT | Improper Maintenance | IMPRMNT - Improper Maintenance | Cause | BRT
SKYLGHT | Skylights | SKYLGHT - Skylights | INSLUBR | Insufficient Lubrication | INSLUBR - Insufficient Lubrication | Cause | BRT
SKYLGHT | Skylights | SKYLGHT - Skylights | LACKTRN | Lack of/ Inadequate Training | LACKTRN - Lack of/ Inadequate Training | Cause | BRT
SKYLGHT | Skylights | SKYLGHT - Skylights | MISSCMP | Loose/ Missing Component | MISSCMP - Loose/ Missing Component | Cause | BRT
SKYLGHT | Skylights | SKYLGHT - Skylights | NRMWEAR | Normal Wear | NRMWEAR - Normal Wear | Cause | BRT
SKYLGHT | Skylights | SKYLGHT - Skylights | OTHER | Other (specify) | OTHER - Other (specify) | Cause | BRT
SKYLGHT | Skylights | SKYLGHT - Skylights | PRINSTAL | Poor Installation | PRINSTAL - Poor Installation | Cause | BRT
SKYLGHT | Skylights | SKYLGHT - Skylights | PROCISSU | Procedure Issue | PROCISSU - Procedure Issue | Cause | BRT
SKYLGHT | Skylights | SKYLGHT - Skylights | UTLFAIL | Utility Failure | UTLFAIL - Utility Failure | Cause | BRT
SKYLGHT | Skylights | SKYLGHT - Skylights | VNDLSM | Vandalism | VNDLSM - Vandalism | Cause | BRT
SKYLGHT | Skylights | SKYLGHT - Skylights | WORNCMPT | Defective/ Worn Component | WORNCMPT - Defective/ Worn Component | Cause | BRT
SKYLGHT | Skylights | SKYLGHT - Skylights | ADJUSTD | Adjusted | ADJUSTD - Adjusted | Action | BRT
SKYLGHT | Skylights | SKYLGHT - Skylights | DECOMM | Decommission | DECOMM - Decommission | Action | BRT
SKYLGHT | Skylights | SKYLGHT - Skylights | DECONTME | Decontaminate | DECONTME - Decontaminate | Action | BRT
SKYLGHT | Skylights | SKYLGHT - Skylights | DONOTHIN | Do Nothing | DONOTHIN - Do Nothing | Action | BRT
SKYLGHT | Skylights | SKYLGHT - Skylights | LUBRCTE | Lubricate | LUBRCTE - Lubricate | Action | BRT
SKYLGHT | Skylights | SKYLGHT - Skylights | OTHER | Other (specify) | OTHER - Other (specify) | Action | BRT
SKYLGHT | Skylights | SKYLGHT - Skylights | RECALBRT | Recalibrate | RECALBRT - Recalibrate | Action | BRT
SKYLGHT | Skylights | SKYLGHT - Skylights | REMVOBT | Remove Obstruction | REMVOBT - Remove Obstruction | Action | BRT
SKYLGHT | Skylights | SKYLGHT - Skylights | REPCMPT | Repair Component | REPCMPT - Repair Component | Action | BRT
SKYLGHT | Skylights | SKYLGHT - Skylights | REPLASS | Replace Asset | REPLASS - Replace Asset | Action | BRT
SKYLGHT | Skylights | SKYLGHT - Skylights | REPLCMPT | Replace Component | REPLCMPT - Replace Component | Action | BRT
SKYLGHT | Skylights | SKYLGHT - Skylights | REPRASS | Repair Asset | REPRASS - Repair Asset | Action | BRT
SKYLGHT | Skylights | SKYLGHT - Skylights | UPGRADES | Upgrade | UPGRADES - Upgrade | Action | BRT
SLPDRF | Sloped Roof | SLPDRF - Sloped Roof | ABNTEMP | Abnormal Temperature | ABNTEMP - Abnormal Temperature | Problem | BRT
SLPDRF | Sloped Roof | SLPDRF - Sloped Roof | CORROS | Corrosion | CORROS - Corrosion | Problem | BRT
SLPDRF | Sloped Roof | SLPDRF - Sloped Roof | ELECTRIP | Electrical Trip Out | ELECTRIP - Electrical Trip Out | Problem | BRT
SLPDRF | Sloped Roof | SLPDRF - Sloped Roof | EXNOISE | Excessive Noise | EXNOISE - Excessive Noise | Problem | BRT
SLPDRF | Sloped Roof | SLPDRF - Sloped Roof | EXVIBRTN | Excessive Vibration | EXVIBRTN - Excessive Vibration | Problem | BRT
SLPDRF | Sloped Roof | SLPDRF - Sloped Roof | JAMMEDEQ | Jammed Equipment | JAMMEDEQ - Jammed Equipment | Problem | BRT
SLPDRF | Sloped Roof | SLPDRF - Sloped Roof | LEAKING | Leaking | LEAKING - Leaking | Problem | BRT
SLPDRF | Sloped Roof | SLPDRF - Sloped Roof | LOWPERF | Low Performance | LOWPERF - Low Performance | Problem | BRT
SLPDRF | Sloped Roof | SLPDRF - Sloped Roof | NONOPER | Non-Operational | NONOPER - Non-Operational | Problem | BRT
SLPDRF | Sloped Roof | SLPDRF - Sloped Roof | PHYDMGE | Physical Damage | PHYDMGE - Physical Damage | Problem | BRT
SLPDRF | Sloped Roof | SLPDRF - Sloped Roof | UNSMELL | Unusual Smell | UNSMELL - Unusual Smell | Problem | BRT
SLPDRF | Sloped Roof | SLPDRF - Sloped Roof | UNSMOKE | Unusual Smoke | UNSMOKE - Unusual Smoke | Problem | BRT
SLPDRF | Sloped Roof | SLPDRF - Sloped Roof | CAULKDMG | Caulking Damaged/ Missing | CAULKDMG - Caulking Damaged/ Missing | Failure | BRT
SLPDRF | Sloped Roof | SLPDRF - Sloped Roof | GUTTRDMG | Gutters Damaged | GUTTRDMG - Gutters Damaged | Failure | BRT
SLPDRF | Sloped Roof | SLPDRF - Sloped Roof | METLCPDG | Metal Capping Damaged | METLCPDG - Metal Capping Damaged | Failure | BRT
SLPDRF | Sloped Roof | SLPDRF - Sloped Roof | PLBVNTLS | Plumbing Vents Loose | PLBVNTLS - Plumbing Vents Loose | Failure | BRT
SLPDRF | Sloped Roof | SLPDRF - Sloped Roof | PRCASTCN | Pre-Cast Concrete Broken Side Welds | PRCASTCN - Pre-Cast Concrete Broken Side Welds | Failure | BRT
SLPDRF | Sloped Roof | SLPDRF - Sloped Roof | RFPAINT | Roof Paint Peeled | RFPAINT - Roof Paint Peeled | Failure | BRT
SLPDRF | Sloped Roof | SLPDRF - Sloped Roof | ROOFCRCK | Roof Cracked | ROOFCRCK - Roof Cracked | Failure | BRT
SLPDRF | Sloped Roof | SLPDRF - Sloped Roof | ROOFFAST | Roof Fasteners Loose/ Missing | ROOFFAST - Roof Fasteners Loose/ Missing | Failure | BRT
SLPDRF | Sloped Roof | SLPDRF - Sloped Roof | ROOFFLSH | Roof Flashings Damaged | ROOFFLSH - Roof Flashings Damaged | Failure | BRT
SLPDRF | Sloped Roof | SLPDRF - Sloped Roof | RSCHDEP | Roof structure, components, surface, or hardware deteriorated | RSCHDEP - Roof structure, components, surface, or hardware deteriorated | Failure | BRT
SLPDRF | Sloped Roof | SLPDRF - Sloped Roof | SHNGLMIS | Shingles Loose / Missing | SHNGLMIS - Shingles Loose / Missing | Failure | BRT
SLPDRF | Sloped Roof | SLPDRF - Sloped Roof | STLRFDET | Steel Roof Decks Deteriorated | STLRFDET - Steel Roof Decks Deteriorated | Failure | BRT
SLPDRF | Sloped Roof | SLPDRF - Sloped Roof | TILERFLS | Tile Roof Loose/ Broken | TILERFLS - Tile Roof Loose/ Broken | Failure | BRT
SLPDRF | Sloped Roof | SLPDRF - Sloped Roof | WOODROT | Wood Deck Rotten/ Broken | WOODROT - Wood Deck Rotten/ Broken | Failure | BRT
SLPDRF | Sloped Roof | SLPDRF - Sloped Roof | ACCIDENT | Accident | ACCIDENT - Accident | Cause | BRT
SLPDRF | Sloped Roof | SLPDRF - Sloped Roof | ACCWEAR | Accelerated Wear | ACCWEAR - Accelerated Wear | Cause | BRT
SLPDRF | Sloped Roof | SLPDRF - Sloped Roof | ACTGOD | Weather condition/Forces of nature or Act of God | ACTGOD - Weather condition/Forces of nature or Act of God | Cause | BRT
SLPDRF | Sloped Roof | SLPDRF - Sloped Roof | CONTAM | Contamination | CONTAM - Contamination | Cause | BRT
SLPDRF | Sloped Roof | SLPDRF - Sloped Roof | CORRSION | Corrosion | CORRSION - Corrosion | Cause | BRT
SLPDRF | Sloped Roof | SLPDRF - Sloped Roof | DEFASSET | Defective Asset | DEFASSET - Defective Asset | Cause | BRT
SLPDRF | Sloped Roof | SLPDRF - Sloped Roof | EXLOAD | Excessive Load | EXLOAD - Excessive Load | Cause | BRT
SLPDRF | Sloped Roof | SLPDRF - Sloped Roof | IMPRMNT | Improper Maintenance | IMPRMNT - Improper Maintenance | Cause | BRT
SLPDRF | Sloped Roof | SLPDRF - Sloped Roof | INSLUBR | Insufficient Lubrication | INSLUBR - Insufficient Lubrication | Cause | BRT
SLPDRF | Sloped Roof | SLPDRF - Sloped Roof | LACKTRN | Lack of/ Inadequate Training | LACKTRN - Lack of/ Inadequate Training | Cause | BRT
SLPDRF | Sloped Roof | SLPDRF - Sloped Roof | MISSCMP | Loose/ Missing Component | MISSCMP - Loose/ Missing Component | Cause | BRT
SLPDRF | Sloped Roof | SLPDRF - Sloped Roof | NRMWEAR | Normal Wear | NRMWEAR - Normal Wear | Cause | BRT
SLPDRF | Sloped Roof | SLPDRF - Sloped Roof | OTHER | Other (specify) | OTHER - Other (specify) | Cause | BRT
SLPDRF | Sloped Roof | SLPDRF - Sloped Roof | PRINSTAL | Poor Installation | PRINSTAL - Poor Installation | Cause | BRT
SLPDRF | Sloped Roof | SLPDRF - Sloped Roof | PROCISSU | Procedure Issue | PROCISSU - Procedure Issue | Cause | BRT
SLPDRF | Sloped Roof | SLPDRF - Sloped Roof | UTLFAIL | Utility Failure | UTLFAIL - Utility Failure | Cause | BRT
SLPDRF | Sloped Roof | SLPDRF - Sloped Roof | VNDLSM | Vandalism | VNDLSM - Vandalism | Cause | BRT
SLPDRF | Sloped Roof | SLPDRF - Sloped Roof | WORNCMPT | Defective/ Worn Component | WORNCMPT - Defective/ Worn Component | Cause | BRT
SLPDRF | Sloped Roof | SLPDRF - Sloped Roof | WTHRCND2 | Weather Condition (Wind) | WTHRCND2 - Weather Condition (Wind) | Cause | BRT
SLPDRF | Sloped Roof | SLPDRF - Sloped Roof | ADJUSTD | Adjusted | ADJUSTD - Adjusted | Action | BRT
SLPDRF | Sloped Roof | SLPDRF - Sloped Roof | DECOMM | Decommission | DECOMM - Decommission | Action | BRT
SLPDRF | Sloped Roof | SLPDRF - Sloped Roof | DECONTME | Decontaminate | DECONTME - Decontaminate | Action | BRT
SLPDRF | Sloped Roof | SLPDRF - Sloped Roof | DONOTHIN | Do Nothing | DONOTHIN - Do Nothing | Action | BRT
SLPDRF | Sloped Roof | SLPDRF - Sloped Roof | LUBRCTE | Lubricate | LUBRCTE - Lubricate | Action | BRT
SLPDRF | Sloped Roof | SLPDRF - Sloped Roof | OTHER | Other (specify) | OTHER - Other (specify) | Action | BRT
SLPDRF | Sloped Roof | SLPDRF - Sloped Roof | RECALBRT | Recalibrate | RECALBRT - Recalibrate | Action | BRT
SLPDRF | Sloped Roof | SLPDRF - Sloped Roof | REMVOBT | Remove Obstruction | REMVOBT - Remove Obstruction | Action | BRT
SLPDRF | Sloped Roof | SLPDRF - Sloped Roof | REPAIR | Repair | REPAIR - Repair | Action | BRT
SLPDRF | Sloped Roof | SLPDRF - Sloped Roof | REPCMPT | Repair Component | REPCMPT - Repair Component | Action | BRT
SLPDRF | Sloped Roof | SLPDRF - Sloped Roof | REPLASS | Replace Asset | REPLASS - Replace Asset | Action | BRT
SLPDRF | Sloped Roof | SLPDRF - Sloped Roof | REPLCMPT | Replace Component | REPLCMPT - Replace Component | Action | BRT
SLPDRF | Sloped Roof | SLPDRF - Sloped Roof | REPRASS | Repair Asset | REPRASS - Repair Asset | Action | BRT
SLPDRF | Sloped Roof | SLPDRF - Sloped Roof | UPGRADES | Upgrade | UPGRADES - Upgrade | Action | BRT
SMPIT | Sump Pit | SMPIT - Sump Pit | ABNTEMP | Abnormal Temperature | ABNTEMP - Abnormal Temperature | Problem | BRT
SMPIT | Sump Pit | SMPIT - Sump Pit | CORROS | Corrosion | CORROS - Corrosion | Problem | BRT
SMPIT | Sump Pit | SMPIT - Sump Pit | ELECTRIP | Electrical Trip Out | ELECTRIP - Electrical Trip Out | Problem | BRT
SMPIT | Sump Pit | SMPIT - Sump Pit | EXNOISE | Excessive Noise | EXNOISE - Excessive Noise | Problem | BRT
SMPIT | Sump Pit | SMPIT - Sump Pit | EXVIBRTN | Excessive Vibration | EXVIBRTN - Excessive Vibration | Problem | BRT
SMPIT | Sump Pit | SMPIT - Sump Pit | JAMMEDEQ | Jammed Equipment | JAMMEDEQ - Jammed Equipment | Problem | BRT
SMPIT | Sump Pit | SMPIT - Sump Pit | LEAKING | Leaking | LEAKING - Leaking | Problem | BRT
SMPIT | Sump Pit | SMPIT - Sump Pit | LOWPERF | Low Performance | LOWPERF - Low Performance | Problem | BRT
SMPIT | Sump Pit | SMPIT - Sump Pit | NONOPER | Non-Operational | NONOPER - Non-Operational | Problem | BRT
SMPIT | Sump Pit | SMPIT - Sump Pit | PHYDMGE | Physical Damage | PHYDMGE - Physical Damage | Problem | BRT
SMPIT | Sump Pit | SMPIT - Sump Pit | UNSMELL | Unusual Smell | UNSMELL - Unusual Smell | Problem | BRT
SMPIT | Sump Pit | SMPIT - Sump Pit | UNSMOKE | Unusual Smoke | UNSMOKE - Unusual Smoke | Problem | BRT
SMPIT | Sump Pit | SMPIT - Sump Pit | SMPCONT | Sump pit contaminated with debris | SMPCONT - Sump pit contaminated with debris | Failure | BRT
SMPIT | Sump Pit | SMPIT - Sump Pit | SMPGDET | Sump pit/grating deteriorated | SMPGDET - Sump pit/grating deteriorated | Failure | BRT
SMPIT | Sump Pit | SMPIT - Sump Pit | ACCIDENT | Accident | ACCIDENT - Accident | Cause | BRT
SMPIT | Sump Pit | SMPIT - Sump Pit | ACCWEAR | Accelerated Wear | ACCWEAR - Accelerated Wear | Cause | BRT
SMPIT | Sump Pit | SMPIT - Sump Pit | ACTGOD | Weather condition/Forces of nature or Act of God | ACTGOD - Weather condition/Forces of nature or Act of God | Cause | BRT
SMPIT | Sump Pit | SMPIT - Sump Pit | CONTAM | Contamination | CONTAM - Contamination | Cause | BRT
SMPIT | Sump Pit | SMPIT - Sump Pit | DEFASSET | Defective Asset | DEFASSET - Defective Asset | Cause | BRT
SMPIT | Sump Pit | SMPIT - Sump Pit | EXLOAD | Excessive Load | EXLOAD - Excessive Load | Cause | BRT
SMPIT | Sump Pit | SMPIT - Sump Pit | IMPRMNT | Improper Maintenance | IMPRMNT - Improper Maintenance | Cause | BRT
SMPIT | Sump Pit | SMPIT - Sump Pit | INSLUBR | Insufficient Lubrication | INSLUBR - Insufficient Lubrication | Cause | BRT
SMPIT | Sump Pit | SMPIT - Sump Pit | LACKTRN | Lack of/ Inadequate Training | LACKTRN - Lack of/ Inadequate Training | Cause | BRT
SMPIT | Sump Pit | SMPIT - Sump Pit | MISSCMP | Loose/ Missing Component | MISSCMP - Loose/ Missing Component | Cause | BRT
SMPIT | Sump Pit | SMPIT - Sump Pit | NRMWEAR | Normal Wear | NRMWEAR - Normal Wear | Cause | BRT
SMPIT | Sump Pit | SMPIT - Sump Pit | OTHER | Other (specify) | OTHER - Other (specify) | Cause | BRT
SMPIT | Sump Pit | SMPIT - Sump Pit | PRINSTAL | Poor Installation | PRINSTAL - Poor Installation | Cause | BRT
SMPIT | Sump Pit | SMPIT - Sump Pit | PROCISSU | Procedure Issue | PROCISSU - Procedure Issue | Cause | BRT
SMPIT | Sump Pit | SMPIT - Sump Pit | UTLFAIL | Utility Failure | UTLFAIL - Utility Failure | Cause | BRT
SMPIT | Sump Pit | SMPIT - Sump Pit | VNDLSM | Vandalism | VNDLSM - Vandalism | Cause | BRT
SMPIT | Sump Pit | SMPIT - Sump Pit | WORNCMPT | Defective/ Worn Component | WORNCMPT - Defective/ Worn Component | Cause | BRT
SMPIT | Sump Pit | SMPIT - Sump Pit | ADJUSTD | Adjusted | ADJUSTD - Adjusted | Action | BRT
SMPIT | Sump Pit | SMPIT - Sump Pit | DECOMM | Decommission | DECOMM - Decommission | Action | BRT
SMPIT | Sump Pit | SMPIT - Sump Pit | DECONTME | Decontaminate | DECONTME - Decontaminate | Action | BRT
SMPIT | Sump Pit | SMPIT - Sump Pit | DONOTHIN | Do Nothing | DONOTHIN - Do Nothing | Action | BRT
SMPIT | Sump Pit | SMPIT - Sump Pit | LUBRCTE | Lubricate | LUBRCTE - Lubricate | Action | BRT
SMPIT | Sump Pit | SMPIT - Sump Pit | OTHER | Other (specify) | OTHER - Other (specify) | Action | BRT
SMPIT | Sump Pit | SMPIT - Sump Pit | RECALBRT | Recalibrate | RECALBRT - Recalibrate | Action | BRT
SMPIT | Sump Pit | SMPIT - Sump Pit | REMVOBT | Remove Obstruction | REMVOBT - Remove Obstruction | Action | BRT
SMPIT | Sump Pit | SMPIT - Sump Pit | REPCMPT | Repair Component | REPCMPT - Repair Component | Action | BRT
SMPIT | Sump Pit | SMPIT - Sump Pit | REPLASS | Replace Asset | REPLASS - Replace Asset | Action | BRT
SMPIT | Sump Pit | SMPIT - Sump Pit | REPLCMPT | Replace Component | REPLCMPT - Replace Component | Action | BRT
SMPIT | Sump Pit | SMPIT - Sump Pit | REPRASS | Repair Asset | REPRASS - Repair Asset | Action | BRT
SMPIT | Sump Pit | SMPIT - Sump Pit | UPGRADES | Upgrade | UPGRADES - Upgrade | Action | BRT
SPLKTSTN | Spill Kits Station | SPLKTSTN - Spill Kits Station | ABNTEMP | Abnormal Temperature | ABNTEMP - Abnormal Temperature | Problem | BRT
SPLKTSTN | Spill Kits Station | SPLKTSTN - Spill Kits Station | CORROS | Corrosion | CORROS - Corrosion | Problem | BRT
SPLKTSTN | Spill Kits Station | SPLKTSTN - Spill Kits Station | ELECTRIP | Electrical Trip Out | ELECTRIP - Electrical Trip Out | Problem | BRT
SPLKTSTN | Spill Kits Station | SPLKTSTN - Spill Kits Station | EXNOISE | Excessive Noise | EXNOISE - Excessive Noise | Problem | BRT
SPLKTSTN | Spill Kits Station | SPLKTSTN - Spill Kits Station | EXVIBRTN | Excessive Vibration | EXVIBRTN - Excessive Vibration | Problem | BRT
SPLKTSTN | Spill Kits Station | SPLKTSTN - Spill Kits Station | JAMMEDEQ | Jammed Equipment | JAMMEDEQ - Jammed Equipment | Problem | BRT
SPLKTSTN | Spill Kits Station | SPLKTSTN - Spill Kits Station | LEAKING | Leaking | LEAKING - Leaking | Problem | BRT
SPLKTSTN | Spill Kits Station | SPLKTSTN - Spill Kits Station | LOWPERF | Low Performance | LOWPERF - Low Performance | Problem | BRT
SPLKTSTN | Spill Kits Station | SPLKTSTN - Spill Kits Station | NONOPER | Non-Operational | NONOPER - Non-Operational | Problem | BRT
SPLKTSTN | Spill Kits Station | SPLKTSTN - Spill Kits Station | PHYDMGE | Physical Damage | PHYDMGE - Physical Damage | Problem | BRT
SPLKTSTN | Spill Kits Station | SPLKTSTN - Spill Kits Station | UNSMELL | Unusual Smell | UNSMELL - Unusual Smell | Problem | BRT
SPLKTSTN | Spill Kits Station | SPLKTSTN - Spill Kits Station | UNSMOKE | Unusual Smoke | UNSMOKE - Unusual Smoke | Problem | BRT
SPLKTSTN | Spill Kits Station | SPLKTSTN - Spill Kits Station | SKCDET | Spill kit components deteriorated | SKCDET - Spill kit components deteriorated | Failure | BRT
SPLKTSTN | Spill Kits Station | SPLKTSTN - Spill Kits Station | SKSSDET | Spill Kits Station seal deteriorated | SKSSDET - Spill Kits Station seal deteriorated | Failure | BRT
SPLKTSTN | Spill Kits Station | SPLKTSTN - Spill Kits Station | ACCIDENT | Accident | ACCIDENT - Accident | Cause | BRT
SPLKTSTN | Spill Kits Station | SPLKTSTN - Spill Kits Station | ACCWEAR | Accelerated Wear | ACCWEAR - Accelerated Wear | Cause | BRT
SPLKTSTN | Spill Kits Station | SPLKTSTN - Spill Kits Station | ACTGOD | Weather condition/Forces of nature or Act of God | ACTGOD - Weather condition/Forces of nature or Act of God | Cause | BRT
SPLKTSTN | Spill Kits Station | SPLKTSTN - Spill Kits Station | CONTAM | Contamination | CONTAM - Contamination | Cause | BRT
SPLKTSTN | Spill Kits Station | SPLKTSTN - Spill Kits Station | DEFASSET | Defective Asset | DEFASSET - Defective Asset | Cause | BRT
SPLKTSTN | Spill Kits Station | SPLKTSTN - Spill Kits Station | EXLOAD | Excessive Load | EXLOAD - Excessive Load | Cause | BRT
SPLKTSTN | Spill Kits Station | SPLKTSTN - Spill Kits Station | IMPRMNT | Improper Maintenance | IMPRMNT - Improper Maintenance | Cause | BRT
SPLKTSTN | Spill Kits Station | SPLKTSTN - Spill Kits Station | INSLUBR | Insufficient Lubrication | INSLUBR - Insufficient Lubrication | Cause | BRT
SPLKTSTN | Spill Kits Station | SPLKTSTN - Spill Kits Station | LACKTRN | Lack of/ Inadequate Training | LACKTRN - Lack of/ Inadequate Training | Cause | BRT
SPLKTSTN | Spill Kits Station | SPLKTSTN - Spill Kits Station | MISSCMP | Loose/ Missing Component | MISSCMP - Loose/ Missing Component | Cause | BRT
SPLKTSTN | Spill Kits Station | SPLKTSTN - Spill Kits Station | NRMWEAR | Normal Wear | NRMWEAR - Normal Wear | Cause | BRT
SPLKTSTN | Spill Kits Station | SPLKTSTN - Spill Kits Station | OTHER | Other (specify) | OTHER - Other (specify) | Cause | BRT
SPLKTSTN | Spill Kits Station | SPLKTSTN - Spill Kits Station | PRINSTAL | Poor Installation | PRINSTAL - Poor Installation | Cause | BRT
SPLKTSTN | Spill Kits Station | SPLKTSTN - Spill Kits Station | PROCISSU | Procedure Issue | PROCISSU - Procedure Issue | Cause | BRT
SPLKTSTN | Spill Kits Station | SPLKTSTN - Spill Kits Station | UTLFAIL | Utility Failure | UTLFAIL - Utility Failure | Cause | BRT
SPLKTSTN | Spill Kits Station | SPLKTSTN - Spill Kits Station | VNDLSM | Vandalism | VNDLSM - Vandalism | Cause | BRT
SPLKTSTN | Spill Kits Station | SPLKTSTN - Spill Kits Station | WORNCMPT | Defective/ Worn Component | WORNCMPT - Defective/ Worn Component | Cause | BRT
SPLKTSTN | Spill Kits Station | SPLKTSTN - Spill Kits Station | ADJUSTD | Adjusted | ADJUSTD - Adjusted | Action | BRT
SPLKTSTN | Spill Kits Station | SPLKTSTN - Spill Kits Station | DECOMM | Decommission | DECOMM - Decommission | Action | BRT
SPLKTSTN | Spill Kits Station | SPLKTSTN - Spill Kits Station | DECONTME | Decontaminate | DECONTME - Decontaminate | Action | BRT
SPLKTSTN | Spill Kits Station | SPLKTSTN - Spill Kits Station | DONOTHIN | Do Nothing | DONOTHIN - Do Nothing | Action | BRT
SPLKTSTN | Spill Kits Station | SPLKTSTN - Spill Kits Station | LUBRCTE | Lubricate | LUBRCTE - Lubricate | Action | BRT
SPLKTSTN | Spill Kits Station | SPLKTSTN - Spill Kits Station | OTHER | Other (specify) | OTHER - Other (specify) | Action | BRT
SPLKTSTN | Spill Kits Station | SPLKTSTN - Spill Kits Station | RECALBRT | Recalibrate | RECALBRT - Recalibrate | Action | BRT
SPLKTSTN | Spill Kits Station | SPLKTSTN - Spill Kits Station | REMVOBT | Remove Obstruction | REMVOBT - Remove Obstruction | Action | BRT
SPLKTSTN | Spill Kits Station | SPLKTSTN - Spill Kits Station | REPCMPT | Repair Component | REPCMPT - Repair Component | Action | BRT
SPLKTSTN | Spill Kits Station | SPLKTSTN - Spill Kits Station | REPLASS | Replace Asset | REPLASS - Replace Asset | Action | BRT
SPLKTSTN | Spill Kits Station | SPLKTSTN - Spill Kits Station | REPLCMPT | Replace Component | REPLCMPT - Replace Component | Action | BRT
SPLKTSTN | Spill Kits Station | SPLKTSTN - Spill Kits Station | REPRASS | Repair Asset | REPRASS - Repair Asset | Action | BRT
SPLKTSTN | Spill Kits Station | SPLKTSTN - Spill Kits Station | UPGRADES | Upgrade | UPGRADES - Upgrade | Action | BRT
SPRNKSYS | Sprinkler System | SPRNKSYS - Sprinkler System | ABNTEMP | Abnormal Temperature | ABNTEMP - Abnormal Temperature | Problem | BRT
SPRNKSYS | Sprinkler System | SPRNKSYS - Sprinkler System | CORROS | Corrosion | CORROS - Corrosion | Problem | BRT
SPRNKSYS | Sprinkler System | SPRNKSYS - Sprinkler System | ELECTRIP | Electrical Trip Out | ELECTRIP - Electrical Trip Out | Problem | BRT
SPRNKSYS | Sprinkler System | SPRNKSYS - Sprinkler System | EXVIBRTN | Excessive Vibration | EXVIBRTN - Excessive Vibration | Problem | BRT
SPRNKSYS | Sprinkler System | SPRNKSYS - Sprinkler System | JAMMEDEQ | Jammed Equipment | JAMMEDEQ - Jammed Equipment | Problem | BRT
SPRNKSYS | Sprinkler System | SPRNKSYS - Sprinkler System | LEAKING | Leaking | LEAKING - Leaking | Problem | BRT
SPRNKSYS | Sprinkler System | SPRNKSYS - Sprinkler System | LOWPERF | Low Performance | LOWPERF - Low Performance | Problem | BRT
SPRNKSYS | Sprinkler System | SPRNKSYS - Sprinkler System | NONOPER | Non-Operational | NONOPER - Non-Operational | Problem | BRT
SPRNKSYS | Sprinkler System | SPRNKSYS - Sprinkler System | PHYDMGE | Physical Damage | PHYDMGE - Physical Damage | Problem | BRT
SPRNKSYS | Sprinkler System | SPRNKSYS - Sprinkler System | SPKAFAIL | Sprinkler system water flow alarm device failed | SPKAFAIL - Sprinkler system water flow alarm device failed | Failure | BRT
SPRNKSYS | Sprinkler System | SPRNKSYS - Sprinkler System | SPKGDET | Sprinkler system gauges for dry systems deteriorated | SPKGDET - Sprinkler system gauges for dry systems deteriorated | Failure | BRT
SPRNKSYS | Sprinkler System | SPRNKSYS - Sprinkler System | SPKGFAIL | Sprinkler system gauges, control valves and main drain failed | SPKGFAIL - Sprinkler system gauges, control valves and main drain failed | Failure | BRT
SPRNKSYS | Sprinkler System | SPRNKSYS - Sprinkler System | SPKSDET | Sprinkler system deteriorated | SPKSDET - Sprinkler system deteriorated | Failure | BRT
SPRNKSYS | Sprinkler System | SPRNKSYS - Sprinkler System | SPKSFAIL | Sprinkler system failed | SPKSFAIL - Sprinkler system failed | Failure | BRT
SPRNKSYS | Sprinkler System | SPRNKSYS - Sprinkler System | SPKSGDET | Sprinkler gauges for wet, deluge systems and preaction systems deteriorated | SPKSGDET - Sprinkler gauges for wet, deluge systems and preaction systems deteriorated | Failure | BRT
SPRNKSYS | Sprinkler System | SPRNKSYS - Sprinkler System | SPRNACFL | Sprinkler System Accelerator Failed | SPRNACFL - Sprinkler System Accelerator Failed | Failure | BRT
SPRNKSYS | Sprinkler System | SPRNKSYS - Sprinkler System | SPRNSCFL | Sprinkler System Compressor Failed | SPRNSCFL - Sprinkler System Compressor Failed | Failure | BRT
SPRNKSYS | Sprinkler System | SPRNKSYS - Sprinkler System | SPRNSHFL | Sprinkler System Head Failed | SPRNSHFL - Sprinkler System Head Failed | Failure | BRT
SPRNKSYS | Sprinkler System | SPRNKSYS - Sprinkler System | ACCIDENT | Accident | ACCIDENT - Accident | Cause | BRT
SPRNKSYS | Sprinkler System | SPRNKSYS - Sprinkler System | ACCWEAR | Accelerated Wear | ACCWEAR - Accelerated Wear | Cause | BRT
SPRNKSYS | Sprinkler System | SPRNKSYS - Sprinkler System | ACTGOD | Weather condition/Forces of nature or Act of God | ACTGOD - Weather condition/Forces of nature or Act of God | Cause | BRT
SPRNKSYS | Sprinkler System | SPRNKSYS - Sprinkler System | CONTAM | Contamination | CONTAM - Contamination | Cause | BRT
SPRNKSYS | Sprinkler System | SPRNKSYS - Sprinkler System | EXLOAD | Excessive Load | EXLOAD - Excessive Load | Cause | BRT
SPRNKSYS | Sprinkler System | SPRNKSYS - Sprinkler System | IMPRMNT | Improper Maintenance | IMPRMNT - Improper Maintenance | Cause | BRT
SPRNKSYS | Sprinkler System | SPRNKSYS - Sprinkler System | LACKTRN | Lack of/ Inadequate Training | LACKTRN - Lack of/ Inadequate Training | Cause | BRT
SPRNKSYS | Sprinkler System | SPRNKSYS - Sprinkler System | MISSCMP | Loose/ Missing Component | MISSCMP - Loose/ Missing Component | Cause | BRT
SPRNKSYS | Sprinkler System | SPRNKSYS - Sprinkler System | PRINSTAL | Poor Installation | PRINSTAL - Poor Installation | Cause | BRT
SPRNKSYS | Sprinkler System | SPRNKSYS - Sprinkler System | UTLFAIL | Utility Failure | UTLFAIL - Utility Failure | Cause | BRT
SPRNKSYS | Sprinkler System | SPRNKSYS - Sprinkler System | VNDLSM | Vandalism | VNDLSM - Vandalism | Cause | BRT
SPRNKSYS | Sprinkler System | SPRNKSYS - Sprinkler System | WORNCMPT | Defective/ Worn Component | WORNCMPT - Defective/ Worn Component | Cause | BRT
SPRNKSYS | Sprinkler System | SPRNKSYS - Sprinkler System | ADJUSTD | Adjusted | ADJUSTD - Adjusted | Action | BRT
SPRNKSYS | Sprinkler System | SPRNKSYS - Sprinkler System | CALLCNTR | Call Contractor | CALLCNTR - Call Contractor | Action | BRT
SPRNKSYS | Sprinkler System | SPRNKSYS - Sprinkler System | DECOMM | Decommission | DECOMM - Decommission | Action | BRT
SPRNKSYS | Sprinkler System | SPRNKSYS - Sprinkler System | RECALBRT | Recalibrate | RECALBRT - Recalibrate | Action | BRT
SPRNKSYS | Sprinkler System | SPRNKSYS - Sprinkler System | REMVOBT | Remove Obstruction | REMVOBT - Remove Obstruction | Action | BRT
SPRNKSYS | Sprinkler System | SPRNKSYS - Sprinkler System | REPAIR | Repair | REPAIR - Repair | Action | BRT
SPRNKSYS | Sprinkler System | SPRNKSYS - Sprinkler System | REPLACE | Replace | REPLACE - Replace | Action | BRT
SPRNKSYS | Sprinkler System | SPRNKSYS - Sprinkler System | UPGRADES | Upgrade | UPGRADES - Upgrade | Action | BRT
SPSTRUCT | Superstructure (Structural Framing System - Above Grade) | SPSTRUCT - Superstructure (Structural Framing System - Above Grade) | ABNTEMP | Abnormal Temperature | ABNTEMP - Abnormal Temperature | Problem | BRT
SPSTRUCT | Superstructure (Structural Framing System - Above Grade) | SPSTRUCT - Superstructure (Structural Framing System - Above Grade) | CORROS | Corrosion | CORROS - Corrosion | Problem | BRT
SPSTRUCT | Superstructure (Structural Framing System - Above Grade) | SPSTRUCT - Superstructure (Structural Framing System - Above Grade) | ELECTRIP | Electrical Trip Out | ELECTRIP - Electrical Trip Out | Problem | BRT
SPSTRUCT | Superstructure (Structural Framing System - Above Grade) | SPSTRUCT - Superstructure (Structural Framing System - Above Grade) | EXNOISE | Excessive Noise | EXNOISE - Excessive Noise | Problem | BRT
SPSTRUCT | Superstructure (Structural Framing System - Above Grade) | SPSTRUCT - Superstructure (Structural Framing System - Above Grade) | EXVIBRTN | Excessive Vibration | EXVIBRTN - Excessive Vibration | Problem | BRT
SPSTRUCT | Superstructure (Structural Framing System - Above Grade) | SPSTRUCT - Superstructure (Structural Framing System - Above Grade) | JAMMEDEQ | Jammed Equipment | JAMMEDEQ - Jammed Equipment | Problem | BRT
SPSTRUCT | Superstructure (Structural Framing System - Above Grade) | SPSTRUCT - Superstructure (Structural Framing System - Above Grade) | LEAKING | Leaking | LEAKING - Leaking | Problem | BRT
SPSTRUCT | Superstructure (Structural Framing System - Above Grade) | SPSTRUCT - Superstructure (Structural Framing System - Above Grade) | LOWPERF | Low Performance | LOWPERF - Low Performance | Problem | BRT
SPSTRUCT | Superstructure (Structural Framing System - Above Grade) | SPSTRUCT - Superstructure (Structural Framing System - Above Grade) | NONOPER | Non-Operational | NONOPER - Non-Operational | Problem | BRT
SPSTRUCT | Superstructure (Structural Framing System - Above Grade) | SPSTRUCT - Superstructure (Structural Framing System - Above Grade) | PHYDMGE | Physical Damage | PHYDMGE - Physical Damage | Problem | BRT
SPSTRUCT | Superstructure (Structural Framing System - Above Grade) | SPSTRUCT - Superstructure (Structural Framing System - Above Grade) | UNSMELL | Unusual Smell | UNSMELL - Unusual Smell | Problem | BRT
SPSTRUCT | Superstructure (Structural Framing System - Above Grade) | SPSTRUCT - Superstructure (Structural Framing System - Above Grade) | UNSMOKE | Unusual Smoke | UNSMOKE - Unusual Smoke | Problem | BRT
SPSTRUCT | Superstructure (Structural Framing System - Above Grade) | SPSTRUCT - Superstructure (Structural Framing System - Above Grade) | SMPSSDET | Superstructure deteriorated | SMPSSDET - Superstructure deteriorated | Failure | BRT
SPSTRUCT | Superstructure (Structural Framing System - Above Grade) | SPSTRUCT - Superstructure (Structural Framing System - Above Grade) | ACCIDENT | Accident | ACCIDENT - Accident | Cause | BRT
SPSTRUCT | Superstructure (Structural Framing System - Above Grade) | SPSTRUCT - Superstructure (Structural Framing System - Above Grade) | ACCWEAR | Accelerated Wear | ACCWEAR - Accelerated Wear | Cause | BRT
SPSTRUCT | Superstructure (Structural Framing System - Above Grade) | SPSTRUCT - Superstructure (Structural Framing System - Above Grade) | ACTGOD | Weather condition/Forces of nature or Act of God | ACTGOD - Weather condition/Forces of nature or Act of God | Cause | BRT
SPSTRUCT | Superstructure (Structural Framing System - Above Grade) | SPSTRUCT - Superstructure (Structural Framing System - Above Grade) | CONTAM | Contamination | CONTAM - Contamination | Cause | BRT
SPSTRUCT | Superstructure (Structural Framing System - Above Grade) | SPSTRUCT - Superstructure (Structural Framing System - Above Grade) | DEFASSET | Defective Asset | DEFASSET - Defective Asset | Cause | BRT
SPSTRUCT | Superstructure (Structural Framing System - Above Grade) | SPSTRUCT - Superstructure (Structural Framing System - Above Grade) | EXLOAD | Excessive Load | EXLOAD - Excessive Load | Cause | BRT
SPSTRUCT | Superstructure (Structural Framing System - Above Grade) | SPSTRUCT - Superstructure (Structural Framing System - Above Grade) | IMPRMNT | Improper Maintenance | IMPRMNT - Improper Maintenance | Cause | BRT
SPSTRUCT | Superstructure (Structural Framing System - Above Grade) | SPSTRUCT - Superstructure (Structural Framing System - Above Grade) | INSLUBR | Insufficient Lubrication | INSLUBR - Insufficient Lubrication | Cause | BRT
SPSTRUCT | Superstructure (Structural Framing System - Above Grade) | SPSTRUCT - Superstructure (Structural Framing System - Above Grade) | LACKTRN | Lack of/ Inadequate Training | LACKTRN - Lack of/ Inadequate Training | Cause | BRT
SPSTRUCT | Superstructure (Structural Framing System - Above Grade) | SPSTRUCT - Superstructure (Structural Framing System - Above Grade) | MISSCMP | Loose/ Missing Component | MISSCMP - Loose/ Missing Component | Cause | BRT
SPSTRUCT | Superstructure (Structural Framing System - Above Grade) | SPSTRUCT - Superstructure (Structural Framing System - Above Grade) | NRMWEAR | Normal Wear | NRMWEAR - Normal Wear | Cause | BRT
SPSTRUCT | Superstructure (Structural Framing System - Above Grade) | SPSTRUCT - Superstructure (Structural Framing System - Above Grade) | OTHER | Other (specify) | OTHER - Other (specify) | Cause | BRT
SPSTRUCT | Superstructure (Structural Framing System - Above Grade) | SPSTRUCT - Superstructure (Structural Framing System - Above Grade) | PRINSTAL | Poor Installation | PRINSTAL - Poor Installation | Cause | BRT
SPSTRUCT | Superstructure (Structural Framing System - Above Grade) | SPSTRUCT - Superstructure (Structural Framing System - Above Grade) | PROCISSU | Procedure Issue | PROCISSU - Procedure Issue | Cause | BRT
SPSTRUCT | Superstructure (Structural Framing System - Above Grade) | SPSTRUCT - Superstructure (Structural Framing System - Above Grade) | UTLFAIL | Utility Failure | UTLFAIL - Utility Failure | Cause | BRT
SPSTRUCT | Superstructure (Structural Framing System - Above Grade) | SPSTRUCT - Superstructure (Structural Framing System - Above Grade) | VNDLSM | Vandalism | VNDLSM - Vandalism | Cause | BRT
SPSTRUCT | Superstructure (Structural Framing System - Above Grade) | SPSTRUCT - Superstructure (Structural Framing System - Above Grade) | WORNCMPT | Defective/ Worn Component | WORNCMPT - Defective/ Worn Component | Cause | BRT
SPSTRUCT | Superstructure (Structural Framing System - Above Grade) | SPSTRUCT - Superstructure (Structural Framing System - Above Grade) | ADJUSTD | Adjusted | ADJUSTD - Adjusted | Action | BRT
SPSTRUCT | Superstructure (Structural Framing System - Above Grade) | SPSTRUCT - Superstructure (Structural Framing System - Above Grade) | DECOMM | Decommission | DECOMM - Decommission | Action | BRT
SPSTRUCT | Superstructure (Structural Framing System - Above Grade) | SPSTRUCT - Superstructure (Structural Framing System - Above Grade) | DECONTME | Decontaminate | DECONTME - Decontaminate | Action | BRT
SPSTRUCT | Superstructure (Structural Framing System - Above Grade) | SPSTRUCT - Superstructure (Structural Framing System - Above Grade) | DONOTHIN | Do Nothing | DONOTHIN - Do Nothing | Action | BRT
SPSTRUCT | Superstructure (Structural Framing System - Above Grade) | SPSTRUCT - Superstructure (Structural Framing System - Above Grade) | LUBRCTE | Lubricate | LUBRCTE - Lubricate | Action | BRT
SPSTRUCT | Superstructure (Structural Framing System - Above Grade) | SPSTRUCT - Superstructure (Structural Framing System - Above Grade) | OTHER | Other (specify) | OTHER - Other (specify) | Action | BRT
SPSTRUCT | Superstructure (Structural Framing System - Above Grade) | SPSTRUCT - Superstructure (Structural Framing System - Above Grade) | RECALBRT | Recalibrate | RECALBRT - Recalibrate | Action | BRT
SPSTRUCT | Superstructure (Structural Framing System - Above Grade) | SPSTRUCT - Superstructure (Structural Framing System - Above Grade) | REMVOBT | Remove Obstruction | REMVOBT - Remove Obstruction | Action | BRT
SPSTRUCT | Superstructure (Structural Framing System - Above Grade) | SPSTRUCT - Superstructure (Structural Framing System - Above Grade) | REPCMPT | Repair Component | REPCMPT - Repair Component | Action | BRT
SPSTRUCT | Superstructure (Structural Framing System - Above Grade) | SPSTRUCT - Superstructure (Structural Framing System - Above Grade) | REPLASS | Replace Asset | REPLASS - Replace Asset | Action | BRT
SPSTRUCT | Superstructure (Structural Framing System - Above Grade) | SPSTRUCT - Superstructure (Structural Framing System - Above Grade) | REPLCMPT | Replace Component | REPLCMPT - Replace Component | Action | BRT
SPSTRUCT | Superstructure (Structural Framing System - Above Grade) | SPSTRUCT - Superstructure (Structural Framing System - Above Grade) | REPRASS | Repair Asset | REPRASS - Repair Asset | Action | BRT
SPSTRUCT | Superstructure (Structural Framing System - Above Grade) | SPSTRUCT - Superstructure (Structural Framing System - Above Grade) | UPGRADES | Upgrade | UPGRADES - Upgrade | Action | BRT
STORTNK | Storage Tank | STORTNK - Storage Tank | ABNTEMP | Abnormal Temperature | ABNTEMP - Abnormal Temperature | Problem | BRT
STORTNK | Storage Tank | STORTNK - Storage Tank | CORROS | Corrosion | CORROS - Corrosion | Problem | BRT
STORTNK | Storage Tank | STORTNK - Storage Tank | EXVIBRTN | Excessive Vibration | EXVIBRTN - Excessive Vibration | Problem | BRT
STORTNK | Storage Tank | STORTNK - Storage Tank | JAMMEDEQ | Jammed Equipment | JAMMEDEQ - Jammed Equipment | Problem | BRT
STORTNK | Storage Tank | STORTNK - Storage Tank | LEAKING | Leaking | LEAKING - Leaking | Problem | BRT
STORTNK | Storage Tank | STORTNK - Storage Tank | NONOPER | Non-Operational | NONOPER - Non-Operational | Problem | BRT
STORTNK | Storage Tank | STORTNK - Storage Tank | PHYDMGE | Physical Damage | PHYDMGE - Physical Damage | Problem | BRT
STORTNK | Storage Tank | STORTNK - Storage Tank | FLTNKHT | Failed Tank Heater | FLTNKHT - Failed Tank Heater | Failure | BRT
STORTNK | Storage Tank | STORTNK - Storage Tank | LEVELSFL | Level Sensor Failure | LEVELSFL - Level Sensor Failure | Failure | BRT
STORTNK | Storage Tank | STORTNK - Storage Tank | LOSSVACM | Loss Of Vacuum | LOSSVACM - Loss Of Vacuum | Failure | BRT
STORTNK | Storage Tank | STORTNK - Storage Tank | OVRFSNSL | Over Fill Sensor Failure | OVRFSNSL - Over Fill Sensor Failure | Failure | BRT
STORTNK | Storage Tank | STORTNK - Storage Tank | SPILL | Spill | SPILL - Spill | Failure | BRT
STORTNK | Storage Tank | STORTNK - Storage Tank | STTKDET | Storage tank deteriorated | STTKDET - Storage tank deteriorated | Failure | BRT
STORTNK | Storage Tank | STORTNK - Storage Tank | TANKOFIL | Tank Overfilled | TANKOFIL - Tank Overfilled | Failure | BRT
STORTNK | Storage Tank | STORTNK - Storage Tank | WICEAGST | Water/Ice Above Ground Storage Tank Deteriorated | WICEAGST - Water/Ice Above Ground Storage Tank Deteriorated | Failure | BRT
STORTNK | Storage Tank | STORTNK - Storage Tank | ACCWEAR | Accelerated Wear | ACCWEAR - Accelerated Wear | Cause | BRT
STORTNK | Storage Tank | STORTNK - Storage Tank | ACTGOD | Weather condition/Forces of nature or Act of God | ACTGOD - Weather condition/Forces of nature or Act of God | Cause | BRT
STORTNK | Storage Tank | STORTNK - Storage Tank | CONTAM | Contamination | CONTAM - Contamination | Cause | BRT
STORTNK | Storage Tank | STORTNK - Storage Tank | IMPRMNT | Improper Maintenance | IMPRMNT - Improper Maintenance | Cause | BRT
STORTNK | Storage Tank | STORTNK - Storage Tank | INSLUBR | Insufficient Lubrication | INSLUBR - Insufficient Lubrication | Cause | BRT
STORTNK | Storage Tank | STORTNK - Storage Tank | LACKTRN | Lack of/ Inadequate Training | LACKTRN - Lack of/ Inadequate Training | Cause | BRT
STORTNK | Storage Tank | STORTNK - Storage Tank | MISSCMP | Loose/ Missing Component | MISSCMP - Loose/ Missing Component | Cause | BRT
STORTNK | Storage Tank | STORTNK - Storage Tank | NRMWEAR | Normal Wear | NRMWEAR - Normal Wear | Cause | BRT
STORTNK | Storage Tank | STORTNK - Storage Tank | PROCISSU | Procedure Issue | PROCISSU - Procedure Issue | Cause | BRT
STORTNK | Storage Tank | STORTNK - Storage Tank | UTLFAIL | Utility Failure | UTLFAIL - Utility Failure | Cause | BRT
STORTNK | Storage Tank | STORTNK - Storage Tank | VNDLSM | Vandalism | VNDLSM - Vandalism | Cause | BRT
STORTNK | Storage Tank | STORTNK - Storage Tank | WORNCMPT | Defective/ Worn Component | WORNCMPT - Defective/ Worn Component | Cause | BRT
STORTNK | Storage Tank | STORTNK - Storage Tank | CALLCNTR | Call Contractor | CALLCNTR - Call Contractor | Action | BRT
STORTNK | Storage Tank | STORTNK - Storage Tank | DECOMM | Decommission | DECOMM - Decommission | Action | BRT
STORTNK | Storage Tank | STORTNK - Storage Tank | DECONTME | Decontaminate | DECONTME - Decontaminate | Action | BRT
STORTNK | Storage Tank | STORTNK - Storage Tank | RECALBRT | Recalibrate | RECALBRT - Recalibrate | Action | BRT
STORTNK | Storage Tank | STORTNK - Storage Tank | REMVOBT | Remove Obstruction | REMVOBT - Remove Obstruction | Action | BRT
STORTNK | Storage Tank | STORTNK - Storage Tank | REPAIR | Repair | REPAIR - Repair | Action | BRT
STORTNK | Storage Tank | STORTNK - Storage Tank | REPLACE | Replace | REPLACE - Replace | Action | BRT
STORTNK | Storage Tank | STORTNK - Storage Tank | UPGRADES | Upgrade | UPGRADES - Upgrade | Action | BRT
STRWY | Stairway | STRWY - Stairway | ABNTEMP | Abnormal Temperature | ABNTEMP - Abnormal Temperature | Problem | BRT
STRWY | Stairway | STRWY - Stairway | CORROS | Corrosion | CORROS - Corrosion | Problem | BRT
STRWY | Stairway | STRWY - Stairway | ELECTRIP | Electrical Trip Out | ELECTRIP - Electrical Trip Out | Problem | BRT
STRWY | Stairway | STRWY - Stairway | EXNOISE | Excessive Noise | EXNOISE - Excessive Noise | Problem | BRT
STRWY | Stairway | STRWY - Stairway | EXVIBRTN | Excessive Vibration | EXVIBRTN - Excessive Vibration | Problem | BRT
STRWY | Stairway | STRWY - Stairway | JAMMEDEQ | Jammed Equipment | JAMMEDEQ - Jammed Equipment | Problem | BRT
STRWY | Stairway | STRWY - Stairway | LEAKING | Leaking | LEAKING - Leaking | Problem | BRT
STRWY | Stairway | STRWY - Stairway | LOWPERF | Low Performance | LOWPERF - Low Performance | Problem | BRT
STRWY | Stairway | STRWY - Stairway | NONOPER | Non-Operational | NONOPER - Non-Operational | Problem | BRT
STRWY | Stairway | STRWY - Stairway | PHYDMGE | Physical Damage | PHYDMGE - Physical Damage | Problem | BRT
STRWY | Stairway | STRWY - Stairway | UNSMELL | Unusual Smell | UNSMELL - Unusual Smell | Problem | BRT
STRWY | Stairway | STRWY - Stairway | UNSMOKE | Unusual Smoke | UNSMOKE - Unusual Smoke | Problem | BRT
STRWY | Stairway | STRWY - Stairway | PAINTPEL | Paint Peeling | PAINTPEL - Paint Peeling | Failure | BRT
STRWY | Stairway | STRWY - Stairway | STEPSDMG | Steps Damaged | STEPSDMG - Steps Damaged | Failure | BRT
STRWY | Stairway | STRWY - Stairway | STRWDET | Stairway stringers, treads, or landings deteriorated | STRWDET - Stairway stringers, treads, or landings deteriorated | Failure | BRT
STRWY | Stairway | STRWY - Stairway | STRWSTDT | Stairway Structure Deteriorated | STRWSTDT - Stairway Structure Deteriorated | Failure | BRT
STRWY | Stairway | STRWY - Stairway | TRDWORN | Treads Worn/Loose | TRDWORN - Treads Worn/Loose | Failure | BRT
STRWY | Stairway | STRWY - Stairway | ACCIDENT | Accident | ACCIDENT - Accident | Cause | BRT
STRWY | Stairway | STRWY - Stairway | ACCWEAR | Accelerated Wear | ACCWEAR - Accelerated Wear | Cause | BRT
STRWY | Stairway | STRWY - Stairway | ACTGOD | Weather condition/Forces of nature or Act of God | ACTGOD - Weather condition/Forces of nature or Act of God | Cause | BRT
STRWY | Stairway | STRWY - Stairway | CONTAM | Contamination | CONTAM - Contamination | Cause | BRT
STRWY | Stairway | STRWY - Stairway | CORRSION | Corrosion | CORRSION - Corrosion | Cause | BRT
STRWY | Stairway | STRWY - Stairway | DEFASSET | Defective Asset | DEFASSET - Defective Asset | Cause | BRT
STRWY | Stairway | STRWY - Stairway | EXLOAD | Excessive Load | EXLOAD - Excessive Load | Cause | BRT
STRWY | Stairway | STRWY - Stairway | IMPRMNT | Improper Maintenance | IMPRMNT - Improper Maintenance | Cause | BRT
STRWY | Stairway | STRWY - Stairway | INSLUBR | Insufficient Lubrication | INSLUBR - Insufficient Lubrication | Cause | BRT
STRWY | Stairway | STRWY - Stairway | LACKTRN | Lack of/ Inadequate Training | LACKTRN - Lack of/ Inadequate Training | Cause | BRT
STRWY | Stairway | STRWY - Stairway | MISSCMP | Loose/ Missing Component | MISSCMP - Loose/ Missing Component | Cause | BRT
STRWY | Stairway | STRWY - Stairway | NRMWEAR | Normal Wear | NRMWEAR - Normal Wear | Cause | BRT
STRWY | Stairway | STRWY - Stairway | OTHER | Other (specify) | OTHER - Other (specify) | Cause | BRT
STRWY | Stairway | STRWY - Stairway | PRINSTAL | Poor Installation | PRINSTAL - Poor Installation | Cause | BRT
STRWY | Stairway | STRWY - Stairway | PROCISSU | Procedure Issue | PROCISSU - Procedure Issue | Cause | BRT
STRWY | Stairway | STRWY - Stairway | UTLFAIL | Utility Failure | UTLFAIL - Utility Failure | Cause | BRT
STRWY | Stairway | STRWY - Stairway | VNDLSM | Vandalism | VNDLSM - Vandalism | Cause | BRT
STRWY | Stairway | STRWY - Stairway | WORNCMPT | Defective/ Worn Component | WORNCMPT - Defective/ Worn Component | Cause | BRT
STRWY | Stairway | STRWY - Stairway | ADJUSTD | Adjusted | ADJUSTD - Adjusted | Action | BRT
STRWY | Stairway | STRWY - Stairway | DECOMM | Decommission | DECOMM - Decommission | Action | BRT
STRWY | Stairway | STRWY - Stairway | DECONTME | Decontaminate | DECONTME - Decontaminate | Action | BRT
STRWY | Stairway | STRWY - Stairway | DONOTHIN | Do Nothing | DONOTHIN - Do Nothing | Action | BRT
STRWY | Stairway | STRWY - Stairway | LUBRCTE | Lubricate | LUBRCTE - Lubricate | Action | BRT
STRWY | Stairway | STRWY - Stairway | OTHER | Other (specify) | OTHER - Other (specify) | Action | BRT
STRWY | Stairway | STRWY - Stairway | REAREP | Repair/replace | REAREP - Repair/replace | Action | BRT
STRWY | Stairway | STRWY - Stairway | RECALBRT | Recalibrate | RECALBRT - Recalibrate | Action | BRT
STRWY | Stairway | STRWY - Stairway | REMVOBT | Remove Obstruction | REMVOBT - Remove Obstruction | Action | BRT
STRWY | Stairway | STRWY - Stairway | REPAIR | Repair | REPAIR - Repair | Action | BRT
STRWY | Stairway | STRWY - Stairway | REPCMPT | Repair Component | REPCMPT - Repair Component | Action | BRT
STRWY | Stairway | STRWY - Stairway | REPLASS | Replace Asset | REPLASS - Replace Asset | Action | BRT
STRWY | Stairway | STRWY - Stairway | REPLCMPT | Replace Component | REPLCMPT - Replace Component | Action | BRT
STRWY | Stairway | STRWY - Stairway | REPRASS | Repair Asset | REPRASS - Repair Asset | Action | BRT
STRWY | Stairway | STRWY - Stairway | UPGRADES | Upgrade | UPGRADES - Upgrade | Action | BRT
SWTBRD | Switchboard | SWTBRD - Switchboard | ABNTEMP | Abnormal Temperature | ABNTEMP - Abnormal Temperature | Problem | BRT
SWTBRD | Switchboard | SWTBRD - Switchboard | CORROS | Corrosion | CORROS - Corrosion | Problem | BRT
SWTBRD | Switchboard | SWTBRD - Switchboard | ELECTRIP | Electrical Trip Out | ELECTRIP - Electrical Trip Out | Problem | BRT
SWTBRD | Switchboard | SWTBRD - Switchboard | EXNOISE | Excessive Noise | EXNOISE - Excessive Noise | Problem | BRT
SWTBRD | Switchboard | SWTBRD - Switchboard | EXVIBRTN | Excessive Vibration | EXVIBRTN - Excessive Vibration | Problem | BRT
SWTBRD | Switchboard | SWTBRD - Switchboard | JAMMEDEQ | Jammed Equipment | JAMMEDEQ - Jammed Equipment | Problem | BRT
SWTBRD | Switchboard | SWTBRD - Switchboard | LEAKING | Leaking | LEAKING - Leaking | Problem | BRT
SWTBRD | Switchboard | SWTBRD - Switchboard | LOWPERF | Low Performance | LOWPERF - Low Performance | Problem | BRT
SWTBRD | Switchboard | SWTBRD - Switchboard | NONOPER | Non-Operational | NONOPER - Non-Operational | Problem | BRT
SWTBRD | Switchboard | SWTBRD - Switchboard | PHYDMGE | Physical Damage | PHYDMGE - Physical Damage | Problem | BRT
SWTBRD | Switchboard | SWTBRD - Switchboard | UNSMELL | Unusual Smell | UNSMELL - Unusual Smell | Problem | BRT
SWTBRD | Switchboard | SWTBRD - Switchboard | UNSMOKE | Unusual Smoke | UNSMOKE - Unusual Smoke | Problem | BRT
SWTBRD | Switchboard | SWTBRD - Switchboard | SWBFAIL | Switchboard failed | SWBFAIL - Switchboard failed | Failure | BRT
SWTBRD | Switchboard | SWTBRD - Switchboard | ACCIDENT | Accident | ACCIDENT - Accident | Cause | BRT
SWTBRD | Switchboard | SWTBRD - Switchboard | ACCWEAR | Accelerated Wear | ACCWEAR - Accelerated Wear | Cause | BRT
SWTBRD | Switchboard | SWTBRD - Switchboard | ACTGOD | Weather condition/Forces of nature or Act of God | ACTGOD - Weather condition/Forces of nature or Act of God | Cause | BRT
SWTBRD | Switchboard | SWTBRD - Switchboard | CONTAM | Contamination | CONTAM - Contamination | Cause | BRT
SWTBRD | Switchboard | SWTBRD - Switchboard | DEFASSET | Defective Asset | DEFASSET - Defective Asset | Cause | BRT
SWTBRD | Switchboard | SWTBRD - Switchboard | EXLOAD | Excessive Load | EXLOAD - Excessive Load | Cause | BRT
SWTBRD | Switchboard | SWTBRD - Switchboard | IMPRMNT | Improper Maintenance | IMPRMNT - Improper Maintenance | Cause | BRT
SWTBRD | Switchboard | SWTBRD - Switchboard | INSLUBR | Insufficient Lubrication | INSLUBR - Insufficient Lubrication | Cause | BRT
SWTBRD | Switchboard | SWTBRD - Switchboard | LACKTRN | Lack of/ Inadequate Training | LACKTRN - Lack of/ Inadequate Training | Cause | BRT
SWTBRD | Switchboard | SWTBRD - Switchboard | MISSCMP | Loose/ Missing Component | MISSCMP - Loose/ Missing Component | Cause | BRT
SWTBRD | Switchboard | SWTBRD - Switchboard | NRMWEAR | Normal Wear | NRMWEAR - Normal Wear | Cause | BRT
SWTBRD | Switchboard | SWTBRD - Switchboard | OTHER | Other (specify) | OTHER - Other (specify) | Cause | BRT
SWTBRD | Switchboard | SWTBRD - Switchboard | PRINSTAL | Poor Installation | PRINSTAL - Poor Installation | Cause | BRT
SWTBRD | Switchboard | SWTBRD - Switchboard | PROCISSU | Procedure Issue | PROCISSU - Procedure Issue | Cause | BRT
SWTBRD | Switchboard | SWTBRD - Switchboard | UTLFAIL | Utility Failure | UTLFAIL - Utility Failure | Cause | BRT
SWTBRD | Switchboard | SWTBRD - Switchboard | VNDLSM | Vandalism | VNDLSM - Vandalism | Cause | BRT
SWTBRD | Switchboard | SWTBRD - Switchboard | WORNCMPT | Defective/ Worn Component | WORNCMPT - Defective/ Worn Component | Cause | BRT
SWTBRD | Switchboard | SWTBRD - Switchboard | ADJUSTD | Adjusted | ADJUSTD - Adjusted | Action | BRT
SWTBRD | Switchboard | SWTBRD - Switchboard | DECOMM | Decommission | DECOMM - Decommission | Action | BRT
SWTBRD | Switchboard | SWTBRD - Switchboard | DECONTME | Decontaminate | DECONTME - Decontaminate | Action | BRT
SWTBRD | Switchboard | SWTBRD - Switchboard | DONOTHIN | Do Nothing | DONOTHIN - Do Nothing | Action | BRT
SWTBRD | Switchboard | SWTBRD - Switchboard | LUBRCTE | Lubricate | LUBRCTE - Lubricate | Action | BRT
SWTBRD | Switchboard | SWTBRD - Switchboard | OTHER | Other (specify) | OTHER - Other (specify) | Action | BRT
SWTBRD | Switchboard | SWTBRD - Switchboard | RECALBRT | Recalibrate | RECALBRT - Recalibrate | Action | BRT
SWTBRD | Switchboard | SWTBRD - Switchboard | REMVOBT | Remove Obstruction | REMVOBT - Remove Obstruction | Action | BRT
SWTBRD | Switchboard | SWTBRD - Switchboard | REPCMPT | Repair Component | REPCMPT - Repair Component | Action | BRT
SWTBRD | Switchboard | SWTBRD - Switchboard | REPLASS | Replace Asset | REPLASS - Replace Asset | Action | BRT
SWTBRD | Switchboard | SWTBRD - Switchboard | REPLCMPT | Replace Component | REPLCMPT - Replace Component | Action | BRT
SWTBRD | Switchboard | SWTBRD - Switchboard | REPRASS | Repair Asset | REPRASS - Repair Asset | Action | BRT
SWTBRD | Switchboard | SWTBRD - Switchboard | UPGRADES | Upgrade | UPGRADES - Upgrade | Action | BRT
TFLSYS | Transmission Fluid System | TFLSYS - Transmission Fluid System | ABNTEMP | Abnormal Temperature | ABNTEMP - Abnormal Temperature | Problem | BRT
TFLSYS | Transmission Fluid System | TFLSYS - Transmission Fluid System | CORROS | Corrosion | CORROS - Corrosion | Problem | BRT
TFLSYS | Transmission Fluid System | TFLSYS - Transmission Fluid System | ELECTRIP | Electrical Trip Out | ELECTRIP - Electrical Trip Out | Problem | BRT
TFLSYS | Transmission Fluid System | TFLSYS - Transmission Fluid System | EXNOISE | Excessive Noise | EXNOISE - Excessive Noise | Problem | BRT
TFLSYS | Transmission Fluid System | TFLSYS - Transmission Fluid System | EXVIBRTN | Excessive Vibration | EXVIBRTN - Excessive Vibration | Problem | BRT
TFLSYS | Transmission Fluid System | TFLSYS - Transmission Fluid System | JAMMEDEQ | Jammed Equipment | JAMMEDEQ - Jammed Equipment | Problem | BRT
TFLSYS | Transmission Fluid System | TFLSYS - Transmission Fluid System | LEAKING | Leaking | LEAKING - Leaking | Problem | BRT
TFLSYS | Transmission Fluid System | TFLSYS - Transmission Fluid System | LOWPERF | Low Performance | LOWPERF - Low Performance | Problem | BRT
TFLSYS | Transmission Fluid System | TFLSYS - Transmission Fluid System | NONOPER | Non-Operational | NONOPER - Non-Operational | Problem | BRT
TFLSYS | Transmission Fluid System | TFLSYS - Transmission Fluid System | PHYDMGE | Physical Damage | PHYDMGE - Physical Damage | Problem | BRT
TFLSYS | Transmission Fluid System | TFLSYS - Transmission Fluid System | UNSMELL | Unusual Smell | UNSMELL - Unusual Smell | Problem | BRT
TFLSYS | Transmission Fluid System | TFLSYS - Transmission Fluid System | UNSMOKE | Unusual Smoke | UNSMOKE - Unusual Smoke | Problem | BRT
TFLSYS | Transmission Fluid System | TFLSYS - Transmission Fluid System | TFSDET | Natural Deterioration of tranmission fluid system | TFSDET - Natural Deterioration of tranmission fluid system | Failure | BRT
TFLSYS | Transmission Fluid System | TFLSYS - Transmission Fluid System | TFSEXP | Explosion of transmission fluid system | TFSEXP - Explosion of transmission fluid system | Failure | BRT
TFLSYS | Transmission Fluid System | TFLSYS - Transmission Fluid System | TFSLEAK | Leakage of transmission fluid | TFSLEAK - Leakage of transmission fluid | Failure | BRT
TFLSYS | Transmission Fluid System | TFLSYS - Transmission Fluid System | ACCIDENT | Accident | ACCIDENT - Accident | Cause | BRT
TFLSYS | Transmission Fluid System | TFLSYS - Transmission Fluid System | ACCWEAR | Accelerated Wear | ACCWEAR - Accelerated Wear | Cause | BRT
TFLSYS | Transmission Fluid System | TFLSYS - Transmission Fluid System | ACTGOD | Weather condition/Forces of nature or Act of God | ACTGOD - Weather condition/Forces of nature or Act of God | Cause | BRT
TFLSYS | Transmission Fluid System | TFLSYS - Transmission Fluid System | CONTAM | Contamination | CONTAM - Contamination | Cause | BRT
TFLSYS | Transmission Fluid System | TFLSYS - Transmission Fluid System | DEFASSET | Defective Asset | DEFASSET - Defective Asset | Cause | BRT
TFLSYS | Transmission Fluid System | TFLSYS - Transmission Fluid System | EXLOAD | Excessive Load | EXLOAD - Excessive Load | Cause | BRT
TFLSYS | Transmission Fluid System | TFLSYS - Transmission Fluid System | IMPRMNT | Improper Maintenance | IMPRMNT - Improper Maintenance | Cause | BRT
TFLSYS | Transmission Fluid System | TFLSYS - Transmission Fluid System | INSLUBR | Insufficient Lubrication | INSLUBR - Insufficient Lubrication | Cause | BRT
TFLSYS | Transmission Fluid System | TFLSYS - Transmission Fluid System | LACKTRN | Lack of/ Inadequate Training | LACKTRN - Lack of/ Inadequate Training | Cause | BRT
TFLSYS | Transmission Fluid System | TFLSYS - Transmission Fluid System | MISSCMP | Loose/ Missing Component | MISSCMP - Loose/ Missing Component | Cause | BRT
TFLSYS | Transmission Fluid System | TFLSYS - Transmission Fluid System | NRMWEAR | Normal Wear | NRMWEAR - Normal Wear | Cause | BRT
TFLSYS | Transmission Fluid System | TFLSYS - Transmission Fluid System | OTHER | Other (specify) | OTHER - Other (specify) | Cause | BRT
TFLSYS | Transmission Fluid System | TFLSYS - Transmission Fluid System | PRINSTAL | Poor Installation | PRINSTAL - Poor Installation | Cause | BRT
TFLSYS | Transmission Fluid System | TFLSYS - Transmission Fluid System | PROCISSU | Procedure Issue | PROCISSU - Procedure Issue | Cause | BRT
TFLSYS | Transmission Fluid System | TFLSYS - Transmission Fluid System | UTLFAIL | Utility Failure | UTLFAIL - Utility Failure | Cause | BRT
TFLSYS | Transmission Fluid System | TFLSYS - Transmission Fluid System | VNDLSM | Vandalism | VNDLSM - Vandalism | Cause | BRT
TFLSYS | Transmission Fluid System | TFLSYS - Transmission Fluid System | WORNCMPT | Defective/ Worn Component | WORNCMPT - Defective/ Worn Component | Cause | BRT
TFLSYS | Transmission Fluid System | TFLSYS - Transmission Fluid System | ADJUSTD | Adjusted | ADJUSTD - Adjusted | Action | BRT
TFLSYS | Transmission Fluid System | TFLSYS - Transmission Fluid System | DECOMM | Decommission | DECOMM - Decommission | Action | BRT
TFLSYS | Transmission Fluid System | TFLSYS - Transmission Fluid System | DECONTME | Decontaminate | DECONTME - Decontaminate | Action | BRT
TFLSYS | Transmission Fluid System | TFLSYS - Transmission Fluid System | DONOTHIN | Do Nothing | DONOTHIN - Do Nothing | Action | BRT
TFLSYS | Transmission Fluid System | TFLSYS - Transmission Fluid System | LUBRCTE | Lubricate | LUBRCTE - Lubricate | Action | BRT
TFLSYS | Transmission Fluid System | TFLSYS - Transmission Fluid System | OTHER | Other (specify) | OTHER - Other (specify) | Action | BRT
TFLSYS | Transmission Fluid System | TFLSYS - Transmission Fluid System | RECALBRT | Recalibrate | RECALBRT - Recalibrate | Action | BRT
TFLSYS | Transmission Fluid System | TFLSYS - Transmission Fluid System | REMVOBT | Remove Obstruction | REMVOBT - Remove Obstruction | Action | BRT
TFLSYS | Transmission Fluid System | TFLSYS - Transmission Fluid System | REPCMPT | Repair Component | REPCMPT - Repair Component | Action | BRT
TFLSYS | Transmission Fluid System | TFLSYS - Transmission Fluid System | REPLASS | Replace Asset | REPLASS - Replace Asset | Action | BRT
TFLSYS | Transmission Fluid System | TFLSYS - Transmission Fluid System | REPLCMPT | Replace Component | REPLCMPT - Replace Component | Action | BRT
TFLSYS | Transmission Fluid System | TFLSYS - Transmission Fluid System | REPRASS | Repair Asset | REPRASS - Repair Asset | Action | BRT
TFLSYS | Transmission Fluid System | TFLSYS - Transmission Fluid System | UPGRADES | Upgrade | UPGRADES - Upgrade | Action | BRT
TRANTANK | Transmission tank | TRANTANK - Transmission tank | LEAKING | Leaking | LEAKING - Leaking | Problem | BRT
TRANTANK | Transmission tank | TRANTANK - Transmission tank | PHYDMGE | Physical Damage | PHYDMGE - Physical Damage | Problem | BRT
TRANTANK | Transmission tank | TRANTANK - Transmission tank | GLSTOVER | Glycol storage tank overfilled | GLSTOVER - Glycol storage tank overfilled | Failure | BRT
TRANTANK | Transmission tank | TRANTANK - Transmission tank | STTKDET | Storage tank deteriorated | STTKDET - Storage tank deteriorated | Failure | BRT
TRANTANK | Transmission tank | TRANTANK - Transmission tank | UTKDWDET | Underground double wall storage tank deteriorated | UTKDWDET - Underground double wall storage tank deteriorated | Failure | BRT
TRANTANK | Transmission tank | TRANTANK - Transmission tank | NRMWEAR | Normal Wear | NRMWEAR - Normal Wear | Cause | BRT
TRANTANK | Transmission tank | TRANTANK - Transmission tank | PROCISSU | Procedure Issue | PROCISSU - Procedure Issue | Cause | BRT
TRANTANK | Transmission tank | TRANTANK - Transmission tank | ADJUSTD | Adjusted | ADJUSTD - Adjusted | Action | BRT
TRANTANK | Transmission tank | TRANTANK - Transmission tank | REPRASS | Repair Asset | REPRASS - Repair Asset | Action | BRT
TRFCBARR | Traffic Barrier | TRFCBARR - Traffic Barrier | ABNTEMP | Abnormal Temperature | ABNTEMP - Abnormal Temperature | Problem | BRT
TRFCBARR | Traffic Barrier | TRFCBARR - Traffic Barrier | CORROS | Corrosion | CORROS - Corrosion | Problem | BRT
TRFCBARR | Traffic Barrier | TRFCBARR - Traffic Barrier | ELECTRIP | Electrical Trip Out | ELECTRIP - Electrical Trip Out | Problem | BRT
TRFCBARR | Traffic Barrier | TRFCBARR - Traffic Barrier | EXNOISE | Excessive Noise | EXNOISE - Excessive Noise | Problem | BRT
TRFCBARR | Traffic Barrier | TRFCBARR - Traffic Barrier | EXVIBRTN | Excessive Vibration | EXVIBRTN - Excessive Vibration | Problem | BRT
TRFCBARR | Traffic Barrier | TRFCBARR - Traffic Barrier | JAMMEDEQ | Jammed Equipment | JAMMEDEQ - Jammed Equipment | Problem | BRT
TRFCBARR | Traffic Barrier | TRFCBARR - Traffic Barrier | LEAKING | Leaking | LEAKING - Leaking | Problem | BRT
TRFCBARR | Traffic Barrier | TRFCBARR - Traffic Barrier | LOWPERF | Low Performance | LOWPERF - Low Performance | Problem | BRT
TRFCBARR | Traffic Barrier | TRFCBARR - Traffic Barrier | NONOPER | Non-Operational | NONOPER - Non-Operational | Problem | BRT
TRFCBARR | Traffic Barrier | TRFCBARR - Traffic Barrier | PHYDMGE | Physical Damage | PHYDMGE - Physical Damage | Problem | BRT
TRFCBARR | Traffic Barrier | TRFCBARR - Traffic Barrier | UNSMELL | Unusual Smell | UNSMELL - Unusual Smell | Problem | BRT
TRFCBARR | Traffic Barrier | TRFCBARR - Traffic Barrier | UNSMOKE | Unusual Smoke | UNSMOKE - Unusual Smoke | Problem | BRT
TRFCBARR | Traffic Barrier | TRFCBARR - Traffic Barrier | CONCCRK | Concrete Cracks | CONCCRK - Concrete Cracks | Failure | BRT
TRFCBARR | Traffic Barrier | TRFCBARR - Traffic Barrier | RLSTPOST | Rail Or Steel Post Damaged | RLSTPOST - Rail Or Steel Post Damaged | Failure | BRT
TRFCBARR | Traffic Barrier | TRFCBARR - Traffic Barrier | ROTDMGWD | Rotting Or Damaged Wood | ROTDMGWD - Rotting Or Damaged Wood | Failure | BRT
TRFCBARR | Traffic Barrier | TRFCBARR - Traffic Barrier | TRBRDET | Traffic barrier deteriorated | TRBRDET - Traffic barrier deteriorated | Failure | BRT
TRFCBARR | Traffic Barrier | TRFCBARR - Traffic Barrier | ACCIDENT | Accident | ACCIDENT - Accident | Cause | BRT
TRFCBARR | Traffic Barrier | TRFCBARR - Traffic Barrier | ACCWEAR | Accelerated Wear | ACCWEAR - Accelerated Wear | Cause | BRT
TRFCBARR | Traffic Barrier | TRFCBARR - Traffic Barrier | ACTGOD | Weather condition/Forces of nature or Act of God | ACTGOD - Weather condition/Forces of nature or Act of God | Cause | BRT
TRFCBARR | Traffic Barrier | TRFCBARR - Traffic Barrier | CONTAM | Contamination | CONTAM - Contamination | Cause | BRT
TRFCBARR | Traffic Barrier | TRFCBARR - Traffic Barrier | CORRSION | Corrosion | CORRSION - Corrosion | Cause | BRT
TRFCBARR | Traffic Barrier | TRFCBARR - Traffic Barrier | DEFASSET | Defective Asset | DEFASSET - Defective Asset | Cause | BRT
TRFCBARR | Traffic Barrier | TRFCBARR - Traffic Barrier | EXLOAD | Excessive Load | EXLOAD - Excessive Load | Cause | BRT
TRFCBARR | Traffic Barrier | TRFCBARR - Traffic Barrier | IMPRMNT | Improper Maintenance | IMPRMNT - Improper Maintenance | Cause | BRT
TRFCBARR | Traffic Barrier | TRFCBARR - Traffic Barrier | INSLUBR | Insufficient Lubrication | INSLUBR - Insufficient Lubrication | Cause | BRT
TRFCBARR | Traffic Barrier | TRFCBARR - Traffic Barrier | LACKTRN | Lack of/ Inadequate Training | LACKTRN - Lack of/ Inadequate Training | Cause | BRT
TRFCBARR | Traffic Barrier | TRFCBARR - Traffic Barrier | MISSCMP | Loose/ Missing Component | MISSCMP - Loose/ Missing Component | Cause | BRT
TRFCBARR | Traffic Barrier | TRFCBARR - Traffic Barrier | NRMWEAR | Normal Wear | NRMWEAR - Normal Wear | Cause | BRT
TRFCBARR | Traffic Barrier | TRFCBARR - Traffic Barrier | OTHER | Other (specify) | OTHER - Other (specify) | Cause | BRT
TRFCBARR | Traffic Barrier | TRFCBARR - Traffic Barrier | PRINSTAL | Poor Installation | PRINSTAL - Poor Installation | Cause | BRT
TRFCBARR | Traffic Barrier | TRFCBARR - Traffic Barrier | PROCISSU | Procedure Issue | PROCISSU - Procedure Issue | Cause | BRT
TRFCBARR | Traffic Barrier | TRFCBARR - Traffic Barrier | UTLFAIL | Utility Failure | UTLFAIL - Utility Failure | Cause | BRT
TRFCBARR | Traffic Barrier | TRFCBARR - Traffic Barrier | VNDLSM | Vandalism | VNDLSM - Vandalism | Cause | BRT
TRFCBARR | Traffic Barrier | TRFCBARR - Traffic Barrier | WORNCMPT | Defective/ Worn Component | WORNCMPT - Defective/ Worn Component | Cause | BRT
TRFCBARR | Traffic Barrier | TRFCBARR - Traffic Barrier | ADJUSTD | Adjusted | ADJUSTD - Adjusted | Action | BRT
TRFCBARR | Traffic Barrier | TRFCBARR - Traffic Barrier | DECOMM | Decommission | DECOMM - Decommission | Action | BRT
TRFCBARR | Traffic Barrier | TRFCBARR - Traffic Barrier | DECONTME | Decontaminate | DECONTME - Decontaminate | Action | BRT
TRFCBARR | Traffic Barrier | TRFCBARR - Traffic Barrier | DONOTHIN | Do Nothing | DONOTHIN - Do Nothing | Action | BRT
TRFCBARR | Traffic Barrier | TRFCBARR - Traffic Barrier | LUBRCTE | Lubricate | LUBRCTE - Lubricate | Action | BRT
TRFCBARR | Traffic Barrier | TRFCBARR - Traffic Barrier | OTHER | Other (specify) | OTHER - Other (specify) | Action | BRT
TRFCBARR | Traffic Barrier | TRFCBARR - Traffic Barrier | REAREP | Repair/replace | REAREP - Repair/replace | Action | BRT
TRFCBARR | Traffic Barrier | TRFCBARR - Traffic Barrier | RECALBRT | Recalibrate | RECALBRT - Recalibrate | Action | BRT
TRFCBARR | Traffic Barrier | TRFCBARR - Traffic Barrier | REMVOBT | Remove Obstruction | REMVOBT - Remove Obstruction | Action | BRT
TRFCBARR | Traffic Barrier | TRFCBARR - Traffic Barrier | REPCMPT | Repair Component | REPCMPT - Repair Component | Action | BRT
TRFCBARR | Traffic Barrier | TRFCBARR - Traffic Barrier | REPLASS | Replace Asset | REPLASS - Replace Asset | Action | BRT
TRFCBARR | Traffic Barrier | TRFCBARR - Traffic Barrier | REPLCMPT | Replace Component | REPLCMPT - Replace Component | Action | BRT
TRFCBARR | Traffic Barrier | TRFCBARR - Traffic Barrier | REPRASS | Repair Asset | REPRASS - Repair Asset | Action | BRT
TRFCBARR | Traffic Barrier | TRFCBARR - Traffic Barrier | UPGRADES | Upgrade | UPGRADES - Upgrade | Action | BRT
TRNSFRSW | Transfer Switch | TRNSFRSW - Transfer Switch | ABNTEMP | Abnormal Temperature | ABNTEMP - Abnormal Temperature | Problem | BRT
TRNSFRSW | Transfer Switch | TRNSFRSW - Transfer Switch | CORROS | Corrosion | CORROS - Corrosion | Problem | BRT
TRNSFRSW | Transfer Switch | TRNSFRSW - Transfer Switch | ELECTRIP | Electrical Trip Out | ELECTRIP - Electrical Trip Out | Problem | BRT
TRNSFRSW | Transfer Switch | TRNSFRSW - Transfer Switch | EXNOISE | Excessive Noise | EXNOISE - Excessive Noise | Problem | BRT
TRNSFRSW | Transfer Switch | TRNSFRSW - Transfer Switch | EXVIBRTN | Excessive Vibration | EXVIBRTN - Excessive Vibration | Problem | BRT
TRNSFRSW | Transfer Switch | TRNSFRSW - Transfer Switch | JAMMEDEQ | Jammed Equipment | JAMMEDEQ - Jammed Equipment | Problem | BRT
TRNSFRSW | Transfer Switch | TRNSFRSW - Transfer Switch | LEAKING | Leaking | LEAKING - Leaking | Problem | BRT
TRNSFRSW | Transfer Switch | TRNSFRSW - Transfer Switch | LOWPERF | Low Performance | LOWPERF - Low Performance | Problem | BRT
TRNSFRSW | Transfer Switch | TRNSFRSW - Transfer Switch | NONOPER | Non-Operational | NONOPER - Non-Operational | Problem | BRT
TRNSFRSW | Transfer Switch | TRNSFRSW - Transfer Switch | PHYDMGE | Physical Damage | PHYDMGE - Physical Damage | Problem | BRT
TRNSFRSW | Transfer Switch | TRNSFRSW - Transfer Switch | UNSMELL | Unusual Smell | UNSMELL - Unusual Smell | Problem | BRT
TRNSFRSW | Transfer Switch | TRNSFRSW - Transfer Switch | UNSMOKE | Unusual Smoke | UNSMOKE - Unusual Smoke | Problem | BRT
TRNSFRSW | Transfer Switch | TRNSFRSW - Transfer Switch | TRSWDET | Transfer Switch Deteriorated | TRSWDET - Transfer Switch Deteriorated | Failure | BRT
TRNSFRSW | Transfer Switch | TRNSFRSW - Transfer Switch | TRSWFAIL | Track Switch failure | TRSWFAIL - Track Switch failure | Failure | BRT
TRNSFRSW | Transfer Switch | TRNSFRSW - Transfer Switch | ACCIDENT | Accident | ACCIDENT - Accident | Cause | BRT
TRNSFRSW | Transfer Switch | TRNSFRSW - Transfer Switch | ACCWEAR | Accelerated Wear | ACCWEAR - Accelerated Wear | Cause | BRT
TRNSFRSW | Transfer Switch | TRNSFRSW - Transfer Switch | ACTGOD | Weather condition/Forces of nature or Act of God | ACTGOD - Weather condition/Forces of nature or Act of God | Cause | BRT
TRNSFRSW | Transfer Switch | TRNSFRSW - Transfer Switch | CONTAM | Contamination | CONTAM - Contamination | Cause | BRT
TRNSFRSW | Transfer Switch | TRNSFRSW - Transfer Switch | DEFASSET | Defective Asset | DEFASSET - Defective Asset | Cause | BRT
TRNSFRSW | Transfer Switch | TRNSFRSW - Transfer Switch | EXLOAD | Excessive Load | EXLOAD - Excessive Load | Cause | BRT
TRNSFRSW | Transfer Switch | TRNSFRSW - Transfer Switch | IMPRMNT | Improper Maintenance | IMPRMNT - Improper Maintenance | Cause | BRT
TRNSFRSW | Transfer Switch | TRNSFRSW - Transfer Switch | INSLUBR | Insufficient Lubrication | INSLUBR - Insufficient Lubrication | Cause | BRT
TRNSFRSW | Transfer Switch | TRNSFRSW - Transfer Switch | LACKTRN | Lack of/ Inadequate Training | LACKTRN - Lack of/ Inadequate Training | Cause | BRT
TRNSFRSW | Transfer Switch | TRNSFRSW - Transfer Switch | MISSCMP | Loose/ Missing Component | MISSCMP - Loose/ Missing Component | Cause | BRT
TRNSFRSW | Transfer Switch | TRNSFRSW - Transfer Switch | NRMWEAR | Normal Wear | NRMWEAR - Normal Wear | Cause | BRT
TRNSFRSW | Transfer Switch | TRNSFRSW - Transfer Switch | OTHER | Other (specify) | OTHER - Other (specify) | Cause | BRT
TRNSFRSW | Transfer Switch | TRNSFRSW - Transfer Switch | PRINSTAL | Poor Installation | PRINSTAL - Poor Installation | Cause | BRT
TRNSFRSW | Transfer Switch | TRNSFRSW - Transfer Switch | PROCISSU | Procedure Issue | PROCISSU - Procedure Issue | Cause | BRT
TRNSFRSW | Transfer Switch | TRNSFRSW - Transfer Switch | UTLFAIL | Utility Failure | UTLFAIL - Utility Failure | Cause | BRT
TRNSFRSW | Transfer Switch | TRNSFRSW - Transfer Switch | VNDLSM | Vandalism | VNDLSM - Vandalism | Cause | BRT
TRNSFRSW | Transfer Switch | TRNSFRSW - Transfer Switch | WORNCMPT | Defective/ Worn Component | WORNCMPT - Defective/ Worn Component | Cause | BRT
TRNSFRSW | Transfer Switch | TRNSFRSW - Transfer Switch | ADJUSTD | Adjusted | ADJUSTD - Adjusted | Action | BRT
TRNSFRSW | Transfer Switch | TRNSFRSW - Transfer Switch | DECOMM | Decommission | DECOMM - Decommission | Action | BRT
TRNSFRSW | Transfer Switch | TRNSFRSW - Transfer Switch | DECONTME | Decontaminate | DECONTME - Decontaminate | Action | BRT
TRNSFRSW | Transfer Switch | TRNSFRSW - Transfer Switch | DONOTHIN | Do Nothing | DONOTHIN - Do Nothing | Action | BRT
TRNSFRSW | Transfer Switch | TRNSFRSW - Transfer Switch | LUBRCTE | Lubricate | LUBRCTE - Lubricate | Action | BRT
TRNSFRSW | Transfer Switch | TRNSFRSW - Transfer Switch | OTHER | Other (specify) | OTHER - Other (specify) | Action | BRT
TRNSFRSW | Transfer Switch | TRNSFRSW - Transfer Switch | RECALBRT | Recalibrate | RECALBRT - Recalibrate | Action | BRT
TRNSFRSW | Transfer Switch | TRNSFRSW - Transfer Switch | REMVOBT | Remove Obstruction | REMVOBT - Remove Obstruction | Action | BRT
TRNSFRSW | Transfer Switch | TRNSFRSW - Transfer Switch | REPCMPT | Repair Component | REPCMPT - Repair Component | Action | BRT
TRNSFRSW | Transfer Switch | TRNSFRSW - Transfer Switch | REPLASS | Replace Asset | REPLASS - Replace Asset | Action | BRT
TRNSFRSW | Transfer Switch | TRNSFRSW - Transfer Switch | REPLCMPT | Replace Component | REPLCMPT - Replace Component | Action | BRT
TRNSFRSW | Transfer Switch | TRNSFRSW - Transfer Switch | REPRASS | Repair Asset | REPRASS - Repair Asset | Action | BRT
TRNSFRSW | Transfer Switch | TRNSFRSW - Transfer Switch | UPGRADES | Upgrade | UPGRADES - Upgrade | Action | BRT
UTLMTR | Utility Meters | UTLMTR - Utility Meters | ABNTEMP | Abnormal Temperature | ABNTEMP - Abnormal Temperature | Problem | BRT
UTLMTR | Utility Meters | UTLMTR - Utility Meters | CORROS | Corrosion | CORROS - Corrosion | Problem | BRT
UTLMTR | Utility Meters | UTLMTR - Utility Meters | ELECTRIP | Electrical Trip Out | ELECTRIP - Electrical Trip Out | Problem | BRT
UTLMTR | Utility Meters | UTLMTR - Utility Meters | EXNOISE | Excessive Noise | EXNOISE - Excessive Noise | Problem | BRT
UTLMTR | Utility Meters | UTLMTR - Utility Meters | EXVIBRTN | Excessive Vibration | EXVIBRTN - Excessive Vibration | Problem | BRT
UTLMTR | Utility Meters | UTLMTR - Utility Meters | JAMMEDEQ | Jammed Equipment | JAMMEDEQ - Jammed Equipment | Problem | BRT
UTLMTR | Utility Meters | UTLMTR - Utility Meters | LEAKING | Leaking | LEAKING - Leaking | Problem | BRT
UTLMTR | Utility Meters | UTLMTR - Utility Meters | LOWPERF | Low Performance | LOWPERF - Low Performance | Problem | BRT
UTLMTR | Utility Meters | UTLMTR - Utility Meters | NONOPER | Non-Operational | NONOPER - Non-Operational | Problem | BRT
UTLMTR | Utility Meters | UTLMTR - Utility Meters | PHYDMGE | Physical Damage | PHYDMGE - Physical Damage | Problem | BRT
UTLMTR | Utility Meters | UTLMTR - Utility Meters | UNSMELL | Unusual Smell | UNSMELL - Unusual Smell | Problem | BRT
UTLMTR | Utility Meters | UTLMTR - Utility Meters | UNSMOKE | Unusual Smoke | UNSMOKE - Unusual Smoke | Problem | BRT
UTLMTR | Utility Meters | UTLMTR - Utility Meters | UTLMFAIL | Utility meter failed | UTLMFAIL - Utility meter failed | Failure | BRT
UTLMTR | Utility Meters | UTLMTR - Utility Meters | ACCIDENT | Accident | ACCIDENT - Accident | Cause | BRT
UTLMTR | Utility Meters | UTLMTR - Utility Meters | ACCWEAR | Accelerated Wear | ACCWEAR - Accelerated Wear | Cause | BRT
UTLMTR | Utility Meters | UTLMTR - Utility Meters | ACTGOD | Weather condition/Forces of nature or Act of God | ACTGOD - Weather condition/Forces of nature or Act of God | Cause | BRT
UTLMTR | Utility Meters | UTLMTR - Utility Meters | CONTAM | Contamination | CONTAM - Contamination | Cause | BRT
UTLMTR | Utility Meters | UTLMTR - Utility Meters | DEFASSET | Defective Asset | DEFASSET - Defective Asset | Cause | BRT
UTLMTR | Utility Meters | UTLMTR - Utility Meters | EXLOAD | Excessive Load | EXLOAD - Excessive Load | Cause | BRT
UTLMTR | Utility Meters | UTLMTR - Utility Meters | IMPRMNT | Improper Maintenance | IMPRMNT - Improper Maintenance | Cause | BRT
UTLMTR | Utility Meters | UTLMTR - Utility Meters | INSLUBR | Insufficient Lubrication | INSLUBR - Insufficient Lubrication | Cause | BRT
UTLMTR | Utility Meters | UTLMTR - Utility Meters | LACKTRN | Lack of/ Inadequate Training | LACKTRN - Lack of/ Inadequate Training | Cause | BRT
UTLMTR | Utility Meters | UTLMTR - Utility Meters | MISSCMP | Loose/ Missing Component | MISSCMP - Loose/ Missing Component | Cause | BRT
UTLMTR | Utility Meters | UTLMTR - Utility Meters | NRMWEAR | Normal Wear | NRMWEAR - Normal Wear | Cause | BRT
UTLMTR | Utility Meters | UTLMTR - Utility Meters | OTHER | Other (specify) | OTHER - Other (specify) | Cause | BRT
UTLMTR | Utility Meters | UTLMTR - Utility Meters | PRINSTAL | Poor Installation | PRINSTAL - Poor Installation | Cause | BRT
UTLMTR | Utility Meters | UTLMTR - Utility Meters | PROCISSU | Procedure Issue | PROCISSU - Procedure Issue | Cause | BRT
UTLMTR | Utility Meters | UTLMTR - Utility Meters | UTLFAIL | Utility Failure | UTLFAIL - Utility Failure | Cause | BRT
UTLMTR | Utility Meters | UTLMTR - Utility Meters | VNDLSM | Vandalism | VNDLSM - Vandalism | Cause | BRT
UTLMTR | Utility Meters | UTLMTR - Utility Meters | WORNCMPT | Defective/ Worn Component | WORNCMPT - Defective/ Worn Component | Cause | BRT
UTLMTR | Utility Meters | UTLMTR - Utility Meters | ADJUSTD | Adjusted | ADJUSTD - Adjusted | Action | BRT
UTLMTR | Utility Meters | UTLMTR - Utility Meters | DECOMM | Decommission | DECOMM - Decommission | Action | BRT
UTLMTR | Utility Meters | UTLMTR - Utility Meters | DECONTME | Decontaminate | DECONTME - Decontaminate | Action | BRT
UTLMTR | Utility Meters | UTLMTR - Utility Meters | DONOTHIN | Do Nothing | DONOTHIN - Do Nothing | Action | BRT
UTLMTR | Utility Meters | UTLMTR - Utility Meters | LUBRCTE | Lubricate | LUBRCTE - Lubricate | Action | BRT
UTLMTR | Utility Meters | UTLMTR - Utility Meters | OTHER | Other (specify) | OTHER - Other (specify) | Action | BRT
UTLMTR | Utility Meters | UTLMTR - Utility Meters | RECALBRT | Recalibrate | RECALBRT - Recalibrate | Action | BRT
UTLMTR | Utility Meters | UTLMTR - Utility Meters | REMVOBT | Remove Obstruction | REMVOBT - Remove Obstruction | Action | BRT
UTLMTR | Utility Meters | UTLMTR - Utility Meters | REPCMPT | Repair Component | REPCMPT - Repair Component | Action | BRT
UTLMTR | Utility Meters | UTLMTR - Utility Meters | REPLASS | Replace Asset | REPLASS - Replace Asset | Action | BRT
UTLMTR | Utility Meters | UTLMTR - Utility Meters | REPLCMPT | Replace Component | REPLCMPT - Replace Component | Action | BRT
UTLMTR | Utility Meters | UTLMTR - Utility Meters | REPRASS | Repair Asset | REPRASS - Repair Asset | Action | BRT
UTLMTR | Utility Meters | UTLMTR - Utility Meters | UPGRADES | Upgrade | UPGRADES - Upgrade | Action | BRT
VHCLECU | Vehicle Charging Unit | VHCLECU - Vehicle Charging Unit | ABNTEMP | Abnormal Temperature | ABNTEMP - Abnormal Temperature | Problem | BRT
VHCLECU | Vehicle Charging Unit | VHCLECU - Vehicle Charging Unit | CORROS | Corrosion | CORROS - Corrosion | Problem | BRT
VHCLECU | Vehicle Charging Unit | VHCLECU - Vehicle Charging Unit | ELECTRIP | Electrical Trip Out | ELECTRIP - Electrical Trip Out | Problem | BRT
VHCLECU | Vehicle Charging Unit | VHCLECU - Vehicle Charging Unit | EXNOISE | Excessive Noise | EXNOISE - Excessive Noise | Problem | BRT
VHCLECU | Vehicle Charging Unit | VHCLECU - Vehicle Charging Unit | EXVIBRTN | Excessive Vibration | EXVIBRTN - Excessive Vibration | Problem | BRT
VHCLECU | Vehicle Charging Unit | VHCLECU - Vehicle Charging Unit | JAMMEDEQ | Jammed Equipment | JAMMEDEQ - Jammed Equipment | Problem | BRT
VHCLECU | Vehicle Charging Unit | VHCLECU - Vehicle Charging Unit | LEAKING | Leaking | LEAKING - Leaking | Problem | BRT
VHCLECU | Vehicle Charging Unit | VHCLECU - Vehicle Charging Unit | LOWPERF | Low Performance | LOWPERF - Low Performance | Problem | BRT
VHCLECU | Vehicle Charging Unit | VHCLECU - Vehicle Charging Unit | NONOPER | Non-Operational | NONOPER - Non-Operational | Problem | BRT
VHCLECU | Vehicle Charging Unit | VHCLECU - Vehicle Charging Unit | PHYDMGE | Physical Damage | PHYDMGE - Physical Damage | Problem | BRT
VHCLECU | Vehicle Charging Unit | VHCLECU - Vehicle Charging Unit | UNSMELL | Unusual Smell | UNSMELL - Unusual Smell | Problem | BRT
VHCLECU | Vehicle Charging Unit | VHCLECU - Vehicle Charging Unit | UNSMOKE | Unusual Smoke | UNSMOKE - Unusual Smoke | Problem | BRT
VHCLECU | Vehicle Charging Unit | VHCLECU - Vehicle Charging Unit | VHCSDET | Vehicle Charging System Deteriorated | VHCSDET - Vehicle Charging System Deteriorated | Failure | BRT
VHCLECU | Vehicle Charging Unit | VHCLECU - Vehicle Charging Unit | ACCIDENT | Accident | ACCIDENT - Accident | Cause | BRT
VHCLECU | Vehicle Charging Unit | VHCLECU - Vehicle Charging Unit | ACCWEAR | Accelerated Wear | ACCWEAR - Accelerated Wear | Cause | BRT
VHCLECU | Vehicle Charging Unit | VHCLECU - Vehicle Charging Unit | ACTGOD | Weather condition/Forces of nature or Act of God | ACTGOD - Weather condition/Forces of nature or Act of God | Cause | BRT
VHCLECU | Vehicle Charging Unit | VHCLECU - Vehicle Charging Unit | CONTAM | Contamination | CONTAM - Contamination | Cause | BRT
VHCLECU | Vehicle Charging Unit | VHCLECU - Vehicle Charging Unit | DEFASSET | Defective Asset | DEFASSET - Defective Asset | Cause | BRT
VHCLECU | Vehicle Charging Unit | VHCLECU - Vehicle Charging Unit | EXLOAD | Excessive Load | EXLOAD - Excessive Load | Cause | BRT
VHCLECU | Vehicle Charging Unit | VHCLECU - Vehicle Charging Unit | IMPRMNT | Improper Maintenance | IMPRMNT - Improper Maintenance | Cause | BRT
VHCLECU | Vehicle Charging Unit | VHCLECU - Vehicle Charging Unit | INSLUBR | Insufficient Lubrication | INSLUBR - Insufficient Lubrication | Cause | BRT
VHCLECU | Vehicle Charging Unit | VHCLECU - Vehicle Charging Unit | LACKTRN | Lack of/ Inadequate Training | LACKTRN - Lack of/ Inadequate Training | Cause | BRT
VHCLECU | Vehicle Charging Unit | VHCLECU - Vehicle Charging Unit | MISSCMP | Loose/ Missing Component | MISSCMP - Loose/ Missing Component | Cause | BRT
VHCLECU | Vehicle Charging Unit | VHCLECU - Vehicle Charging Unit | NRMWEAR | Normal Wear | NRMWEAR - Normal Wear | Cause | BRT
VHCLECU | Vehicle Charging Unit | VHCLECU - Vehicle Charging Unit | OTHER | Other (specify) | OTHER - Other (specify) | Cause | BRT
VHCLECU | Vehicle Charging Unit | VHCLECU - Vehicle Charging Unit | PRINSTAL | Poor Installation | PRINSTAL - Poor Installation | Cause | BRT
VHCLECU | Vehicle Charging Unit | VHCLECU - Vehicle Charging Unit | PROCISSU | Procedure Issue | PROCISSU - Procedure Issue | Cause | BRT
VHCLECU | Vehicle Charging Unit | VHCLECU - Vehicle Charging Unit | UTLFAIL | Utility Failure | UTLFAIL - Utility Failure | Cause | BRT
VHCLECU | Vehicle Charging Unit | VHCLECU - Vehicle Charging Unit | VNDLSM | Vandalism | VNDLSM - Vandalism | Cause | BRT
VHCLECU | Vehicle Charging Unit | VHCLECU - Vehicle Charging Unit | WORNCMPT | Defective/ Worn Component | WORNCMPT - Defective/ Worn Component | Cause | BRT
VHCLECU | Vehicle Charging Unit | VHCLECU - Vehicle Charging Unit | ADJUSTD | Adjusted | ADJUSTD - Adjusted | Action | BRT
VHCLECU | Vehicle Charging Unit | VHCLECU - Vehicle Charging Unit | DECOMM | Decommission | DECOMM - Decommission | Action | BRT
VHCLECU | Vehicle Charging Unit | VHCLECU - Vehicle Charging Unit | DECONTME | Decontaminate | DECONTME - Decontaminate | Action | BRT
VHCLECU | Vehicle Charging Unit | VHCLECU - Vehicle Charging Unit | DONOTHIN | Do Nothing | DONOTHIN - Do Nothing | Action | BRT
VHCLECU | Vehicle Charging Unit | VHCLECU - Vehicle Charging Unit | LUBRCTE | Lubricate | LUBRCTE - Lubricate | Action | BRT
VHCLECU | Vehicle Charging Unit | VHCLECU - Vehicle Charging Unit | OTHER | Other (specify) | OTHER - Other (specify) | Action | BRT
VHCLECU | Vehicle Charging Unit | VHCLECU - Vehicle Charging Unit | RECALBRT | Recalibrate | RECALBRT - Recalibrate | Action | BRT
VHCLECU | Vehicle Charging Unit | VHCLECU - Vehicle Charging Unit | REMVOBT | Remove Obstruction | REMVOBT - Remove Obstruction | Action | BRT
VHCLECU | Vehicle Charging Unit | VHCLECU - Vehicle Charging Unit | REPCMPT | Repair Component | REPCMPT - Repair Component | Action | BRT
VHCLECU | Vehicle Charging Unit | VHCLECU - Vehicle Charging Unit | REPLASS | Replace Asset | REPLASS - Replace Asset | Action | BRT
VHCLECU | Vehicle Charging Unit | VHCLECU - Vehicle Charging Unit | REPLCMPT | Replace Component | REPLCMPT - Replace Component | Action | BRT
VHCLECU | Vehicle Charging Unit | VHCLECU - Vehicle Charging Unit | REPRASS | Repair Asset | REPRASS - Repair Asset | Action | BRT
VHCLECU | Vehicle Charging Unit | VHCLECU - Vehicle Charging Unit | UPGRADES | Upgrade | UPGRADES - Upgrade | Action | BRT
WCOOLSYS | Waste Coolant System | WCOOLSYS - Waste Coolant System | ABNTEMP | Abnormal Temperature | ABNTEMP - Abnormal Temperature | Problem | BRT
WCOOLSYS | Waste Coolant System | WCOOLSYS - Waste Coolant System | CORROS | Corrosion | CORROS - Corrosion | Problem | BRT
WCOOLSYS | Waste Coolant System | WCOOLSYS - Waste Coolant System | ELECTRIP | Electrical Trip Out | ELECTRIP - Electrical Trip Out | Problem | BRT
WCOOLSYS | Waste Coolant System | WCOOLSYS - Waste Coolant System | EXNOISE | Excessive Noise | EXNOISE - Excessive Noise | Problem | BRT
WCOOLSYS | Waste Coolant System | WCOOLSYS - Waste Coolant System | EXVIBRTN | Excessive Vibration | EXVIBRTN - Excessive Vibration | Problem | BRT
WCOOLSYS | Waste Coolant System | WCOOLSYS - Waste Coolant System | JAMMEDEQ | Jammed Equipment | JAMMEDEQ - Jammed Equipment | Problem | BRT
WCOOLSYS | Waste Coolant System | WCOOLSYS - Waste Coolant System | LEAKING | Leaking | LEAKING - Leaking | Problem | BRT
WCOOLSYS | Waste Coolant System | WCOOLSYS - Waste Coolant System | LOWPERF | Low Performance | LOWPERF - Low Performance | Problem | BRT
WCOOLSYS | Waste Coolant System | WCOOLSYS - Waste Coolant System | NONOPER | Non-Operational | NONOPER - Non-Operational | Problem | BRT
WCOOLSYS | Waste Coolant System | WCOOLSYS - Waste Coolant System | PHYDMGE | Physical Damage | PHYDMGE - Physical Damage | Problem | BRT
WCOOLSYS | Waste Coolant System | WCOOLSYS - Waste Coolant System | UNSMELL | Unusual Smell | UNSMELL - Unusual Smell | Problem | BRT
WCOOLSYS | Waste Coolant System | WCOOLSYS - Waste Coolant System | UNSMOKE | Unusual Smoke | UNSMOKE - Unusual Smoke | Problem | BRT
WCOOLSYS | Waste Coolant System | WCOOLSYS - Waste Coolant System | WCOOLCO | Combustion of waste coolant system | WCOOLCO - Combustion of waste coolant system | Failure | BRT
WCOOLSYS | Waste Coolant System | WCOOLSYS - Waste Coolant System | WCOOLDE | Waste Coolant System Natural Deterioration | WCOOLDE - Waste Coolant System Natural Deterioration | Failure | BRT
WCOOLSYS | Waste Coolant System | WCOOLSYS - Waste Coolant System | WCOOLLE | Leakage of waste coolant | WCOOLLE - Leakage of waste coolant | Failure | BRT
WCOOLSYS | Waste Coolant System | WCOOLSYS - Waste Coolant System | ACCIDENT | Accident | ACCIDENT - Accident | Cause | BRT
WCOOLSYS | Waste Coolant System | WCOOLSYS - Waste Coolant System | ACCWEAR | Accelerated Wear | ACCWEAR - Accelerated Wear | Cause | BRT
WCOOLSYS | Waste Coolant System | WCOOLSYS - Waste Coolant System | ACTGOD | Weather condition/Forces of nature or Act of God | ACTGOD - Weather condition/Forces of nature or Act of God | Cause | BRT
WCOOLSYS | Waste Coolant System | WCOOLSYS - Waste Coolant System | CONTAM | Contamination | CONTAM - Contamination | Cause | BRT
WCOOLSYS | Waste Coolant System | WCOOLSYS - Waste Coolant System | DEFASSET | Defective Asset | DEFASSET - Defective Asset | Cause | BRT
WCOOLSYS | Waste Coolant System | WCOOLSYS - Waste Coolant System | EXLOAD | Excessive Load | EXLOAD - Excessive Load | Cause | BRT
WCOOLSYS | Waste Coolant System | WCOOLSYS - Waste Coolant System | IMPRMNT | Improper Maintenance | IMPRMNT - Improper Maintenance | Cause | BRT
WCOOLSYS | Waste Coolant System | WCOOLSYS - Waste Coolant System | INSLUBR | Insufficient Lubrication | INSLUBR - Insufficient Lubrication | Cause | BRT
WCOOLSYS | Waste Coolant System | WCOOLSYS - Waste Coolant System | LACKTRN | Lack of/ Inadequate Training | LACKTRN - Lack of/ Inadequate Training | Cause | BRT
WCOOLSYS | Waste Coolant System | WCOOLSYS - Waste Coolant System | MISSCMP | Loose/ Missing Component | MISSCMP - Loose/ Missing Component | Cause | BRT
WCOOLSYS | Waste Coolant System | WCOOLSYS - Waste Coolant System | NRMWEAR | Normal Wear | NRMWEAR - Normal Wear | Cause | BRT
WCOOLSYS | Waste Coolant System | WCOOLSYS - Waste Coolant System | OTHER | Other (specify) | OTHER - Other (specify) | Cause | BRT
WCOOLSYS | Waste Coolant System | WCOOLSYS - Waste Coolant System | PRINSTAL | Poor Installation | PRINSTAL - Poor Installation | Cause | BRT
WCOOLSYS | Waste Coolant System | WCOOLSYS - Waste Coolant System | PROCISSU | Procedure Issue | PROCISSU - Procedure Issue | Cause | BRT
WCOOLSYS | Waste Coolant System | WCOOLSYS - Waste Coolant System | UTLFAIL | Utility Failure | UTLFAIL - Utility Failure | Cause | BRT
WCOOLSYS | Waste Coolant System | WCOOLSYS - Waste Coolant System | VNDLSM | Vandalism | VNDLSM - Vandalism | Cause | BRT
WCOOLSYS | Waste Coolant System | WCOOLSYS - Waste Coolant System | WORNCMPT | Defective/ Worn Component | WORNCMPT - Defective/ Worn Component | Cause | BRT
WCOOLSYS | Waste Coolant System | WCOOLSYS - Waste Coolant System | ADJUSTD | Adjusted | ADJUSTD - Adjusted | Action | BRT
WCOOLSYS | Waste Coolant System | WCOOLSYS - Waste Coolant System | DECOMM | Decommission | DECOMM - Decommission | Action | BRT
WCOOLSYS | Waste Coolant System | WCOOLSYS - Waste Coolant System | DECONTME | Decontaminate | DECONTME - Decontaminate | Action | BRT
WCOOLSYS | Waste Coolant System | WCOOLSYS - Waste Coolant System | DONOTHIN | Do Nothing | DONOTHIN - Do Nothing | Action | BRT
WCOOLSYS | Waste Coolant System | WCOOLSYS - Waste Coolant System | LUBRCTE | Lubricate | LUBRCTE - Lubricate | Action | BRT
WCOOLSYS | Waste Coolant System | WCOOLSYS - Waste Coolant System | OTHER | Other (specify) | OTHER - Other (specify) | Action | BRT
WCOOLSYS | Waste Coolant System | WCOOLSYS - Waste Coolant System | RECALBRT | Recalibrate | RECALBRT - Recalibrate | Action | BRT
WCOOLSYS | Waste Coolant System | WCOOLSYS - Waste Coolant System | REMVOBT | Remove Obstruction | REMVOBT - Remove Obstruction | Action | BRT
WCOOLSYS | Waste Coolant System | WCOOLSYS - Waste Coolant System | REPCMPT | Repair Component | REPCMPT - Repair Component | Action | BRT
WCOOLSYS | Waste Coolant System | WCOOLSYS - Waste Coolant System | REPLASS | Replace Asset | REPLASS - Replace Asset | Action | BRT
WCOOLSYS | Waste Coolant System | WCOOLSYS - Waste Coolant System | REPLCMPT | Replace Component | REPLCMPT - Replace Component | Action | BRT
WCOOLSYS | Waste Coolant System | WCOOLSYS - Waste Coolant System | REPRASS | Repair Asset | REPRASS - Repair Asset | Action | BRT
WCOOLSYS | Waste Coolant System | WCOOLSYS - Waste Coolant System | UPGRADES | Upgrade | UPGRADES - Upgrade | Action | BRT
WINDSYS | Window System | WINDSYS - Window System | ABNTEMP | Abnormal Temperature | ABNTEMP - Abnormal Temperature | Problem | BRT
WINDSYS | Window System | WINDSYS - Window System | CORROS | Corrosion | CORROS - Corrosion | Problem | BRT
WINDSYS | Window System | WINDSYS - Window System | ELECTRIP | Electrical Trip Out | ELECTRIP - Electrical Trip Out | Problem | BRT
WINDSYS | Window System | WINDSYS - Window System | EXNOISE | Excessive Noise | EXNOISE - Excessive Noise | Problem | BRT
WINDSYS | Window System | WINDSYS - Window System | EXVIBRTN | Excessive Vibration | EXVIBRTN - Excessive Vibration | Problem | BRT
WINDSYS | Window System | WINDSYS - Window System | JAMMEDEQ | Jammed Equipment | JAMMEDEQ - Jammed Equipment | Problem | BRT
WINDSYS | Window System | WINDSYS - Window System | LEAKING | Leaking | LEAKING - Leaking | Problem | BRT
WINDSYS | Window System | WINDSYS - Window System | LOWPERF | Low Performance | LOWPERF - Low Performance | Problem | BRT
WINDSYS | Window System | WINDSYS - Window System | NONOPER | Non-Operational | NONOPER - Non-Operational | Problem | BRT
WINDSYS | Window System | WINDSYS - Window System | PHYDMGE | Physical Damage | PHYDMGE - Physical Damage | Problem | BRT
WINDSYS | Window System | WINDSYS - Window System | UNSMELL | Unusual Smell | UNSMELL - Unusual Smell | Problem | BRT
WINDSYS | Window System | WINDSYS - Window System | UNSMOKE | Unusual Smoke | UNSMOKE - Unusual Smoke | Problem | BRT
WINDSYS | Window System | WINDSYS - Window System | WINDSDET | Window system deteriorated | WINDSDET - Window system deteriorated | Failure | BRT
WINDSYS | Window System | WINDSYS - Window System | ACCIDENT | Accident | ACCIDENT - Accident | Cause | BRT
WINDSYS | Window System | WINDSYS - Window System | ACCWEAR | Accelerated Wear | ACCWEAR - Accelerated Wear | Cause | BRT
WINDSYS | Window System | WINDSYS - Window System | ACTGOD | Weather condition/Forces of nature or Act of God | ACTGOD - Weather condition/Forces of nature or Act of God | Cause | BRT
WINDSYS | Window System | WINDSYS - Window System | CONTAM | Contamination | CONTAM - Contamination | Cause | BRT
WINDSYS | Window System | WINDSYS - Window System | DEFASSET | Defective Asset | DEFASSET - Defective Asset | Cause | BRT
WINDSYS | Window System | WINDSYS - Window System | EXLOAD | Excessive Load | EXLOAD - Excessive Load | Cause | BRT
WINDSYS | Window System | WINDSYS - Window System | IMPRMNT | Improper Maintenance | IMPRMNT - Improper Maintenance | Cause | BRT
WINDSYS | Window System | WINDSYS - Window System | INSLUBR | Insufficient Lubrication | INSLUBR - Insufficient Lubrication | Cause | BRT
WINDSYS | Window System | WINDSYS - Window System | LACKTRN | Lack of/ Inadequate Training | LACKTRN - Lack of/ Inadequate Training | Cause | BRT
WINDSYS | Window System | WINDSYS - Window System | MISSCMP | Loose/ Missing Component | MISSCMP - Loose/ Missing Component | Cause | BRT
WINDSYS | Window System | WINDSYS - Window System | NRMWEAR | Normal Wear | NRMWEAR - Normal Wear | Cause | BRT
WINDSYS | Window System | WINDSYS - Window System | OTHER | Other (specify) | OTHER - Other (specify) | Cause | BRT
WINDSYS | Window System | WINDSYS - Window System | PRINSTAL | Poor Installation | PRINSTAL - Poor Installation | Cause | BRT
WINDSYS | Window System | WINDSYS - Window System | PROCISSU | Procedure Issue | PROCISSU - Procedure Issue | Cause | BRT
WINDSYS | Window System | WINDSYS - Window System | UTLFAIL | Utility Failure | UTLFAIL - Utility Failure | Cause | BRT
WINDSYS | Window System | WINDSYS - Window System | VNDLSM | Vandalism | VNDLSM - Vandalism | Cause | BRT
WINDSYS | Window System | WINDSYS - Window System | WORNCMPT | Defective/ Worn Component | WORNCMPT - Defective/ Worn Component | Cause | BRT
WINDSYS | Window System | WINDSYS - Window System | ADJUSTD | Adjusted | ADJUSTD - Adjusted | Action | BRT
WINDSYS | Window System | WINDSYS - Window System | DECOMM | Decommission | DECOMM - Decommission | Action | BRT
WINDSYS | Window System | WINDSYS - Window System | DECONTME | Decontaminate | DECONTME - Decontaminate | Action | BRT
WINDSYS | Window System | WINDSYS - Window System | DONOTHIN | Do Nothing | DONOTHIN - Do Nothing | Action | BRT
WINDSYS | Window System | WINDSYS - Window System | LUBRCTE | Lubricate | LUBRCTE - Lubricate | Action | BRT
WINDSYS | Window System | WINDSYS - Window System | OTHER | Other (specify) | OTHER - Other (specify) | Action | BRT
WINDSYS | Window System | WINDSYS - Window System | RECALBRT | Recalibrate | RECALBRT - Recalibrate | Action | BRT
WINDSYS | Window System | WINDSYS - Window System | REMVOBT | Remove Obstruction | REMVOBT - Remove Obstruction | Action | BRT
WINDSYS | Window System | WINDSYS - Window System | REPCMPT | Repair Component | REPCMPT - Repair Component | Action | BRT
WINDSYS | Window System | WINDSYS - Window System | REPLASS | Replace Asset | REPLASS - Replace Asset | Action | BRT
WINDSYS | Window System | WINDSYS - Window System | REPLCMPT | Replace Component | REPLCMPT - Replace Component | Action | BRT
WINDSYS | Window System | WINDSYS - Window System | REPRASS | Repair Asset | REPRASS - Repair Asset | Action | BRT
WINDSYS | Window System | WINDSYS - Window System | UPGRADES | Upgrade | UPGRADES - Upgrade | Action | BRT
WNSHLWSH | Windshield Washer | WNSHLWSH - Windshield Washer | ABNTEMP | Abnormal Temperature | ABNTEMP - Abnormal Temperature | Problem | BRT
WNSHLWSH | Windshield Washer | WNSHLWSH - Windshield Washer | CORROS | Corrosion | CORROS - Corrosion | Problem | BRT
WNSHLWSH | Windshield Washer | WNSHLWSH - Windshield Washer | ELECTRIP | Electrical Trip Out | ELECTRIP - Electrical Trip Out | Problem | BRT
WNSHLWSH | Windshield Washer | WNSHLWSH - Windshield Washer | EXNOISE | Excessive Noise | EXNOISE - Excessive Noise | Problem | BRT
WNSHLWSH | Windshield Washer | WNSHLWSH - Windshield Washer | EXVIBRTN | Excessive Vibration | EXVIBRTN - Excessive Vibration | Problem | BRT
WNSHLWSH | Windshield Washer | WNSHLWSH - Windshield Washer | JAMMEDEQ | Jammed Equipment | JAMMEDEQ - Jammed Equipment | Problem | BRT
WNSHLWSH | Windshield Washer | WNSHLWSH - Windshield Washer | LEAKING | Leaking | LEAKING - Leaking | Problem | BRT
WNSHLWSH | Windshield Washer | WNSHLWSH - Windshield Washer | LOWPERF | Low Performance | LOWPERF - Low Performance | Problem | BRT
WNSHLWSH | Windshield Washer | WNSHLWSH - Windshield Washer | NONOPER | Non-Operational | NONOPER - Non-Operational | Problem | BRT
WNSHLWSH | Windshield Washer | WNSHLWSH - Windshield Washer | PHYDMGE | Physical Damage | PHYDMGE - Physical Damage | Problem | BRT
WNSHLWSH | Windshield Washer | WNSHLWSH - Windshield Washer | UNSMELL | Unusual Smell | UNSMELL - Unusual Smell | Problem | BRT
WNSHLWSH | Windshield Washer | WNSHLWSH - Windshield Washer | UNSMOKE | Unusual Smoke | UNSMOKE - Unusual Smoke | Problem | BRT
WNSHLWSH | Windshield Washer | WNSHLWSH - Windshield Washer | WWFSDET | Natural Deterioration of windshield washer fluid system | WWFSDET - Natural Deterioration of windshield washer fluid system | Failure | BRT
WNSHLWSH | Windshield Washer | WNSHLWSH - Windshield Washer | WWFSLEAK | Fluid leakage in windshield washer fluid system | WWFSLEAK - Fluid leakage in windshield washer fluid system | Failure | BRT
WNSHLWSH | Windshield Washer | WNSHLWSH - Windshield Washer | ACCIDENT | Accident | ACCIDENT - Accident | Cause | BRT
WNSHLWSH | Windshield Washer | WNSHLWSH - Windshield Washer | ACCWEAR | Accelerated Wear | ACCWEAR - Accelerated Wear | Cause | BRT
WNSHLWSH | Windshield Washer | WNSHLWSH - Windshield Washer | ACTGOD | Weather condition/Forces of nature or Act of God | ACTGOD - Weather condition/Forces of nature or Act of God | Cause | BRT
WNSHLWSH | Windshield Washer | WNSHLWSH - Windshield Washer | CONTAM | Contamination | CONTAM - Contamination | Cause | BRT
WNSHLWSH | Windshield Washer | WNSHLWSH - Windshield Washer | DEFASSET | Defective Asset | DEFASSET - Defective Asset | Cause | BRT
WNSHLWSH | Windshield Washer | WNSHLWSH - Windshield Washer | EXLOAD | Excessive Load | EXLOAD - Excessive Load | Cause | BRT
WNSHLWSH | Windshield Washer | WNSHLWSH - Windshield Washer | IMPRMNT | Improper Maintenance | IMPRMNT - Improper Maintenance | Cause | BRT
WNSHLWSH | Windshield Washer | WNSHLWSH - Windshield Washer | INSLUBR | Insufficient Lubrication | INSLUBR - Insufficient Lubrication | Cause | BRT
WNSHLWSH | Windshield Washer | WNSHLWSH - Windshield Washer | LACKTRN | Lack of/ Inadequate Training | LACKTRN - Lack of/ Inadequate Training | Cause | BRT
WNSHLWSH | Windshield Washer | WNSHLWSH - Windshield Washer | MISSCMP | Loose/ Missing Component | MISSCMP - Loose/ Missing Component | Cause | BRT
WNSHLWSH | Windshield Washer | WNSHLWSH - Windshield Washer | NRMWEAR | Normal Wear | NRMWEAR - Normal Wear | Cause | BRT
WNSHLWSH | Windshield Washer | WNSHLWSH - Windshield Washer | OTHER | Other (specify) | OTHER - Other (specify) | Cause | BRT
WNSHLWSH | Windshield Washer | WNSHLWSH - Windshield Washer | PRINSTAL | Poor Installation | PRINSTAL - Poor Installation | Cause | BRT
WNSHLWSH | Windshield Washer | WNSHLWSH - Windshield Washer | PROCISSU | Procedure Issue | PROCISSU - Procedure Issue | Cause | BRT
WNSHLWSH | Windshield Washer | WNSHLWSH - Windshield Washer | UTLFAIL | Utility Failure | UTLFAIL - Utility Failure | Cause | BRT
WNSHLWSH | Windshield Washer | WNSHLWSH - Windshield Washer | VNDLSM | Vandalism | VNDLSM - Vandalism | Cause | BRT
WNSHLWSH | Windshield Washer | WNSHLWSH - Windshield Washer | WORNCMPT | Defective/ Worn Component | WORNCMPT - Defective/ Worn Component | Cause | BRT
WNSHLWSH | Windshield Washer | WNSHLWSH - Windshield Washer | ADJUSTD | Adjusted | ADJUSTD - Adjusted | Action | BRT
WNSHLWSH | Windshield Washer | WNSHLWSH - Windshield Washer | DECOMM | Decommission | DECOMM - Decommission | Action | BRT
WNSHLWSH | Windshield Washer | WNSHLWSH - Windshield Washer | DECONTME | Decontaminate | DECONTME - Decontaminate | Action | BRT
WNSHLWSH | Windshield Washer | WNSHLWSH - Windshield Washer | DONOTHIN | Do Nothing | DONOTHIN - Do Nothing | Action | BRT
WNSHLWSH | Windshield Washer | WNSHLWSH - Windshield Washer | LUBRCTE | Lubricate | LUBRCTE - Lubricate | Action | BRT
WNSHLWSH | Windshield Washer | WNSHLWSH - Windshield Washer | OTHER | Other (specify) | OTHER - Other (specify) | Action | BRT
WNSHLWSH | Windshield Washer | WNSHLWSH - Windshield Washer | RECALBRT | Recalibrate | RECALBRT - Recalibrate | Action | BRT
WNSHLWSH | Windshield Washer | WNSHLWSH - Windshield Washer | REMVOBT | Remove Obstruction | REMVOBT - Remove Obstruction | Action | BRT
WNSHLWSH | Windshield Washer | WNSHLWSH - Windshield Washer | REPCMPT | Repair Component | REPCMPT - Repair Component | Action | BRT
WNSHLWSH | Windshield Washer | WNSHLWSH - Windshield Washer | REPLASS | Replace Asset | REPLASS - Replace Asset | Action | BRT
WNSHLWSH | Windshield Washer | WNSHLWSH - Windshield Washer | REPLCMPT | Replace Component | REPLCMPT - Replace Component | Action | BRT
WNSHLWSH | Windshield Washer | WNSHLWSH - Windshield Washer | REPRASS | Repair Asset | REPRASS - Repair Asset | Action | BRT
WNSHLWSH | Windshield Washer | WNSHLWSH - Windshield Washer | UPGRADES | Upgrade | UPGRADES - Upgrade | Action | BRT
WOILSYS | Waste Oil System | WOILSYS - Waste Oil System | ABNTEMP | Abnormal Temperature | ABNTEMP - Abnormal Temperature | Problem | BRT
WOILSYS | Waste Oil System | WOILSYS - Waste Oil System | CORROS | Corrosion | CORROS - Corrosion | Problem | BRT
WOILSYS | Waste Oil System | WOILSYS - Waste Oil System | ELECTRIP | Electrical Trip Out | ELECTRIP - Electrical Trip Out | Problem | BRT
WOILSYS | Waste Oil System | WOILSYS - Waste Oil System | EXNOISE | Excessive Noise | EXNOISE - Excessive Noise | Problem | BRT
WOILSYS | Waste Oil System | WOILSYS - Waste Oil System | EXVIBRTN | Excessive Vibration | EXVIBRTN - Excessive Vibration | Problem | BRT
WOILSYS | Waste Oil System | WOILSYS - Waste Oil System | JAMMEDEQ | Jammed Equipment | JAMMEDEQ - Jammed Equipment | Problem | BRT
WOILSYS | Waste Oil System | WOILSYS - Waste Oil System | LEAKING | Leaking | LEAKING - Leaking | Problem | BRT
WOILSYS | Waste Oil System | WOILSYS - Waste Oil System | LOWPERF | Low Performance | LOWPERF - Low Performance | Problem | BRT
WOILSYS | Waste Oil System | WOILSYS - Waste Oil System | NONOPER | Non-Operational | NONOPER - Non-Operational | Problem | BRT
WOILSYS | Waste Oil System | WOILSYS - Waste Oil System | PHYDMGE | Physical Damage | PHYDMGE - Physical Damage | Problem | BRT
WOILSYS | Waste Oil System | WOILSYS - Waste Oil System | UNSMELL | Unusual Smell | UNSMELL - Unusual Smell | Problem | BRT
WOILSYS | Waste Oil System | WOILSYS - Waste Oil System | UNSMOKE | Unusual Smoke | UNSMOKE - Unusual Smoke | Problem | BRT
WOILSYS | Waste Oil System | WOILSYS - Waste Oil System | WOSDET | Natural Deterioration of waste oil system | WOSDET - Natural Deterioration of waste oil system | Failure | BRT
WOILSYS | Waste Oil System | WOILSYS - Waste Oil System | WOSEXP | Explosion of waste oil system | WOSEXP - Explosion of waste oil system | Failure | BRT
WOILSYS | Waste Oil System | WOILSYS - Waste Oil System | WOSLEAK | waste oil leakage | WOSLEAK - waste oil leakage | Failure | BRT
WOILSYS | Waste Oil System | WOILSYS - Waste Oil System | ACCIDENT | Accident | ACCIDENT - Accident | Cause | BRT
WOILSYS | Waste Oil System | WOILSYS - Waste Oil System | ACCWEAR | Accelerated Wear | ACCWEAR - Accelerated Wear | Cause | BRT
WOILSYS | Waste Oil System | WOILSYS - Waste Oil System | ACTGOD | Weather condition/Forces of nature or Act of God | ACTGOD - Weather condition/Forces of nature or Act of God | Cause | BRT
WOILSYS | Waste Oil System | WOILSYS - Waste Oil System | CONTAM | Contamination | CONTAM - Contamination | Cause | BRT
WOILSYS | Waste Oil System | WOILSYS - Waste Oil System | DEFASSET | Defective Asset | DEFASSET - Defective Asset | Cause | BRT
WOILSYS | Waste Oil System | WOILSYS - Waste Oil System | EXLOAD | Excessive Load | EXLOAD - Excessive Load | Cause | BRT
WOILSYS | Waste Oil System | WOILSYS - Waste Oil System | IMPRMNT | Improper Maintenance | IMPRMNT - Improper Maintenance | Cause | BRT
WOILSYS | Waste Oil System | WOILSYS - Waste Oil System | INSLUBR | Insufficient Lubrication | INSLUBR - Insufficient Lubrication | Cause | BRT
WOILSYS | Waste Oil System | WOILSYS - Waste Oil System | LACKTRN | Lack of/ Inadequate Training | LACKTRN - Lack of/ Inadequate Training | Cause | BRT
WOILSYS | Waste Oil System | WOILSYS - Waste Oil System | MISSCMP | Loose/ Missing Component | MISSCMP - Loose/ Missing Component | Cause | BRT
WOILSYS | Waste Oil System | WOILSYS - Waste Oil System | NRMWEAR | Normal Wear | NRMWEAR - Normal Wear | Cause | BRT
WOILSYS | Waste Oil System | WOILSYS - Waste Oil System | OTHER | Other (specify) | OTHER - Other (specify) | Cause | BRT
WOILSYS | Waste Oil System | WOILSYS - Waste Oil System | PRINSTAL | Poor Installation | PRINSTAL - Poor Installation | Cause | BRT
WOILSYS | Waste Oil System | WOILSYS - Waste Oil System | PROCISSU | Procedure Issue | PROCISSU - Procedure Issue | Cause | BRT
WOILSYS | Waste Oil System | WOILSYS - Waste Oil System | UTLFAIL | Utility Failure | UTLFAIL - Utility Failure | Cause | BRT
WOILSYS | Waste Oil System | WOILSYS - Waste Oil System | VNDLSM | Vandalism | VNDLSM - Vandalism | Cause | BRT
WOILSYS | Waste Oil System | WOILSYS - Waste Oil System | WORNCMPT | Defective/ Worn Component | WORNCMPT - Defective/ Worn Component | Cause | BRT
WOILSYS | Waste Oil System | WOILSYS - Waste Oil System | ADJUSTD | Adjusted | ADJUSTD - Adjusted | Action | BRT
WOILSYS | Waste Oil System | WOILSYS - Waste Oil System | DECOMM | Decommission | DECOMM - Decommission | Action | BRT
WOILSYS | Waste Oil System | WOILSYS - Waste Oil System | DECONTME | Decontaminate | DECONTME - Decontaminate | Action | BRT
WOILSYS | Waste Oil System | WOILSYS - Waste Oil System | DONOTHIN | Do Nothing | DONOTHIN - Do Nothing | Action | BRT
WOILSYS | Waste Oil System | WOILSYS - Waste Oil System | LUBRCTE | Lubricate | LUBRCTE - Lubricate | Action | BRT
WOILSYS | Waste Oil System | WOILSYS - Waste Oil System | OTHER | Other (specify) | OTHER - Other (specify) | Action | BRT
WOILSYS | Waste Oil System | WOILSYS - Waste Oil System | RECALBRT | Recalibrate | RECALBRT - Recalibrate | Action | BRT
WOILSYS | Waste Oil System | WOILSYS - Waste Oil System | REMVOBT | Remove Obstruction | REMVOBT - Remove Obstruction | Action | BRT
WOILSYS | Waste Oil System | WOILSYS - Waste Oil System | REPCMPT | Repair Component | REPCMPT - Repair Component | Action | BRT
WOILSYS | Waste Oil System | WOILSYS - Waste Oil System | REPLASS | Replace Asset | REPLASS - Replace Asset | Action | BRT
WOILSYS | Waste Oil System | WOILSYS - Waste Oil System | REPLCMPT | Replace Component | REPLCMPT - Replace Component | Action | BRT
WOILSYS | Waste Oil System | WOILSYS - Waste Oil System | REPRASS | Repair Asset | REPRASS - Repair Asset | Action | BRT
WOILSYS | Waste Oil System | WOILSYS - Waste Oil System | UPGRADES | Upgrade | UPGRADES - Upgrade | Action | BRT
WSTCT | Waste Coolant tank | WSTCT - Waste Coolant tank | LEAKING | Leaking | LEAKING - Leaking | Problem | BRT
WSTCT | Waste Coolant tank | WSTCT - Waste Coolant tank | PHYDMGE | Physical Damage | PHYDMGE - Physical Damage | Problem | BRT
WSTCT | Waste Coolant tank | WSTCT - Waste Coolant tank | GLSTOVER | Glycol storage tank overfilled | GLSTOVER - Glycol storage tank overfilled | Failure | BRT
WSTCT | Waste Coolant tank | WSTCT - Waste Coolant tank | STTKDET | Storage tank deteriorated | STTKDET - Storage tank deteriorated | Failure | BRT
WSTCT | Waste Coolant tank | WSTCT - Waste Coolant tank | UTKDWDET | Underground double wall storage tank deteriorated | UTKDWDET - Underground double wall storage tank deteriorated | Failure | BRT
WSTCT | Waste Coolant tank | WSTCT - Waste Coolant tank | NRMWEAR | Normal Wear | NRMWEAR - Normal Wear | Cause | BRT
WSTCT | Waste Coolant tank | WSTCT - Waste Coolant tank | PROCISSU | Procedure Issue | PROCISSU - Procedure Issue | Cause | BRT
WSTCT | Waste Coolant tank | WSTCT - Waste Coolant tank | ADJUSTD | Adjusted | ADJUSTD - Adjusted | Action | BRT
WSTCT | Waste Coolant tank | WSTCT - Waste Coolant tank | REPRASS | Repair Asset | REPRASS - Repair Asset | Action | BRT
WSTOTANK | Waste Engine Oil tank | WSTOTANK - Waste Engine Oil tank | LEAKING | Leaking | LEAKING - Leaking | Problem | BRT
WSTOTANK | Waste Engine Oil tank | WSTOTANK - Waste Engine Oil tank | PHYDMGE | Physical Damage | PHYDMGE - Physical Damage | Problem | BRT
WSTOTANK | Waste Engine Oil tank | WSTOTANK - Waste Engine Oil tank | GLSTOVER | Glycol storage tank overfilled | GLSTOVER - Glycol storage tank overfilled | Failure | BRT
WSTOTANK | Waste Engine Oil tank | WSTOTANK - Waste Engine Oil tank | STTKDET | Storage tank deteriorated | STTKDET - Storage tank deteriorated | Failure | BRT
WSTOTANK | Waste Engine Oil tank | WSTOTANK - Waste Engine Oil tank | UTKDWDET | Underground double wall storage tank deteriorated | UTKDWDET - Underground double wall storage tank deteriorated | Failure | BRT
WSTOTANK | Waste Engine Oil tank | WSTOTANK - Waste Engine Oil tank | NRMWEAR | Normal Wear | NRMWEAR - Normal Wear | Cause | BRT
WSTOTANK | Waste Engine Oil tank | WSTOTANK - Waste Engine Oil tank | PROCISSU | Procedure Issue | PROCISSU - Procedure Issue | Cause | BRT
WSTOTANK | Waste Engine Oil tank | WSTOTANK - Waste Engine Oil tank | ADJUSTD | Adjusted | ADJUSTD - Adjusted | Action | BRT
WSTOTANK | Waste Engine Oil tank | WSTOTANK - Waste Engine Oil tank | REPRASS | Repair Asset | REPRASS - Repair Asset | Action | BRT
WSTWCOLS | Waste Water Collection System | WSTWCOLS - Waste Water Collection System | ABNTEMP | Abnormal Temperature | ABNTEMP - Abnormal Temperature | Problem | BRT
WSTWCOLS | Waste Water Collection System | WSTWCOLS - Waste Water Collection System | CORROS | Corrosion | CORROS - Corrosion | Problem | BRT
WSTWCOLS | Waste Water Collection System | WSTWCOLS - Waste Water Collection System | ELECTRIP | Electrical Trip Out | ELECTRIP - Electrical Trip Out | Problem | BRT
WSTWCOLS | Waste Water Collection System | WSTWCOLS - Waste Water Collection System | EXNOISE | Excessive Noise | EXNOISE - Excessive Noise | Problem | BRT
WSTWCOLS | Waste Water Collection System | WSTWCOLS - Waste Water Collection System | EXVIBRTN | Excessive Vibration | EXVIBRTN - Excessive Vibration | Problem | BRT
WSTWCOLS | Waste Water Collection System | WSTWCOLS - Waste Water Collection System | JAMMEDEQ | Jammed Equipment | JAMMEDEQ - Jammed Equipment | Problem | BRT
WSTWCOLS | Waste Water Collection System | WSTWCOLS - Waste Water Collection System | LEAKING | Leaking | LEAKING - Leaking | Problem | BRT
WSTWCOLS | Waste Water Collection System | WSTWCOLS - Waste Water Collection System | LOWPERF | Low Performance | LOWPERF - Low Performance | Problem | BRT
WSTWCOLS | Waste Water Collection System | WSTWCOLS - Waste Water Collection System | NONOPER | Non-Operational | NONOPER - Non-Operational | Problem | BRT
WSTWCOLS | Waste Water Collection System | WSTWCOLS - Waste Water Collection System | PHYDMGE | Physical Damage | PHYDMGE - Physical Damage | Problem | BRT
WSTWCOLS | Waste Water Collection System | WSTWCOLS - Waste Water Collection System | UNSMELL | Unusual Smell | UNSMELL - Unusual Smell | Problem | BRT
WSTWCOLS | Waste Water Collection System | WSTWCOLS - Waste Water Collection System | UNSMOKE | Unusual Smoke | UNSMOKE - Unusual Smoke | Problem | BRT
WSTWCOLS | Waste Water Collection System | WSTWCOLS - Waste Water Collection System | CTKILEV | Chemical Tanks Insufficient Levels | CTKILEV - Chemical Tanks Insufficient Levels | Failure | BRT
WSTWCOLS | Waste Water Collection System | WSTWCOLS - Waste Water Collection System | FWHLFAIL | Float Switch high level switch failed | FWHLFAIL - Float Switch high level switch failed | Failure | BRT
WSTWCOLS | Waste Water Collection System | WSTWCOLS - Waste Water Collection System | SUPTCONT | Sump Pit Contaminated | SUPTCONT - Sump Pit Contaminated | Failure | BRT
WSTWCOLS | Waste Water Collection System | WSTWCOLS - Waste Water Collection System | TMIBDET | Tank mixer impeller blades deteriorated | TMIBDET - Tank mixer impeller blades deteriorated | Failure | BRT
WSTWCOLS | Waste Water Collection System | WSTWCOLS - Waste Water Collection System | WCSAFAIL | Waste vacuum system alarms failed | WCSAFAIL - Waste vacuum system alarms failed | Failure | BRT
WSTWCOLS | Waste Water Collection System | WSTWCOLS - Waste Water Collection System | WTTKCONT | Water treatment tank Contaminated | WTTKCONT - Water treatment tank Contaminated | Failure | BRT
WSTWCOLS | Waste Water Collection System | WSTWCOLS - Waste Water Collection System | WVCSDET | Waste Vacuum Control Room System Components deteriorated | WVCSDET - Waste Vacuum Control Room System Components deteriorated | Failure | BRT
WSTWCOLS | Waste Water Collection System | WSTWCOLS - Waste Water Collection System | WVSCDET | Waste Vacuum Station Components deteriorated | WVSCDET - Waste Vacuum Station Components deteriorated | Failure | BRT
WSTWCOLS | Waste Water Collection System | WSTWCOLS - Waste Water Collection System | WVSDET | Waste Vacuum System deteriorated | WVSDET - Waste Vacuum System deteriorated | Failure | BRT
WSTWCOLS | Waste Water Collection System | WSTWCOLS - Waste Water Collection System | WVSSFAIL | Waste vacuum system alarm sensors fail | WVSSFAIL - Waste vacuum system alarm sensors fail | Failure | BRT
WSTWCOLS | Waste Water Collection System | WSTWCOLS - Waste Water Collection System | WWCSCONT | Waste water collection system contaminated | WWCSCONT - Waste water collection system contaminated | Failure | BRT
WSTWCOLS | Waste Water Collection System | WSTWCOLS - Waste Water Collection System | WWCSMDET | Waste water collection system Mechanical Components Deteriorated | WWCSMDET - Waste water collection system Mechanical Components Deteriorated | Failure | BRT
WSTWCOLS | Waste Water Collection System | WSTWCOLS - Waste Water Collection System | WWCSPDET | Waste water collection system control panel deteriorated | WWCSPDET - Waste water collection system control panel deteriorated | Failure | BRT
WSTWCOLS | Waste Water Collection System | WSTWCOLS - Waste Water Collection System | WWCSSDRF | Waste water collection system sensors calibration drifted | WWCSSDRF - Waste water collection system sensors calibration drifted | Failure | BRT
WSTWCOLS | Waste Water Collection System | WSTWCOLS - Waste Water Collection System | ACCIDENT | Accident | ACCIDENT - Accident | Cause | BRT
WSTWCOLS | Waste Water Collection System | WSTWCOLS - Waste Water Collection System | ACCWEAR | Accelerated Wear | ACCWEAR - Accelerated Wear | Cause | BRT
WSTWCOLS | Waste Water Collection System | WSTWCOLS - Waste Water Collection System | ACTGOD | Weather condition/Forces of nature or Act of God | ACTGOD - Weather condition/Forces of nature or Act of God | Cause | BRT
WSTWCOLS | Waste Water Collection System | WSTWCOLS - Waste Water Collection System | CONTAM | Contamination | CONTAM - Contamination | Cause | BRT
WSTWCOLS | Waste Water Collection System | WSTWCOLS - Waste Water Collection System | DEFASSET | Defective Asset | DEFASSET - Defective Asset | Cause | BRT
WSTWCOLS | Waste Water Collection System | WSTWCOLS - Waste Water Collection System | EXLOAD | Excessive Load | EXLOAD - Excessive Load | Cause | BRT
WSTWCOLS | Waste Water Collection System | WSTWCOLS - Waste Water Collection System | IMPRMNT | Improper Maintenance | IMPRMNT - Improper Maintenance | Cause | BRT
WSTWCOLS | Waste Water Collection System | WSTWCOLS - Waste Water Collection System | INSLUBR | Insufficient Lubrication | INSLUBR - Insufficient Lubrication | Cause | BRT
WSTWCOLS | Waste Water Collection System | WSTWCOLS - Waste Water Collection System | LACKTRN | Lack of/ Inadequate Training | LACKTRN - Lack of/ Inadequate Training | Cause | BRT
WSTWCOLS | Waste Water Collection System | WSTWCOLS - Waste Water Collection System | MISSCMP | Loose/ Missing Component | MISSCMP - Loose/ Missing Component | Cause | BRT
WSTWCOLS | Waste Water Collection System | WSTWCOLS - Waste Water Collection System | NRMWEAR | Normal Wear | NRMWEAR - Normal Wear | Cause | BRT
WSTWCOLS | Waste Water Collection System | WSTWCOLS - Waste Water Collection System | OTHER | Other (specify) | OTHER - Other (specify) | Cause | BRT
WSTWCOLS | Waste Water Collection System | WSTWCOLS - Waste Water Collection System | PRINSTAL | Poor Installation | PRINSTAL - Poor Installation | Cause | BRT
WSTWCOLS | Waste Water Collection System | WSTWCOLS - Waste Water Collection System | PROCISSU | Procedure Issue | PROCISSU - Procedure Issue | Cause | BRT
WSTWCOLS | Waste Water Collection System | WSTWCOLS - Waste Water Collection System | UTLFAIL | Utility Failure | UTLFAIL - Utility Failure | Cause | BRT
WSTWCOLS | Waste Water Collection System | WSTWCOLS - Waste Water Collection System | VNDLSM | Vandalism | VNDLSM - Vandalism | Cause | BRT
WSTWCOLS | Waste Water Collection System | WSTWCOLS - Waste Water Collection System | WORNCMPT | Defective/ Worn Component | WORNCMPT - Defective/ Worn Component | Cause | BRT
WSTWCOLS | Waste Water Collection System | WSTWCOLS - Waste Water Collection System | ADJUSTD | Adjusted | ADJUSTD - Adjusted | Action | BRT
WSTWCOLS | Waste Water Collection System | WSTWCOLS - Waste Water Collection System | DECOMM | Decommission | DECOMM - Decommission | Action | BRT
WSTWCOLS | Waste Water Collection System | WSTWCOLS - Waste Water Collection System | DECONTME | Decontaminate | DECONTME - Decontaminate | Action | BRT
WSTWCOLS | Waste Water Collection System | WSTWCOLS - Waste Water Collection System | DONOTHIN | Do Nothing | DONOTHIN - Do Nothing | Action | BRT
WSTWCOLS | Waste Water Collection System | WSTWCOLS - Waste Water Collection System | LUBRCTE | Lubricate | LUBRCTE - Lubricate | Action | BRT
WSTWCOLS | Waste Water Collection System | WSTWCOLS - Waste Water Collection System | OTHER | Other (specify) | OTHER - Other (specify) | Action | BRT
WSTWCOLS | Waste Water Collection System | WSTWCOLS - Waste Water Collection System | RECALBRT | Recalibrate | RECALBRT - Recalibrate | Action | BRT
WSTWCOLS | Waste Water Collection System | WSTWCOLS - Waste Water Collection System | REMVOBT | Remove Obstruction | REMVOBT - Remove Obstruction | Action | BRT
WSTWCOLS | Waste Water Collection System | WSTWCOLS - Waste Water Collection System | REPCMPT | Repair Component | REPCMPT - Repair Component | Action | BRT
WSTWCOLS | Waste Water Collection System | WSTWCOLS - Waste Water Collection System | REPLASS | Replace Asset | REPLASS - Replace Asset | Action | BRT
WSTWCOLS | Waste Water Collection System | WSTWCOLS - Waste Water Collection System | REPLCMPT | Replace Component | REPLCMPT - Replace Component | Action | BRT
WSTWCOLS | Waste Water Collection System | WSTWCOLS - Waste Water Collection System | REPRASS | Repair Asset | REPRASS - Repair Asset | Action | BRT
WSTWCOLS | Waste Water Collection System | WSTWCOLS - Waste Water Collection System | UPGRADES | Upgrade | UPGRADES - Upgrade | Action | BRT
WSTWLS | Waste Water Lift Station | WSTWLS - Waste Water Lift Station | ABNTEMP | Abnormal Temperature | ABNTEMP - Abnormal Temperature | Problem | BRT
WSTWLS | Waste Water Lift Station | WSTWLS - Waste Water Lift Station | CORROS | Corrosion | CORROS - Corrosion | Problem | BRT
WSTWLS | Waste Water Lift Station | WSTWLS - Waste Water Lift Station | ELECTRIP | Electrical Trip Out | ELECTRIP - Electrical Trip Out | Problem | BRT
WSTWLS | Waste Water Lift Station | WSTWLS - Waste Water Lift Station | EXNOISE | Excessive Noise | EXNOISE - Excessive Noise | Problem | BRT
WSTWLS | Waste Water Lift Station | WSTWLS - Waste Water Lift Station | EXVIBRTN | Excessive Vibration | EXVIBRTN - Excessive Vibration | Problem | BRT
WSTWLS | Waste Water Lift Station | WSTWLS - Waste Water Lift Station | JAMMEDEQ | Jammed Equipment | JAMMEDEQ - Jammed Equipment | Problem | BRT
WSTWLS | Waste Water Lift Station | WSTWLS - Waste Water Lift Station | LEAKING | Leaking | LEAKING - Leaking | Problem | BRT
WSTWLS | Waste Water Lift Station | WSTWLS - Waste Water Lift Station | LOWPERF | Low Performance | LOWPERF - Low Performance | Problem | BRT
WSTWLS | Waste Water Lift Station | WSTWLS - Waste Water Lift Station | NONOPER | Non-Operational | NONOPER - Non-Operational | Problem | BRT
WSTWLS | Waste Water Lift Station | WSTWLS - Waste Water Lift Station | PHYDMGE | Physical Damage | PHYDMGE - Physical Damage | Problem | BRT
WSTWLS | Waste Water Lift Station | WSTWLS - Waste Water Lift Station | UNSMELL | Unusual Smell | UNSMELL - Unusual Smell | Problem | BRT
WSTWLS | Waste Water Lift Station | WSTWLS - Waste Water Lift Station | UNSMOKE | Unusual Smoke | UNSMOKE - Unusual Smoke | Problem | BRT
WSTWLS | Waste Water Lift Station | WSTWLS - Waste Water Lift Station | LSSPFAIL | Lift station standby pump failed | LSSPFAIL - Lift station standby pump failed | Failure | BRT
WSTWLS | Waste Water Lift Station | WSTWLS - Waste Water Lift Station | PMPBILUB | Pump bearings insufficiently lubricated | PMPBILUB - Pump bearings insufficiently lubricated | Failure | BRT
WSTWLS | Waste Water Lift Station | WSTWLS - Waste Water Lift Station | PSLSFAIL | Primary waste water lift station pump failed | PSLSFAIL - Primary waste water lift station pump failed | Failure | BRT
WSTWLS | Waste Water Lift Station | WSTWLS - Waste Water Lift Station | WWLSLUB | Float lubrication insufficient | WWLSLUB - Float lubrication insufficient | Failure | BRT
WSTWLS | Waste Water Lift Station | WSTWLS - Waste Water Lift Station | WWPCONT | Sanitation submersible pump contaminated | WWPCONT - Sanitation submersible pump contaminated | Failure | BRT
WSTWLS | Waste Water Lift Station | WSTWLS - Waste Water Lift Station | WWPIDDET | Float deteriorated | WWPIDDET - Float deteriorated | Failure | BRT
WSTWLS | Waste Water Lift Station | WSTWLS - Waste Water Lift Station | ACCIDENT | Accident | ACCIDENT - Accident | Cause | BRT
WSTWLS | Waste Water Lift Station | WSTWLS - Waste Water Lift Station | ACCWEAR | Accelerated Wear | ACCWEAR - Accelerated Wear | Cause | BRT
WSTWLS | Waste Water Lift Station | WSTWLS - Waste Water Lift Station | ACTGOD | Weather condition/Forces of nature or Act of God | ACTGOD - Weather condition/Forces of nature or Act of God | Cause | BRT
WSTWLS | Waste Water Lift Station | WSTWLS - Waste Water Lift Station | CONTAM | Contamination | CONTAM - Contamination | Cause | BRT
WSTWLS | Waste Water Lift Station | WSTWLS - Waste Water Lift Station | DEFASSET | Defective Asset | DEFASSET - Defective Asset | Cause | BRT
WSTWLS | Waste Water Lift Station | WSTWLS - Waste Water Lift Station | EXLOAD | Excessive Load | EXLOAD - Excessive Load | Cause | BRT
WSTWLS | Waste Water Lift Station | WSTWLS - Waste Water Lift Station | IMPRMNT | Improper Maintenance | IMPRMNT - Improper Maintenance | Cause | BRT
WSTWLS | Waste Water Lift Station | WSTWLS - Waste Water Lift Station | INSLUBR | Insufficient Lubrication | INSLUBR - Insufficient Lubrication | Cause | BRT
WSTWLS | Waste Water Lift Station | WSTWLS - Waste Water Lift Station | LACKTRN | Lack of/ Inadequate Training | LACKTRN - Lack of/ Inadequate Training | Cause | BRT
WSTWLS | Waste Water Lift Station | WSTWLS - Waste Water Lift Station | MISSCMP | Loose/ Missing Component | MISSCMP - Loose/ Missing Component | Cause | BRT
WSTWLS | Waste Water Lift Station | WSTWLS - Waste Water Lift Station | NRMWEAR | Normal Wear | NRMWEAR - Normal Wear | Cause | BRT
WSTWLS | Waste Water Lift Station | WSTWLS - Waste Water Lift Station | OTHER | Other (specify) | OTHER - Other (specify) | Cause | BRT
WSTWLS | Waste Water Lift Station | WSTWLS - Waste Water Lift Station | PRINSTAL | Poor Installation | PRINSTAL - Poor Installation | Cause | BRT
WSTWLS | Waste Water Lift Station | WSTWLS - Waste Water Lift Station | PROCISSU | Procedure Issue | PROCISSU - Procedure Issue | Cause | BRT
WSTWLS | Waste Water Lift Station | WSTWLS - Waste Water Lift Station | UTLFAIL | Utility Failure | UTLFAIL - Utility Failure | Cause | BRT
WSTWLS | Waste Water Lift Station | WSTWLS - Waste Water Lift Station | VNDLSM | Vandalism | VNDLSM - Vandalism | Cause | BRT
WSTWLS | Waste Water Lift Station | WSTWLS - Waste Water Lift Station | WORNCMPT | Defective/ Worn Component | WORNCMPT - Defective/ Worn Component | Cause | BRT
WSTWLS | Waste Water Lift Station | WSTWLS - Waste Water Lift Station | ADJUSTD | Adjusted | ADJUSTD - Adjusted | Action | BRT
WSTWLS | Waste Water Lift Station | WSTWLS - Waste Water Lift Station | DECOMM | Decommission | DECOMM - Decommission | Action | BRT
WSTWLS | Waste Water Lift Station | WSTWLS - Waste Water Lift Station | DECONTME | Decontaminate | DECONTME - Decontaminate | Action | BRT
WSTWLS | Waste Water Lift Station | WSTWLS - Waste Water Lift Station | DONOTHIN | Do Nothing | DONOTHIN - Do Nothing | Action | BRT
WSTWLS | Waste Water Lift Station | WSTWLS - Waste Water Lift Station | LUBRCTE | Lubricate | LUBRCTE - Lubricate | Action | BRT
WSTWLS | Waste Water Lift Station | WSTWLS - Waste Water Lift Station | OTHER | Other (specify) | OTHER - Other (specify) | Action | BRT
WSTWLS | Waste Water Lift Station | WSTWLS - Waste Water Lift Station | RECALBRT | Recalibrate | RECALBRT - Recalibrate | Action | BRT
WSTWLS | Waste Water Lift Station | WSTWLS - Waste Water Lift Station | REMVOBT | Remove Obstruction | REMVOBT - Remove Obstruction | Action | BRT
WSTWLS | Waste Water Lift Station | WSTWLS - Waste Water Lift Station | REPCMPT | Repair Component | REPCMPT - Repair Component | Action | BRT
WSTWLS | Waste Water Lift Station | WSTWLS - Waste Water Lift Station | REPLASS | Replace Asset | REPLASS - Replace Asset | Action | BRT
WSTWLS | Waste Water Lift Station | WSTWLS - Waste Water Lift Station | REPLCMPT | Replace Component | REPLCMPT - Replace Component | Action | BRT
WSTWLS | Waste Water Lift Station | WSTWLS - Waste Water Lift Station | REPRASS | Repair Asset | REPRASS - Repair Asset | Action | BRT
WSTWLS | Waste Water Lift Station | WSTWLS - Waste Water Lift Station | UPGRADES | Upgrade | UPGRADES - Upgrade | Action | BRT
WTRSFNR | Water Softener | WTRSFNR - Water Softener | ABNTEMP | Abnormal Temperature | ABNTEMP - Abnormal Temperature | Problem | BRT
WTRSFNR | Water Softener | WTRSFNR - Water Softener | CORROS | Corrosion | CORROS - Corrosion | Problem | BRT
WTRSFNR | Water Softener | WTRSFNR - Water Softener | ELECTRIP | Electrical Trip Out | ELECTRIP - Electrical Trip Out | Problem | BRT
WTRSFNR | Water Softener | WTRSFNR - Water Softener | EXNOISE | Excessive Noise | EXNOISE - Excessive Noise | Problem | BRT
WTRSFNR | Water Softener | WTRSFNR - Water Softener | EXVIBRTN | Excessive Vibration | EXVIBRTN - Excessive Vibration | Problem | BRT
WTRSFNR | Water Softener | WTRSFNR - Water Softener | JAMMEDEQ | Jammed Equipment | JAMMEDEQ - Jammed Equipment | Problem | BRT
WTRSFNR | Water Softener | WTRSFNR - Water Softener | LEAKING | Leaking | LEAKING - Leaking | Problem | BRT
WTRSFNR | Water Softener | WTRSFNR - Water Softener | LOWPERF | Low Performance | LOWPERF - Low Performance | Problem | BRT
WTRSFNR | Water Softener | WTRSFNR - Water Softener | NONOPER | Non-Operational | NONOPER - Non-Operational | Problem | BRT
WTRSFNR | Water Softener | WTRSFNR - Water Softener | PHYDMGE | Physical Damage | PHYDMGE - Physical Damage | Problem | BRT
WTRSFNR | Water Softener | WTRSFNR - Water Softener | UNSMELL | Unusual Smell | UNSMELL - Unusual Smell | Problem | BRT
WTRSFNR | Water Softener | WTRSFNR - Water Softener | UNSMOKE | Unusual Smoke | UNSMOKE - Unusual Smoke | Problem | BRT
WTRSFNR | Water Softener | WTRSFNR - Water Softener | CTRVFAIL | Control valve failed | CTRVFAIL - Control valve failed | Failure | BRT
WTRSFNR | Water Softener | WTRSFNR - Water Softener | RPCFAIL | Regeneration process control failed | RPCFAIL - Regeneration process control failed | Failure | BRT
WTRSFNR | Water Softener | WTRSFNR - Water Softener | TNKLDET | Tank Liner Deteriorated | TNKLDET - Tank Liner Deteriorated | Failure | BRT
WTRSFNR | Water Softener | WTRSFNR - Water Softener | WTRSDET | Water softener resin deteriorated | WTRSDET - Water softener resin deteriorated | Failure | BRT
WTRSFNR | Water Softener | WTRSFNR - Water Softener | ACCIDENT | Accident | ACCIDENT - Accident | Cause | BRT
WTRSFNR | Water Softener | WTRSFNR - Water Softener | ACCWEAR | Accelerated Wear | ACCWEAR - Accelerated Wear | Cause | BRT
WTRSFNR | Water Softener | WTRSFNR - Water Softener | ACTGOD | Weather condition/Forces of nature or Act of God | ACTGOD - Weather condition/Forces of nature or Act of God | Cause | BRT
WTRSFNR | Water Softener | WTRSFNR - Water Softener | CONTAM | Contamination | CONTAM - Contamination | Cause | BRT
WTRSFNR | Water Softener | WTRSFNR - Water Softener | DEFASSET | Defective Asset | DEFASSET - Defective Asset | Cause | BRT
WTRSFNR | Water Softener | WTRSFNR - Water Softener | EXLOAD | Excessive Load | EXLOAD - Excessive Load | Cause | BRT
WTRSFNR | Water Softener | WTRSFNR - Water Softener | IMPRMNT | Improper Maintenance | IMPRMNT - Improper Maintenance | Cause | BRT
WTRSFNR | Water Softener | WTRSFNR - Water Softener | INSLUBR | Insufficient Lubrication | INSLUBR - Insufficient Lubrication | Cause | BRT
WTRSFNR | Water Softener | WTRSFNR - Water Softener | LACKTRN | Lack of/ Inadequate Training | LACKTRN - Lack of/ Inadequate Training | Cause | BRT
WTRSFNR | Water Softener | WTRSFNR - Water Softener | MISSCMP | Loose/ Missing Component | MISSCMP - Loose/ Missing Component | Cause | BRT
WTRSFNR | Water Softener | WTRSFNR - Water Softener | NRMWEAR | Normal Wear | NRMWEAR - Normal Wear | Cause | BRT
WTRSFNR | Water Softener | WTRSFNR - Water Softener | OTHER | Other (specify) | OTHER - Other (specify) | Cause | BRT
WTRSFNR | Water Softener | WTRSFNR - Water Softener | PRINSTAL | Poor Installation | PRINSTAL - Poor Installation | Cause | BRT
WTRSFNR | Water Softener | WTRSFNR - Water Softener | PROCISSU | Procedure Issue | PROCISSU - Procedure Issue | Cause | BRT
WTRSFNR | Water Softener | WTRSFNR - Water Softener | UTLFAIL | Utility Failure | UTLFAIL - Utility Failure | Cause | BRT
WTRSFNR | Water Softener | WTRSFNR - Water Softener | VNDLSM | Vandalism | VNDLSM - Vandalism | Cause | BRT
WTRSFNR | Water Softener | WTRSFNR - Water Softener | WORNCMPT | Defective/ Worn Component | WORNCMPT - Defective/ Worn Component | Cause | BRT
WTRSFNR | Water Softener | WTRSFNR - Water Softener | ADJUSTD | Adjusted | ADJUSTD - Adjusted | Action | BRT
WTRSFNR | Water Softener | WTRSFNR - Water Softener | DECOMM | Decommission | DECOMM - Decommission | Action | BRT
WTRSFNR | Water Softener | WTRSFNR - Water Softener | DECONTME | Decontaminate | DECONTME - Decontaminate | Action | BRT
WTRSFNR | Water Softener | WTRSFNR - Water Softener | DONOTHIN | Do Nothing | DONOTHIN - Do Nothing | Action | BRT
WTRSFNR | Water Softener | WTRSFNR - Water Softener | LUBRCTE | Lubricate | LUBRCTE - Lubricate | Action | BRT
WTRSFNR | Water Softener | WTRSFNR - Water Softener | OTHER | Other (specify) | OTHER - Other (specify) | Action | BRT
WTRSFNR | Water Softener | WTRSFNR - Water Softener | RECALBRT | Recalibrate | RECALBRT - Recalibrate | Action | BRT
WTRSFNR | Water Softener | WTRSFNR - Water Softener | REMVOBT | Remove Obstruction | REMVOBT - Remove Obstruction | Action | BRT
WTRSFNR | Water Softener | WTRSFNR - Water Softener | REPCMPT | Repair Component | REPCMPT - Repair Component | Action | BRT
WTRSFNR | Water Softener | WTRSFNR - Water Softener | REPLASS | Replace Asset | REPLASS - Replace Asset | Action | BRT
WTRSFNR | Water Softener | WTRSFNR - Water Softener | REPLCMPT | Replace Component | REPLCMPT - Replace Component | Action | BRT
WTRSFNR | Water Softener | WTRSFNR - Water Softener | REPRASS | Repair Asset | REPRASS - Repair Asset | Action | BRT
WTRSFNR | Water Softener | WTRSFNR - Water Softener | UPGRADES | Upgrade | UPGRADES - Upgrade | Action | BRT

## 9.0 MAL - Instructions
INDEX
FACILITIES PROJECT
Master Asset List (MAL)
Contract No./ Project No.
Project Name
Project Representative
Asset Class Representatives
Substantial/Estimated Completion Date
BACKGROUND: In line with the Asset Management Policy and Asset Information Handover Procedure, the MAL is a tool to capture the data of new assets, impacts to existing assets or assets that have been decommisioned/withdrawn as part of the project as well as related File Geodatabase information.
INSTRUCTIONS
CPG PROJECT DELIVERY TEAM:
*provide the predefined Asset IDs if tagging/barcoding will be carried out
*carry out data quality assurance checks
PROJECT DELIVERY TEAM (PDT):
*provide the MAL template to the contractor
*once the contractor completes the MAL validate the entries
*send the MAL to the Station Services Team for validation
CONTRACTOR:
*complete all tabs in this MAL template workbook
*if warranty is being provided commence with the Warranty work sheet
*for help in completing the worksheets contact your PDT
*once completed provide the MAL workbook to your PDT for validation
*follow Metrolinx and Business Unit process/standards

## 9.1 MAL-Warranty
INDEX | WARRANTY DETAILS
Fields-> | Warranty Identifier | Project Asset ID | Warranty Start Date | Warranty End Date | Warranty Provider |  | Parts Coverage | Labour Coverage | Warranty Document Name
Instructions -> | Unique ID for the Warranty | Enter the Asset ID from the MAL tab that is covered under this warranty | MMM-DD-YYYY | MMM-DD-YYYY | Provider Type | Name of Corporation | % | % | Should match to the filename identified in the Asset Document Control List (ADCL) or Master Information Delivery Plan (MIDP)

## 9.2 Surplus Parts
INDEX
| Asset |  |  | Manufacturer |  | Part Information | [8 empty] | Regulatory
Fields → | Project Asset ID | Asset ID | Asset Class | OEM | OEM Part No. | Part Description | Part UOM | Handover Quantity | Part Price | Recommended Supplier | Expected Obsolescence | Recommended Critical Spare Qty | Serial Number | Lot Number | Hazardous Material Code | VMRS code
Instructions → | Prepopulated list from MAL sheet |  | Class the Part is associated with | Original Equipment Manufacturer | Part No. | Describe the part (Ex - Switch Motor) | Unit of Measure part is sold in (For ex - Each) | Number of parts being handed over to maintenance from the project | Price of the part | Name of supplier that provides part | YYYY. Year the part is expected to become obsolete / generaly unavailable for purchase | Number of spares to be held in inventory at all times | Serial number for each part handed over, if serialized | Lot number for the part(s) being handed over | HAZMAT Code | Vehicle Maintenance Reporting Standards code
|  | #N/A | #N/A
|  | #N/A | #N/A
|  | #N/A | #N/A
|  | #N/A | #N/A
|  | #N/A | #N/A
|  | #N/A | #N/A
|  | #N/A | #N/A
|  | #N/A | #N/A
|  | #N/A | #N/A
|  | #N/A | #N/A
|  | #N/A | #N/A
|  | #N/A | #N/A
|  | #N/A | #N/A
|  | #N/A | #N/A
|  | #N/A | #N/A
|  | #N/A | #N/A
|  | #N/A | #N/A
|  | #N/A | #N/A
|  | #N/A | #N/A
|  | #N/A | #N/A
|  | #N/A | #N/A
|  | #N/A | #N/A
|  | #N/A | #N/A
|  | #N/A | #N/A
|  | #N/A | #N/A
|  | #N/A | #N/A
|  | #N/A | #N/A
|  | #N/A | #N/A
|  | #N/A | #N/A
|  | #N/A | #N/A
|  | #N/A | #N/A
|  | #N/A | #N/A
|  | #N/A | #N/A
|  | #N/A | #N/A
|  | #N/A | #N/A
|  | #N/A | #N/A
|  | #N/A | #N/A
|  | #N/A | #N/A
|  | #N/A | #N/A
|  | #N/A | #N/A
|  | #N/A | #N/A
|  | #N/A | #N/A
|  | #N/A | #N/A
|  | #N/A | #N/A
|  | #N/A | #N/A
|  | #N/A | #N/A
|  | #N/A | #N/A
|  | #N/A | #N/A
|  | #N/A | #N/A
|  | #N/A | #N/A
|  | #N/A | #N/A
|  | #N/A | #N/A
|  | #N/A | #N/A
|  | #N/A | #N/A
|  | #N/A | #N/A
|  | #N/A | #N/A
|  | #N/A | #N/A
|  | #N/A | #N/A
|  | #N/A | #N/A
|  | #N/A | #N/A
|  | #N/A | #N/A
|  | #N/A | #N/A
|  | #N/A | #N/A
|  | #N/A | #N/A
|  | #N/A | #N/A
|  | #N/A | #N/A
|  | #N/A | #N/A
|  | #N/A | #N/A
|  | #N/A | #N/A
|  | #N/A | #N/A
|  | #N/A | #N/A
|  | #N/A | #N/A
|  | #N/A | #N/A
|  | #N/A | #N/A
|  | #N/A | #N/A
|  | #N/A | #N/A
|  | #N/A | #N/A
|  | #N/A | #N/A
|  | #N/A | #N/A
|  | #N/A | #N/A
|  | #N/A | #N/A
|  | #N/A | #N/A
|  | #N/A | #N/A
|  | #N/A | #N/A
|  | #N/A | #N/A
|  | #N/A | #N/A
|  | #N/A | #N/A
|  | #N/A | #N/A
|  | #N/A | #N/A
|  | #N/A | #N/A
|  | #N/A | #N/A
|  | #N/A | #N/A
|  | #N/A | #N/A
|  | #N/A | #N/A
|  | #N/A | #N/A
|  | #N/A | #N/A
|  | #N/A | #N/A
|  | #N/A | #N/A
|  | #N/A | #N/A
|  | #N/A | #N/A
|  | #N/A | #N/A
|  | #N/A | #N/A
|  | #N/A | #N/A
|  | #N/A | #N/A
|  | #N/A | #N/A
|  | #N/A | #N/A
|  | #N/A | #N/A
|  | #N/A | #N/A
|  | #N/A | #N/A
|  | #N/A | #N/A
|  | #N/A | #N/A
|  | #N/A | #N/A
|  | #N/A | #N/A
|  | #N/A | #N/A
|  | #N/A | #N/A
|  | #N/A | #N/A
|  | #N/A | #N/A
|  | #N/A | #N/A
|  | #N/A | #N/A
|  | #N/A | #N/A
|  | #N/A | #N/A
|  | #N/A | #N/A
|  | #N/A | #N/A
|  | #N/A | #N/A
|  | #N/A | #N/A
|  | #N/A | #N/A
|  | #N/A | #N/A
|  | #N/A | #N/A
|  | #N/A | #N/A
|  | #N/A | #N/A
|  | #N/A | #N/A
|  | #N/A | #N/A
|  | #N/A | #N/A
|  | #N/A | #N/A
|  | #N/A | #N/A
|  | #N/A | #N/A
|  | #N/A | #N/A
|  | #N/A | #N/A
|  | #N/A | #N/A
|  | #N/A | #N/A
|  | #N/A | #N/A
|  | #N/A | #N/A
|  | #N/A | #N/A
|  | #N/A | #N/A
|  | #N/A | #N/A
|  | #N/A | #N/A
|  | #N/A | #N/A
|  | #N/A | #N/A
|  | #N/A | #N/A
|  | #N/A | #N/A
|  | #N/A | #N/A
|  | #N/A | #N/A
|  | #N/A | #N/A
|  | #N/A | #N/A
|  | #N/A | #N/A
|  | #N/A | #N/A
|  | #N/A | #N/A
|  | #N/A | #N/A
|  | #N/A | #N/A
|  | #N/A | #N/A
|  | #N/A | #N/A
|  | #N/A | #N/A
|  | #N/A | #N/A
|  | #N/A | #N/A
|  | #N/A | #N/A
|  | #N/A | #N/A
|  | #N/A | #N/A
|  | #N/A | #N/A
|  | #N/A | #N/A
|  | #N/A | #N/A
|  | #N/A | #N/A
|  | #N/A | #N/A
|  | #N/A | #N/A
|  | #N/A | #N/A
|  | #N/A | #N/A
|  | #N/A | #N/A
|  | #N/A | #N/A
|  | #N/A | #N/A
|  | #N/A | #N/A
|  | #N/A | #N/A
|  | #N/A | #N/A
|  | #N/A | #N/A
|  | #N/A | #N/A
|  | #N/A | #N/A
|  | #N/A | #N/A
|  | #N/A | #N/A
|  | #N/A | #N/A
|  | #N/A | #N/A
|  | #N/A | #N/A
|  | #N/A | #N/A
|  | #N/A | #N/A
|  | #N/A | #N/A
|  | #N/A | #N/A
|  | #N/A | #N/A
|  | #N/A | #N/A
|  | #N/A | #N/A
|  | #N/A | #N/A
|  | #N/A | #N/A
|  | #N/A | #N/A
|  | #N/A | #N/A
|  | #N/A | #N/A
|  | #N/A | #N/A
|  | #N/A | #N/A
|  | #N/A | #N/A
|  | #N/A | #N/A
|  | #N/A | #N/A
|  | #N/A | #N/A
|  | #N/A | #N/A
|  | #N/A | #N/A
|  | #N/A | #N/A
|  | #N/A | #N/A
|  | #N/A | #N/A
|  | #N/A | #N/A
|  | #N/A | #N/A
|  | #N/A | #N/A
|  | #N/A | #N/A
|  | #N/A | #N/A
|  | #N/A | #N/A
|  | #N/A | #N/A
|  | #N/A | #N/A
|  | #N/A | #N/A
|  | #N/A | #N/A
|  | #N/A | #N/A
|  | #N/A | #N/A
|  | #N/A | #N/A
|  | #N/A | #N/A
|  | #N/A | #N/A
|  | #N/A | #N/A
|  | #N/A | #N/A
|  | #N/A | #N/A
|  | #N/A | #N/A
|  | #N/A | #N/A
|  | #N/A | #N/A
|  | #N/A | #N/A
|  | #N/A | #N/A
|  | #N/A | #N/A
|  | #N/A | #N/A
|  | #N/A | #N/A
|  | #N/A | #N/A
|  | #N/A | #N/A
|  | #N/A | #N/A
|  | #N/A | #N/A
|  | #N/A | #N/A
|  | #N/A | #N/A
|  | #N/A | #N/A
|  | #N/A | #N/A
|  | #N/A | #N/A
|  | #N/A | #N/A
|  | #N/A | #N/A
|  | #N/A | #N/A
|  | #N/A | #N/A
|  | #N/A | #N/A
|  | #N/A | #N/A
|  | #N/A | #N/A
|  | #N/A | #N/A
|  | #N/A | #N/A
|  | #N/A | #N/A
|  | #N/A | #N/A
|  | #N/A | #N/A
|  | #N/A | #N/A
|  | #N/A | #N/A
|  | #N/A | #N/A
|  | #N/A | #N/A
|  | #N/A | #N/A
|  | #N/A | #N/A
|  | #N/A | #N/A
|  | #N/A | #N/A
|  | #N/A | #N/A
|  | #N/A | #N/A
|  | #N/A | #N/A
|  | #N/A | #N/A
|  | #N/A | #N/A
|  | #N/A | #N/A
|  | #N/A | #N/A
|  | #N/A | #N/A
|  | #N/A | #N/A
|  | #N/A | #N/A
|  | #N/A | #N/A
|  | #N/A | #N/A
|  | #N/A | #N/A
|  | #N/A | #N/A
|  | #N/A | #N/A
|  | #N/A | #N/A
|  | #N/A | #N/A
|  | #N/A | #N/A
|  | #N/A | #N/A
|  | #N/A | #N/A
|  | #N/A | #N/A
|  | #N/A | #N/A
|  | #N/A | #N/A
|  | #N/A | #N/A
|  | #N/A | #N/A
|  | #N/A | #N/A
|  | #N/A | #N/A
|  | #N/A | #N/A
|  | #N/A | #N/A
|  | #N/A | #N/A
|  | #N/A | #N/A
|  | #N/A | #N/A
|  | #N/A | #N/A
|  | #N/A | #N/A
|  | #N/A | #N/A
|  | #N/A | #N/A
|  | #N/A | #N/A
|  | #N/A | #N/A
|  | #N/A | #N/A
|  | #N/A | #N/A
|  | #N/A | #N/A
|  | #N/A | #N/A
|  | #N/A | #N/A
|  | #N/A | #N/A
|  | #N/A | #N/A
|  | #N/A | #N/A
|  | #N/A | #N/A
|  | #N/A | #N/A
|  | #N/A | #N/A
|  | #N/A | #N/A
|  | #N/A | #N/A
|  | #N/A | #N/A
|  | #N/A | #N/A
|  | #N/A | #N/A
|  | #N/A | #N/A
|  | #N/A | #N/A
|  | #N/A | #N/A
|  | #N/A | #N/A
|  | #N/A | #N/A
|  | #N/A | #N/A
|  | #N/A | #N/A
|  | #N/A | #N/A
|  | #N/A | #N/A
|  | #N/A | #N/A
|  | #N/A | #N/A
|  | #N/A | #N/A
|  | #N/A | #N/A
|  | #N/A | #N/A
|  | #N/A | #N/A
|  | #N/A | #N/A
|  | #N/A | #N/A
|  | #N/A | #N/A
|  | #N/A | #N/A
|  | #N/A | #N/A
|  | #N/A | #N/A
|  | #N/A | #N/A
|  | #N/A | #N/A
|  | #N/A | #N/A
|  | #N/A | #N/A
|  | #N/A | #N/A
|  | #N/A | #N/A
|  | #N/A | #N/A
|  | #N/A | #N/A
|  | #N/A | #N/A
|  | #N/A | #N/A
|  | #N/A | #N/A
|  | #N/A | #N/A
|  | #N/A | #N/A
|  | #N/A | #N/A
|  | #N/A | #N/A
|  | #N/A | #N/A
|  | #N/A | #N/A
|  | #N/A | #N/A
|  | #N/A | #N/A
|  | #N/A | #N/A
|  | #N/A | #N/A
|  | #N/A | #N/A
|  | #N/A | #N/A
|  | #N/A | #N/A
|  | #N/A | #N/A
|  | #N/A | #N/A
|  | #N/A | #N/A
|  | #N/A | #N/A
|  | #N/A | #N/A
|  | #N/A | #N/A
|  | #N/A | #N/A
|  | #N/A | #N/A
|  | #N/A | #N/A
|  | #N/A | #N/A
|  | #N/A | #N/A
|  | #N/A | #N/A
|  | #N/A | #N/A
|  | #N/A | #N/A
|  | #N/A | #N/A
|  | #N/A | #N/A
|  | #N/A | #N/A
|  | #N/A | #N/A
|  | #N/A | #N/A
|  | #N/A | #N/A
|  | #N/A | #N/A
|  | #N/A | #N/A
|  | #N/A | #N/A
|  | #N/A | #N/A
|  | #N/A | #N/A
|  | #N/A | #N/A
|  | #N/A | #N/A
|  | #N/A | #N/A
|  | #N/A | #N/A
|  | #N/A | #N/A
|  | #N/A | #N/A
|  | #N/A | #N/A
|  | #N/A | #N/A
|  | #N/A | #N/A
|  | #N/A | #N/A
|  | #N/A | #N/A
|  | #N/A | #N/A
|  | #N/A | #N/A
|  | #N/A | #N/A
|  | #N/A | #N/A
|  | #N/A | #N/A
|  | #N/A | #N/A
|  | #N/A | #N/A
|  | #N/A | #N/A
|  | #N/A | #N/A
|  | #N/A | #N/A
|  | #N/A | #N/A
|  | #N/A | #N/A
|  | #N/A | #N/A
|  | #N/A | #N/A
|  | #N/A | #N/A
|  | #N/A | #N/A
|  | #N/A | #N/A
|  | #N/A | #N/A
|  | #N/A | #N/A
|  | #N/A | #N/A
|  | #N/A | #N/A
|  | #N/A | #N/A
|  | #N/A | #N/A
|  | #N/A | #N/A
|  | #N/A | #N/A
|  | #N/A | #N/A
|  | #N/A | #N/A
|  | #N/A | #N/A
|  | #N/A | #N/A
|  | #N/A | #N/A
|  | #N/A | #N/A
|  | #N/A | #N/A
|  | #N/A | #N/A
|  | #N/A | #N/A
|  | #N/A | #N/A
|  | #N/A | #N/A
|  | #N/A | #N/A
|  | #N/A | #N/A
|  | #N/A | #N/A
|  | #N/A | #N/A
|  | #N/A | #N/A
|  | #N/A | #N/A
|  | #N/A | #N/A
|  | #N/A | #N/A
|  | #N/A | #N/A
|  | #N/A | #N/A
|  | #N/A | #N/A
|  | #N/A | #N/A
|  | #N/A | #N/A
|  | #N/A | #N/A
|  | #N/A | #N/A
|  | #N/A | #N/A
|  | #N/A | #N/A
|  | #N/A | #N/A
|  | #N/A | #N/A
|  | #N/A | #N/A
|  | #N/A | #N/A
|  | #N/A | #N/A
|  | #N/A | #N/A
|  | #N/A | #N/A
|  | #N/A | #N/A
|  | #N/A | #N/A
|  | #N/A | #N/A
|  | #N/A | #N/A
|  | #N/A | #N/A
|  | #N/A | #N/A
|  | #N/A | #N/A
|  | #N/A | #N/A
|  | #N/A | #N/A
|  | #N/A | #N/A
|  | #N/A | #N/A
|  | #N/A | #N/A
|  | #N/A | #N/A
|  | #N/A | #N/A
|  | #N/A | #N/A
|  | #N/A | #N/A
|  | #N/A | #N/A
|  | #N/A | #N/A
|  | #N/A | #N/A
|  | #N/A | #N/A
|  | #N/A | #N/A
|  | #N/A | #N/A
|  | #N/A | #N/A
|  | #N/A | #N/A
|  | #N/A | #N/A
|  | #N/A | #N/A
|  | #N/A | #N/A
|  | #N/A | #N/A
|  | #N/A | #N/A
|  | #N/A | #N/A
|  | #N/A | #N/A
|  | #N/A | #N/A
|  | #N/A | #N/A
|  | #N/A | #N/A
|  | #N/A | #N/A
|  | #N/A | #N/A
|  | #N/A | #N/A
|  | #N/A | #N/A

## Custom Field Tbl (hidden)
Custom Fields & Custom field Values Table
[10 empty] | Custom Fields |  |  | Look Up Values |  |  | Unique Custom Fields
ORG | Class Code | Class Description | Line # | CF Code | CF Description | Look Up Type | Look Up Value | Class Code + Desc | CF Code + Description | Class | Custom Field Code | CF Num | Custom field | Look up Value | LOV Num | CF Code | Descriptions
BRT | ACCPLTF | Access Platform | 10 | ACTFTYPE | Access Platform Type | P | Concrete and Steel | ACCPLTF - Access Platform | ACTFTYPE - Access Platform Type | ACCLDR | ACDRMAT | CFV 1 | ACDRMAT | Aluminium | LOV 1 | ACDRMAT | #N/A
BRT | ACCPLTF | Access Platform | 10 | ACTFTYPE | Access Platform Type | P | Galvanized Steel | ACCPLTF - Access Platform | ACTFTYPE - Access Platform Type | ACCLDR | SAFECAGE | CFV 2 | ACDRMAT | Fibreglass | LOV 2 | SAFECAGE | #N/A
BRT | ACCPLTF | Access Platform | 10 | ACTFTYPE | Access Platform Type | P | Painted Metal | ACCPLTF - Access Platform | ACTFTYPE - Access Platform Type | ACCPLTF | ACTFTYPE | CFV 1 | ACDRMAT | Galvanized Steel | LOV 3 | ACTFTYPE | Access Platform Type
BRT | ACCPLTF | Access Platform | 10 | ACTFTYPE | Access Platform Type | P | Reinforced Fibreglass | ACCPLTF - Access Platform | ACTFTYPE - Access Platform Type | ACCPLTF | GURDRAIL | CFV 2 | ACDRMAT | Stainless Steel | LOV 4 | GURDRAIL | Guard Rail
BRT | ACCPLTF | Access Platform | 20 | GURDRAIL | Guard Rail | P | No | ACCPLTF - Access Platform | GURDRAIL - Guard Rail | ACCPLTF | ACCSZH | CFV 3 | ACDRMAT | Wood | LOV 5 | ACCSZH | Size Height (feet)
BRT | ACCPLTF | Access Platform | 20 | GURDRAIL | Guard Rail | P | Yes | ACCPLTF - Access Platform | GURDRAIL - Guard Rail | ACCPLTF | ACCSZL | CFV 4 | ACTFTYPE | Concrete and Steel | LOV 1 | ACCSZL | Size Length (feet)
BRT | ACCPLTF | Access Platform | 30 | ACCSZH | Size Height (feet) | - | Freeform Text | ACCPLTF - Access Platform | ACCSZH - Size Height (feet) | ACCPLTF | ACCSZW | CFV 5 | ACTFTYPE | Galvanized Steel | LOV 2 | ACCSZW | Size Width (feet)
BRT | ACCPLTF | Access Platform | 40 | ACCSZL | Size Length (feet) | - | Freeform Text | ACCPLTF - Access Platform | ACCSZL - Size Length (feet) | ARCMPRS | ARRSTYPE | CFV 1 | ACTFTYPE | Painted Metal | LOV 3 | ARRSTYPE | Air Compressor Type
BRT | ACCPLTF | Access Platform | 50 | ACCSZW | Size Width (feet) | - | Freeform Text | ACCPLTF - Access Platform | ACCSZW - Size Width (feet) | ARCMPRS | PWRSV | CFV 2 | ACTFTYPE | Reinforced Fibreglass | LOV 4 | PWRSV | Power Supply Voltage
BRT | ARCMPRS | Air Compressor | 10 | ARRSTYPE | Air Compressor Type | P | Centrifugal | ARCMPRS - Air Compressor | ARRSTYPE - Air Compressor Type | ARCMPRS | MOTORKW | CFV 3 | AIRCOMP | No | LOV 1 | MOTORKW | Motor kW
BRT | ARCMPRS | Air Compressor | 10 | ARRSTYPE | Air Compressor Type | P | Reciprocating | ARCMPRS - Air Compressor | ARRSTYPE - Air Compressor Type | ARCMPRS | AIRFLOW | CFV 4 | AIRCOMP | Yes | LOV 2 | AIRFLOW | Airflow (SCFM)
BRT | ARCMPRS | Air Compressor | 10 | ARRSTYPE | Air Compressor Type | P | Screw | ARCMPRS - Air Compressor | ARRSTYPE - Air Compressor Type | ARHU | ARHUCTYP | CFV 1 | ARHUCTYP | Chilled Water | LOV 1 | ARHUCTYP | Air Handling Unit Cooling Type
BRT | ARCMPRS | Air Compressor | 10 | ARRSTYPE | Air Compressor Type | P | Scroll | ARCMPRS - Air Compressor | ARRSTYPE - Air Compressor Type | ARHU | ARHUHTYP | CFV 2 | ARHUCTYP | DX | LOV 2 | ARHUHTYP | Air Handling Unit Heating Type
BRT | ARCMPRS | Air Compressor | 20 | PWRSV | Power Supply Voltage | - | Freeform Text | ARCMPRS - Air Compressor | PWRSV - Power Supply Voltage | ARHU | ARHUETYP | CFV 3 | ARHUCTYP | None | LOV 3 | ARHUETYP | Economizer Type
BRT | ARCMPRS | Air Compressor | 30 | MOTORKW | Motor kW | - | Freeform Text | ARCMPRS - Air Compressor | MOTORKW - Motor kW | ARHU | ARHUHETY | CFV 4 | ARHUCTYP | Unknown | LOV 4 | ARHUHETY | Heat/Energy Recovery Type
BRT | ARCMPRS | Air Compressor | 40 | AIRFLOW | Airflow (SCFM) | - | Freeform Text | ARCMPRS - Air Compressor | AIRFLOW - Airflow (SCFM) | ARHU | PWRSV | CFV 1 | ARHUETYP | Manual | LOV 1 | ARNCTYPE | AC - Condenser Type
BRT | ARHU | Air Handling Unit | 10 | ARHUCTYP | Air Handling Unit Cooling Type | P | Chilled Water | ARHU - Air Handling Unit | ARHUCTYP - Air Handling Unit Cooling Type | ARHU | MOTORKW | CFV 2 | ARHUETYP | Motorized | LOV 2 | ARNCITYP | AC - Condenser Installation Type
BRT | ARHU | Air Handling Unit | 10 | ARHUCTYP | Air Handling Unit Cooling Type | P | DX | ARHU - Air Handling Unit | ARHUCTYP - Air Handling Unit Cooling Type | ARCONC | ARNCTYPE | CFV 1 | ARHUETYP | None | LOV 3 | WINDSNOW | Window/Snow Baffles?
BRT | ARHU | Air Handling Unit | 10 | ARHUCTYP | Air Handling Unit Cooling Type | P | None | ARHU - Air Handling Unit | ARHUCTYP - Air Handling Unit Cooling Type | ARCONC | ARNCITYP | CFV 2 | ARHUETYP | Unknown | LOV 4 | SUPPSTND | Support Stand?
BRT | ARHU | Air Handling Unit | 10 | ARHUCTYP | Air Handling Unit Cooling Type | P | Unknown | ARHU - Air Handling Unit | ARHUCTYP - Air Handling Unit Cooling Type | ARCONC | WINDSNOW | CFV 3 | ARHUHETY | Fixed Plate | LOV 1 | ARIETYPE | AC - Indoor Evaporator Type
BRT | ARHU | Air Handling Unit | 20 | ARHUHTYP | Air Handling Unit Heating Type | P | Electric Heating | ARHU - Air Handling Unit | ARHUHTYP - Air Handling Unit Heating Type | ARCONC | SUPPSTND | CFV 4 | ARHUHETY | None | LOV 2 | ARIEITYP | AC - Indoor Evaporator Installation Type
BRT | ARHU | Air Handling Unit | 20 | ARHUHTYP | Air Handling Unit Heating Type | P | Fuel Oil Heating | ARHU - Air Handling Unit | ARHUHTYP - Air Handling Unit Heating Type | ARCONIE | ARIETYPE | CFV 1 | ARHUHETY | Rotary Wheel | LOV 3 | ARIECONT | Controller
BRT | ARHU | Air Handling Unit | 20 | ARHUHTYP | Air Handling Unit Heating Type | P | Hot Water/Glycol Heating | ARHU - Air Handling Unit | ARHUHTYP - Air Handling Unit Heating Type | ARCONIE | ARIEITYP | CFV 2 | ARHUHTYP | Electric Heating | LOV 1 | COOLCAP | Cooling Capacity (BTU/H)
BRT | ARHU | Air Handling Unit | 20 | ARHUHTYP | Air Handling Unit Heating Type | P | Natural Gas (NG) Heating | ARHU - Air Handling Unit | ARHUHTYP - Air Handling Unit Heating Type | ARCONIE | ARIECONT | CFV 3 | ARHUHTYP | Fuel Oil Heating | LOV 2 | HEATCAPB | Heating Capacity (BTU/H)
BRT | ARHU | Air Handling Unit | 20 | ARHUHTYP | Air Handling Unit Heating Type | P | None | ARHU - Air Handling Unit | ARHUHTYP - Air Handling Unit Heating Type | ARCONIE | COOLCAP | CFV 4 | ARHUHTYP | Hot Water/Glycol Heating | LOV 3 | DUCTED | Ducted?
BRT | ARHU | Air Handling Unit | 20 | ARHUHTYP | Air Handling Unit Heating Type | P | Propane Gas (LPG) Heating | ARHU - Air Handling Unit | ARHUHTYP - Air Handling Unit Heating Type | ARCONIE | HEATCAPB | CFV 5 | ARHUHTYP | Natural Gas (NG) Heating | LOV 4 | CONDPUMP | Condensate Pump?
BRT | ARHU | Air Handling Unit | 30 | ARHUETYP | Economizer Type | P | Manual | ARHU - Air Handling Unit | ARHUETYP - Economizer Type | ARCONIE | DUCTED | CFV 6 | ARHUHTYP | None | LOV 5 | BFFPTYPE | Backflow Prevention Type
BRT | ARHU | Air Handling Unit | 30 | ARHUETYP | Economizer Type | P | Motorized | ARHU - Air Handling Unit | ARHUETYP - Economizer Type | ARCONIE | CONDPUMP | CFV 7 | ARHUHTYP | Propane Gas (LPG) Heating | LOV 6 | BFFPPRIN | Principle
BRT | ARHU | Air Handling Unit | 30 | ARHUETYP | Economizer Type | P | None | ARHU - Air Handling Unit | ARHUETYP - Economizer Type | BFP | BFFPTYPE | CFV 1 | ARIECONT | BAS | LOV 1 | TESTABLE | Testable?
BRT | ARHU | Air Handling Unit | 30 | ARHUETYP | Economizer Type | P | Unknown | ARHU - Air Handling Unit | ARHUETYP - Economizer Type | BFP | BFFPPRIN | CFV 2 | ARIECONT | Built-in | LOV 2 | BFPICS | Inlet Connection Size (Inch)
BRT | ARHU | Air Handling Unit | 40 | ARHUHETY | Heat/Energy Recovery Type | P | Fixed Plate | ARHU - Air Handling Unit | ARHUHETY - Heat/Energy Recovery Type | BFP | TESTABLE | CFV 3 | ARIECONT | Remote Wired | LOV 3 | BFPOCS | Outlet Connection Size (Inch)
BRT | ARHU | Air Handling Unit | 40 | ARHUHETY | Heat/Energy Recovery Type | P | None | ARHU - Air Handling Unit | ARHUHETY - Heat/Energy Recovery Type | BFP | BFPICS | CFV 4 | ARIECONT | Remote Wireless | LOV 4 | LINESIZE | Line Size
BRT | ARHU | Air Handling Unit | 40 | ARHUHETY | Heat/Energy Recovery Type | P | Rotary Wheel | ARHU - Air Handling Unit | ARHUHETY - Heat/Energy Recovery Type | BFP | BFPOCS | CFV 5 | ARIEITYP | Floor Standing | LOV 1 | BPGLTYPE | Batt Power. EMS and Exit Lighting Type
BRT | ARHU | Air Handling Unit | 50 | PWRSV | Power Supply Voltage | - | Freeform Text | ARHU - Air Handling Unit | PWRSV - Power Supply Voltage | BPEMERGL | BPGLTYPE | CFV 1 | ARIEITYP | Suspended | LOV 2 | BPGLCSRC | Charging Source
BRT | ARHU | Air Handling Unit | 60 | MOTORKW | Motor kW | - | Freeform Text | ARHU - Air Handling Unit | MOTORKW - Motor kW | BPEMERGL | BPGLCSRC | CFV 2 | ARIEITYP | Wall | LOV 3 | CERTEXD | Certificate Expiry Date (yyyy-mm-dd)
BRT | ARCONC | Air-Conditioning - Condenser | 10 | ARNCTYPE | AC - Condenser Type | P | Air-Cooled | ARCONC - Air-Conditioning - Condenser | ARNCTYPE - AC - Condenser Type | BPEMERGL | CERTEXD | CFV 3 | ARIEITYP | Window | LOV 4 | LINSDATE | Last Inspected Date (yyyy-mm-dd)
BRT | ARCONC | Air-Conditioning - Condenser | 10 | ARNCTYPE | AC - Condenser Type | P | Ground Source | ARCONC - Air-Conditioning - Condenser | ARNCTYPE - AC - Condenser Type | BPEMERGL | LINSDATE | CFV 4 | ARIETYPE | Packaged Terminal (PTAC) | LOV 1 | COMBATN | Combination?
BRT | ARCONC | Air-Conditioning - Condenser | 10 | ARNCTYPE | AC - Condenser Type | P | Water Cooled | ARCONC - Air-Conditioning - Condenser | ARNCTYPE - AC - Condenser Type | BPEMERGL | COMBATN | CFV 5 | ARIETYPE | Self-Contained | LOV 2 | BOLRTYPE | Boiler Type
BRT | ARCONC | Air-Conditioning - Condenser | 20 | ARNCITYP | AC - Condenser Installation Type | P | Floor Standing | ARCONC - Air-Conditioning - Condenser | ARNCITYP - AC - Condenser Installation Type | BOILR | BOLRTYPE | CFV 1 | ARIETYPE | Split | LOV 3 | BOLRESRC | Energy source
BRT | ARCONC | Air-Conditioning - Condenser | 20 | ARNCITYP | AC - Condenser Installation Type | P | Suspended | ARCONC - Air-Conditioning - Condenser | ARNCITYP - AC - Condenser Installation Type | BOILR | BOLRESRC | CFV 2 | ARNCITYP | Floor Standing | LOV 1 | BHP | B.H.P
BRT | ARCONC | Air-Conditioning - Condenser | 20 | ARNCITYP | AC - Condenser Installation Type | P | Wall | ARCONC - Air-Conditioning - Condenser | ARNCITYP - AC - Condenser Installation Type | BOILR | PWRSV | CFV 3 | ARNCITYP | Suspended | LOV 2 | TSSANUM | TSSA Number
BRT | ARCONC | Air-Conditioning - Condenser | 20 | ARNCITYP | AC - Condenser Installation Type | P | Window | ARCONC - Air-Conditioning - Condenser | ARNCITYP - AC - Condenser Installation Type | BOILR | BHP | CFV 4 | ARNCITYP | Wall | LOV 3 | HEATINP | Heating Input
BRT | ARCONC | Air-Conditioning - Condenser | 30 | WINDSNOW | Window/Snow Baffles? | P | No | ARCONC - Air-Conditioning - Condenser | WINDSNOW - Window/Snow Baffles? | BOILR | TSSANUM | CFV 5 | ARNCITYP | Window | LOV 4 | TSSACERT | TSSA Certified?
BRT | ARCONC | Air-Conditioning - Condenser | 30 | WINDSNOW | Window/Snow Baffles? | P | Yes | ARCONC - Air-Conditioning - Condenser | WINDSNOW - Window/Snow Baffles? | BOILR | HEATINP | CFV 6 | ARNCTYPE | Air-Cooled | LOV 1 | BORDMAT | Bollard Material
BRT | ARCONC | Air-Conditioning - Condenser | 40 | SUPPSTND | Support Stand? | P | No | ARCONC - Air-Conditioning - Condenser | SUPPSTND - Support Stand? | BOILR | TSSACERT | CFV 7 | ARNCTYPE | Ground Source | LOV 2 | PLASTSLV | Plastic sleeve?
BRT | ARCONC | Air-Conditioning - Condenser | 40 | SUPPSTND | Support Stand? | P | Yes | ARCONC - Air-Conditioning - Condenser | SUPPSTND - Support Stand? | BOLRD | BORDMAT | CFV 1 | ARNCTYPE | Water Cooled | LOV 3 | LIGHTING | Lighting?
BRT | ARCONIE | Air-Conditioning - Indoor Evaporator | 10 | ARIETYPE | AC - Indoor Evaporator Type | P | Packaged Terminal (PTAC) | ARCONIE - Air-Conditioning - Indoor Evaporator | ARIETYPE - AC - Indoor Evaporator Type | BOLRD | PLASTSLV | CFV 2 | ARRSTYPE | Centrifugal | LOV 1 | QTY | Quantity
BRT | ARCONIE | Air-Conditioning - Indoor Evaporator | 10 | ARIETYPE | AC - Indoor Evaporator Type | P | Self-Contained | ARCONIE - Air-Conditioning - Indoor Evaporator | ARIETYPE - AC - Indoor Evaporator Type | BOLRD | LIGHTING | CFV 3 | ARRSTYPE | Reciprocating | LOV 2 | CNPYRMAT | Canopy Roof Material
BRT | ARCONIE | Air-Conditioning - Indoor Evaporator | 10 | ARIETYPE | AC - Indoor Evaporator Type | P | Split | ARCONIE - Air-Conditioning - Indoor Evaporator | ARIETYPE - AC - Indoor Evaporator Type | BOLRD | QTY | CFV 4 | ARRSTYPE | Screw | LOV 3 | CNPYFRAM | Framing
BRT | ARCONIE | Air-Conditioning - Indoor Evaporator | 20 | ARIEITYP | AC - Indoor Evaporator Installation Type | P | Floor Standing | ARCONIE - Air-Conditioning - Indoor Evaporator | ARIEITYP - AC - Indoor Evaporator Installation Type | CNPY | CNPYRMAT | CFV 1 | ARRSTYPE | Scroll | LOV 4 | CNPYRM | Roof material
BRT | ARCONIE | Air-Conditioning - Indoor Evaporator | 20 | ARIEITYP | AC - Indoor Evaporator Installation Type | P | Suspended | ARCONIE - Air-Conditioning - Indoor Evaporator | ARIEITYP - AC - Indoor Evaporator Installation Type | CNPY | CNPYFRAM | CFV 2 | BARBWIRE | No | LOV 1 | CAPACITN | Capacitance
BRT | ARCONIE | Air-Conditioning - Indoor Evaporator | 20 | ARIEITYP | AC - Indoor Evaporator Installation Type | P | Wall | ARCONIE - Air-Conditioning - Indoor Evaporator | ARIEITYP - AC - Indoor Evaporator Installation Type | CNPY | CNPYRM | CFV 3 | BARBWIRE | Yes | LOV 2 | VOLT | Volt.
BRT | ARCONIE | Air-Conditioning - Indoor Evaporator | 20 | ARIEITYP | AC - Indoor Evaporator Installation Type | P | Window | ARCONIE - Air-Conditioning - Indoor Evaporator | ARIEITYP - AC - Indoor Evaporator Installation Type | CNPY | ACCSZH | CFV 4 | BFFPPRIN | Double Check Valve Assembly | LOV 1 | GSDSTMV | Line Size (Inch)
BRT | ARCONIE | Air-Conditioning - Indoor Evaporator | 30 | ARIECONT | Controller | P | BAS | ARCONIE - Air-Conditioning - Indoor Evaporator | ARIECONT - Controller | CNPY | ACCSZL | CFV 5 | BFFPPRIN | Double Detector Check Valve Assembly | LOV 2 | CHCKVT | Check Valve Type
BRT | ARCONIE | Air-Conditioning - Indoor Evaporator | 30 | ARIECONT | Controller | P | Built-in | ARCONIE - Air-Conditioning - Indoor Evaporator | ARIECONT - Controller | CNPY | ACCSZW | CFV 6 | BFFPPRIN | Dual Check Valve Assembly | LOV 3 | CHLRTYPE | Chiller Type
BRT | ARCONIE | Air-Conditioning - Indoor Evaporator | 30 | ARIECONT | Controller | P | Remote Wired | ARCONIE - Air-Conditioning - Indoor Evaporator | ARIECONT - Controller | CPCTR | CAPACITN | CFV 1 | BFFPPRIN | Reduced Pressure Principle | LOV 4 | CHNDTYPE | Chiller - Condenser Type
BRT | ARCONIE | Air-Conditioning - Indoor Evaporator | 30 | ARIECONT | Controller | P | Remote Wireless | ARCONIE - Air-Conditioning - Indoor Evaporator | ARIECONT - Controller | CPCTR | VOLT | CFV 2 | BFFPPRIN | Single Check Valve Assembly | LOV 5 | CHOLTYPE | Chiller - Cooling Tower Type
BRT | ARCONIE | Air-Conditioning - Indoor Evaporator | 40 | COOLCAP | Cooling Capacity (BTU/H) | - | Freeform Text | ARCONIE - Air-Conditioning - Indoor Evaporator | COOLCAP - Cooling Capacity (BTU/H) | CHCKVLV | GSDSTMV | CFV 1 | BFFPPRIN | Unknown | LOV 6 | CHOLMAT | Chiller - Cooling Tower Material
BRT | ARCONIE | Air-Conditioning - Indoor Evaporator | 50 | HEATCAPB | Heating Capacity (BTU/H) | - | Freeform Text | ARCONIE - Air-Conditioning - Indoor Evaporator | HEATCAPB - Heating Capacity (BTU/H) | CHCKVLV | CHCKVT | CFV 2 | BFFPTYPE | Fire System | LOV 1 | AMPERAGE | Amperage
BRT | ARCONIE | Air-Conditioning - Indoor Evaporator | 60 | DUCTED | Ducted? | P | No | ARCONIE - Air-Conditioning - Indoor Evaporator | DUCTED - Ducted? | CHLR | CHLRTYPE | CFV 1 | BFFPTYPE | Water Distribution | LOV 2 | CPCPTYPE | Control Panel Type
BRT | ARCONIE | Air-Conditioning - Indoor Evaporator | 60 | DUCTED | Ducted? | P | Yes | ARCONIE - Air-Conditioning - Indoor Evaporator | DUCTED - Ducted? | CHLR | PWRSV | CFV 2 | BOLRESRC | Electric | LOV 1 | COOLTVOL | Coolant tank volume
BRT | ARCONIE | Air-Conditioning - Indoor Evaporator | 70 | CONDPUMP | Condensate Pump? | P | No | ARCONIE - Air-Conditioning - Indoor Evaporator | CONDPUMP - Condensate Pump? | CHLR | COOLCAP | CFV 3 | BOLRESRC | Fuel Oil | LOV 2 | COOLTEIH | Coolant tank Electric immersion heater
BRT | ARCONIE | Air-Conditioning - Indoor Evaporator | 70 | CONDPUMP | Condensate Pump? | P | Yes | ARCONIE - Air-Conditioning - Indoor Evaporator | CONDPUMP - Condensate Pump? | CHLRCOND | CHNDTYPE | CFV 1 | BOLRESRC | Natural Gas (NG) | LOV 3 | COOLTMAT | Coolant tank Material
BRT | BFP | Backflow Prevention | 10 | BFFPTYPE | Backflow Prevention Type | P | Fire System | BFP - Backflow Prevention | BFFPTYPE - Backflow Prevention Type | CHLRCOND | PWRSV | CFV 2 | BOLRESRC | None | LOV 4 | CRRNTYPE | Crane Type
BRT | BFP | Backflow Prevention | 10 | BFFPTYPE | Backflow Prevention Type | P | Water Distribution | BFP - Backflow Prevention | BFFPTYPE - Backflow Prevention Type | CHLRCOND | COOLCAP | CFV 3 | BOLRESRC | Propane Gas (LPG) | LOV 5 | CRRNPSRC | Power Source
BRT | BFP | Backflow Prevention | 20 | BFFPPRIN | Principle | P | Double Check Valve Assembly | BFP - Backflow Prevention | BFFPPRIN - Principle | CHLRCOOL | CHOLTYPE | CFV 1 | BOLRESRC | Unknown | LOV 6 | TONNAGE | Tonnage
BRT | BFP | Backflow Prevention | 20 | BFFPPRIN | Principle | P | Double Detector Check Valve Assembly | BFP - Backflow Prevention | BFFPPRIN - Principle | CHLRCOOL | CHOLMAT | CFV 2 | BOLRTYPE | Glycol Heating | LOV 1 | CRMCTYPE | Crane Remote Control Type
BRT | BFP | Backflow Prevention | 20 | BFFPPRIN | Principle | P | Dual Check Valve Assembly | BFP - Backflow Prevention | BFFPPRIN - Principle | CHLRCOOL | PWRSV | CFV 3 | BOLRTYPE | High-Pressure Steam Heating (>75psig) | LOV 2 | MANS | Size – Diameter (mm)
BRT | BFP | Backflow Prevention | 20 | BFFPPRIN | Principle | P | Reduced Pressure Principle | BFP - Backflow Prevention | BFFPPRIN - Principle | CHLRCOOL | COOLCAP | CFV 4 | BOLRTYPE | Hot Water Heating | LOV 3 | DEFRTYPE | Dehumidifier Type
BRT | BFP | Backflow Prevention | 20 | BFFPPRIN | Principle | P | Single Check Valve Assembly | BFP - Backflow Prevention | BFFPPRIN - Principle | CIRCBENC | AMPERAGE | CFV 1 | BOLRTYPE | Low Pressure Steam heating (<15psig) | LOV 4 | CAPACITY | Capacity
BRT | BFP | Backflow Prevention | 20 | BFFPPRIN | Principle | P | Unknown | BFP - Backflow Prevention | BFFPPRIN - Principle | CIRCBENC | VOLT | CFV 2 | BOLRTYPE | Medium Pressure Steam heating (>16psig) | LOV 5 | DSSTTYPE | Diesel Storage Tank Type
BRT | BFP | Backflow Prevention | 30 | TESTABLE | Testable? | P | No | BFP - Backflow Prevention | TESTABLE - Testable? | CP | CPCPTYPE | CFV 1 | BOLTED | No | LOV 1 | DSSTCONS | Diesel Storage Tank Construction
BRT | BFP | Backflow Prevention | 30 | TESTABLE | Testable? | P | Yes | BFP - Backflow Prevention | TESTABLE - Testable? | COOLTANK | COOLTVOL | CFV 1 | BOLTED | Yes | LOV 2 | DSSTMAT | Diesel Storage Tank Material
BRT | BFP | Backflow Prevention | 40 | BFPICS | Inlet Connection Size (Inch) | - | Freeform Text | BFP - Backflow Prevention | BFPICS - Inlet Connection Size (Inch) | COOLTANK | COOLTEIH | CFV 2 | BORDMAT | Composite | LOV 1 | SECCONT | Secondary Containment?
BRT | BFP | Backflow Prevention | 50 | BFPOCS | Outlet Connection Size (Inch) | - | Freeform Text | BFP - Backflow Prevention | BFPOCS - Outlet Connection Size (Inch) | COOLTANK | COOLTMAT | CFV 3 | BORDMAT | Concrete | LOV 2 | INDRINST | Indoor Installation?
BRT | BPEMERGL | Battery Powered Emergency Lighting and Exit Lighting | 10 | BPGLTYPE | Batt Power. EMS and Exit Lighting Type | P | Emergency Exit Battery Unit | BPEMERGL - Battery Powered Emergency Lighting and Exit Lighting | BPGLTYPE - Batt Power. EMS and Exit Lighting Type | COOLTANK | COOLTKFLTYPE | CFV 4 | BORDMAT | Metal | LOV 3 | DODSINSL | Domestic Water Distribution System Insulated
BRT | BPEMERGL | Battery Powered Emergency Lighting and Exit Lighting | 10 | BPGLTYPE | Batt Power. EMS and Exit Lighting Type | P | Emergency Sign Battery Unit | BPEMERGL - Battery Powered Emergency Lighting and Exit Lighting | BPGLTYPE - Batt Power. EMS and Exit Lighting Type | CRN | CRRNTYPE | CFV 1 | BORDMAT | Plastic | LOV 4 | DRDRTYPE | Door Type
BRT | BPEMERGL | Battery Powered Emergency Lighting and Exit Lighting | 20 | BPGLCSRC | Charging Source | P | Hard Wired | BPEMERGL - Battery Powered Emergency Lighting and Exit Lighting | BPGLCSRC - Charging Source | CRN | CRRNPSRC | CFV 2 | BPGLCSRC | Hard Wired | LOV 1 | DRDRAUTO | Door Automation
BRT | BPEMERGL | Battery Powered Emergency Lighting and Exit Lighting | 20 | BPGLCSRC | Charging Source | P | Receptacle | BPEMERGL - Battery Powered Emergency Lighting and Exit Lighting | BPGLCSRC - Charging Source | CRN | TONNAGE | CFV 3 | BPGLCSRC | Receptacle | LOV 2 | DRDRCONF | Door Configuration
BRT | BPEMERGL | Battery Powered Emergency Lighting and Exit Lighting | 30 | CERTEXD | Certificate Expiry Date (yyyy-mm-dd) | - | Freeform Text | BPEMERGL - Battery Powered Emergency Lighting and Exit Lighting | CERTEXD - Certificate Expiry Date (yyyy-mm-dd) | CRNREMC | CRMCTYPE | CFV 1 | BPGLTYPE | Emergency Exit Battery Unit | LOV 1 | DRDRAMET | Access Method
BRT | BPEMERGL | Battery Powered Emergency Lighting and Exit Lighting | 40 | LINSDATE | Last Inspected Date (yyyy-mm-dd) | - | Freeform Text | BPEMERGL - Battery Powered Emergency Lighting and Exit Lighting | LINSDATE - Last Inspected Date (yyyy-mm-dd) | DEFDISP | PWRSV | CFV 1 | BPGLTYPE | Emergency Sign Battery Unit | LOV 2 | FIRRATD | Fire Rated?
BRT | BPEMERGL | Battery Powered Emergency Lighting and Exit Lighting | 50 | COMBATN | Combination? | P | No | BPEMERGL - Battery Powered Emergency Lighting and Exit Lighting | COMBATN - Combination? | DEHMDFR | DEFRTYPE | CFV 1 | CHLRTYPE | Centrifugal | LOV 1 | FRSHTSLI | Size Length (inch)
BRT | BPEMERGL | Battery Powered Emergency Lighting and Exit Lighting | 50 | COMBATN | Combination? | P | Yes | BPEMERGL - Battery Powered Emergency Lighting and Exit Lighting | COMBATN - Combination? | DEHMDFR | PWRSV | CFV 2 | CHLRTYPE | Reciprocating | LOV 2 | DRTNHSRC | Door Air Curtain Heating Source
BRT | BOILR | Boiler | 10 | BOLRTYPE | Boiler Type | P | Medium Pressure Steam heating (>16psig) | BOILR - Boiler | BOLRTYPE - Boiler Type | DEHMDFR | CAPACITY | CFV 3 | CHLRTYPE | Screw | LOV 3 | HEATOUT | Heating Output
BRT | BOILR | Boiler | 10 | BOLRTYPE | Boiler Type | P | Glycol Heating | BOILR - Boiler | BOLRTYPE - Boiler Type | DSLDISP | PWRSV | CFV 1 | CHLRTYPE | Scroll | LOV 4 | DRRTNCP | Capacity (kW)
BRT | BOILR | Boiler | 10 | BOLRTYPE | Boiler Type | P | High-Pressure Steam Heating (>75psig) | BOILR - Boiler | BOLRTYPE - Boiler Type | DSLST | DSSTTYPE | CFV 1 | CHNDTYPE | Air Cooled | LOV 1 | DRHBTYPE | Drainage Catch Basin Type
BRT | BOILR | Boiler | 10 | BOLRTYPE | Boiler Type | P | Hot Water Heating | BOILR - Boiler | BOLRTYPE - Boiler Type | DSLST | DSSTCONS | CFV 2 | CHNDTYPE | Natural Air Draft | LOV 2 | TSD | Depth(m)
BRT | BOILR | Boiler | 10 | BOLRTYPE | Boiler Type | P | Low Pressure Steam heating (<15psig) | BOILR - Boiler | BOLRTYPE - Boiler Type | DSLST | DSSTMAT | CFV 3 | CHNDTYPE | Water Cooled | LOV 3 | DRBRPHAS | Draw-Out Breaker Phasing
BRT | BOILR | Boiler | 20 | BOLRESRC | Energy source | P | Unknown | BOILR - Boiler | BOLRESRC - Energy source | DSLST | TSSANUM | CFV 4 | CHOLMAT | Ceramic | LOV 1 | KARATING | KA Rating
BRT | BOILR | Boiler | 20 | BOLRESRC | Energy source | P | Electric | BOILR - Boiler | BOLRESRC - Energy source | DSLST | SECCONT | CFV 5 | CHOLMAT | Concrete | LOV 2 | DRCPTYPE | Dryer - Air Compressor Type
BRT | BOILR | Boiler | 20 | BOLRESRC | Energy source | P | Fuel Oil | BOILR - Boiler | BOLRESRC - Energy source | DSLST | INDRINST | CFV 6 | CHOLMAT | FRP | LOV 3 | HEATCAPK | Heating Capacity (kW)
BRT | BOILR | Boiler | 20 | BOLRESRC | Energy source | P | Propane Gas (LPG) | BOILR - Boiler | BOLRESRC - Energy source | DOMWDS | DODSINSL | CFV 1 | CHOLMAT | Metal | LOV 4 | DSLCTYPE | Dust Collector Type
BRT | BOILR | Boiler | 20 | BOLRESRC | Energy source | P | Natural Gas (NG) | BOILR - Boiler | BOLRESRC - Energy source | DR | DRDRTYPE | CFV 1 | CHOLMAT | Wood | LOV 5 | COLLVOL | Collector Volume
BRT | BOILR | Boiler | 20 | BOLRESRC | Energy source | P | None | BOILR - Boiler | BOLRESRC - Energy source | DR | DRDRAUTO | CFV 2 | CHOLTYPE | Mechanical Draft | LOV 1 | ELTSSTYP | System Type
BRT | BOILR | Boiler | 30 | PWRSV | Power Supply Voltage | - | Freeform Text | BOILR - Boiler | PWRSV - Power Supply Voltage | DR | DRDRCONF | CFV 3 | CHOLTYPE | Natural Air Draft | LOV 2 | WATTSFT | Watts/ft
BRT | BOILR | Boiler | 40 | BHP | B.H.P | - | Freeform Text | BOILR - Boiler | BHP - B.H.P | DR | DRDRAMET | CFV 4 | CNPYFRAM | Concrete | LOV 1 | NOCIRC | No. Circuits
BRT | BOILR | Boiler | 50 | TSSANUM | TSSA Number | - | Freeform Text | BOILR - Boiler | TSSANUM - TSSA Number | DR | FIRRATD | CFV 5 | CNPYFRAM | Steel | LOV 2 | SIZE | Size
BRT | BOILR | Boiler | 60 | HEATINP | Heating Input | - | Freeform Text | BOILR - Boiler | HEATINP - Heating Input | DR | FRSHTSLI | CFV 6 | CNPYFRAM | Steel and Glazing | LOV 3 | ELTRTYPE | Elevator Type
BRT | BOILR | Boiler | 70 | TSSACERT | TSSA Certified? | P | No | BOILR - Boiler | TSSACERT - TSSA Certified? | DR | ACCSZW | CFV 7 | CNPYRM | Concrete | LOV 1 | ELVTRNOF | Number of Floors (each)
BRT | BOILR | Boiler | 70 | TSSACERT | TSSA Certified? | P | Yes | BOILR - Boiler | TSSACERT - TSSA Certified? | DR | QTY | CFV 8 | CNPYRM | Glass | LOV 2 | ELVMXLBS | Max Capacity (LBS)
BRT | BOLRD | Bollard | 10 | BORDMAT | Bollard Material | P | Composite | BOLRD - Bollard | BORDMAT - Bollard Material | DRARCRTN | DRTNHSRC | CFV 1 | CNPYRM | Metal | LOV 3 | EMENFTYP | Emergency Generator Fuel Type
BRT | BOLRD | Bollard | 10 | BORDMAT | Bollard Material | P | Plastic | BOLRD - Bollard | BORDMAT - Bollard Material | DRARCRTN | PWRSV | CFV 2 | CNPYRMAT | Exposed Ceiling | LOV 1 | KW | KW
BRT | BOLRD | Bollard | 10 | BORDMAT | Bollard Material | P | Concrete | BOLRD - Bollard | BORDMAT - Bollard Material | DRARCRTN | HEATINP | CFV 3 | CNPYRMAT | Metal Linear Ceiling | LOV 2 | PCKUENC | Package Unit Enclosure?
BRT | BOLRD | Bollard | 10 | BORDMAT | Bollard Material | P | Metal | BOLRD - Bollard | BORDMAT - Bollard Material | DRARCRTN | HEATOUT | CFV 4 | CNPYRMAT | Prefinish Aluminum Panel Ceiling | LOV 3 | EMRNTS | Tank Size (Litre)
BRT | BOLRD | Bollard | 20 | PLASTSLV | Plastic sleeve? | P | Yes | BOLRD - Bollard | PLASTSLV - Plastic sleeve? | DRARCRTN | DRRTNCP | CFV 5 | CNPYRMAT | Prefinish Aluminum Panel Flashing | LOV 4 | EMPFTYPE | Emergency Plumbing Fixture Type
BRT | BOLRD | Bollard | 20 | PLASTSLV | Plastic sleeve? | P | No | BOLRD - Bollard | PLASTSLV - Plastic sleeve? | DRNCTCHB | DRHBTYPE | CFV 1 | CNPYRMAT | Timber | LOV 5 | EMPFITYP | EMPF Installation Type
BRT | BOLRD | Bollard | 30 | LIGHTING | Lighting? | P | No | BOLRD - Bollard | LIGHTING - Lighting? | DRNCTCHB | MANS | CFV 2 | COMBATN | No | LOV 1 | HEATTRC | Heat Traced?
BRT | BOLRD | Bollard | 30 | LIGHTING | Lighting? | P | Yes | BOLRD - Bollard | LIGHTING - Lighting? | DRNCTCHB | TSD | CFV 3 | COMBATN | Yes | LOV 2 | ENGOTVL | Engine Oil tank volume
BRT | BOLRD | Bollard | 40 | QTY | Quantity | - | Freeform Text | BOLRD - Bollard | QTY - Quantity | DRNCTCHB | QTY | CFV 4 | CONDPUMP | No | LOV 1 | ENGOTEIH | Engine Oil tank Electric immersion heater
BRT | CNPY | Canopy | 10 | CNPYRMAT | Canopy Roof Material | P | Exposed Ceiling | CNPY - Canopy | CNPYRMAT - Canopy Roof Material | DRWOUTBR | DRBRPHAS | CFV 1 | CONDPUMP | Yes | LOV 2 | ENGOTMAT | Engine Oil tank Material
BRT | CNPY | Canopy | 10 | CNPYRMAT | Canopy Roof Material | P | Metal Linear Ceiling | CNPY - Canopy | CNPYRMAT - Canopy Roof Material | DRWOUTBR | AMPERAGE | CFV 2 | COOLTEIH | No | LOV 1 | FLYSTYPE | Fall Arrest System Type
BRT | CNPY | Canopy | 10 | CNPYRMAT | Canopy Roof Material | P | Prefinish Aluminum Panel Ceiling | CNPY - Canopy | CNPYRMAT - Canopy Roof Material | DRWOUTBR | VOLT | CFV 3 | COOLTEIH | Yes | LOV 2 | FAANTYPE | Fan Type
BRT | CNPY | Canopy | 10 | CNPYRMAT | Canopy Roof Material | P | Prefinish Aluminum Panel Flashing | CNPY - Canopy | CNPYRMAT - Canopy Roof Material | DRWOUTBR | KARATING | CFV 4 | COOLTMAT | FRP | LOV 1 | FAANMTYP | Fan Mounting Type
BRT | CNPY | Canopy | 10 | CNPYRMAT | Canopy Roof Material | P | Timber | CNPY - Canopy | CNPYRMAT - Canopy Roof Material | DRYARCP | DRCPTYPE | CFV 1 | COOLTMAT | Steel | LOV 2 | FAANMAT | Fan Material
BRT | CNPY | Canopy | 20 | CNPYFRAM | Framing | P | Concrete | CNPY - Canopy | CNPYFRAM - Framing | DRYARCP | PWRSV | CFV 2 | COOLTKFLTYPE | Train Anti-Freeze | LOV 1 | COOLTKFLTYPE | Fluid Type
BRT | CNPY | Canopy | 20 | CNPYFRAM | Framing | P | Steel | CNPY - Canopy | CNPYFRAM - Framing | DSTCOLLC | DSLCTYPE | CFV 1 | CPCPTYPE | CWP | LOV 1 | FNNCMAT | Fence Material
BRT | CNPY | Canopy | 20 | CNPYFRAM | Framing | P | Steel and Glazing | CNPY - Canopy | CNPYFRAM - Framing | DSTCOLLC | PWRSV | CFV 2 | CPCPTYPE | Distribution | LOV 2 | HEIGHT | Height (ft)
BRT | CNPY | Canopy | 30 | CNPYRM | Roof material | P | Concrete | CNPY - Canopy | CNPYRM - Roof material | DSTCOLLC | MOTORKW | CFV 3 | CPCPTYPE | Door Control | LOV 3 | LENGTH | Length (ft)
BRT | CNPY | Canopy | 30 | CNPYRM | Roof material | P | Glass | CNPY - Canopy | CNPYRM - Roof material | DSTCOLLC | AIRFLOW | CFV 4 | CPCPTYPE | Fire Alarm Annunciation | LOV 4 | BARBWIRE | Barbed wire?
BRT | CNPY | Canopy | 30 | CNPYRM | Roof material | P | Metal | CNPY - Canopy | CNPYRM - Roof material | DSTCOLLC | COLLVOL | CFV 5 | CPCPTYPE | Fire Alarm Control | LOV 5 | POSTFUND | Post foundations exist/exposed?
BRT | CNPY | Canopy | 40 | ACCSZH | Size Height (feet) | - | Freeform Text | CNPY - Canopy | ACCSZH - Size Height (feet) | ELECHTS | ELTSSTYP | CFV 1 | CPCPTYPE | Fuel Accuload | LOV 6 | WSLSQUAT | Quantity
BRT | CNPY | Canopy | 50 | ACCSZL | Size Length (feet) | - | Freeform Text | CNPY - Canopy | ACCSZL - Size Length (feet) | ELECHTS | WATTSFT | CFV 2 | CPCPTYPE | Level | LOV 7 | FRNGTYPE | Fire Extinguisher Type
BRT | CNPY | Canopy | 60 | ACCSZW | Size Width (feet) | - | Freeform Text | CNPY - Canopy | ACCSZW - Size Width (feet) | ELECHTS | NOCIRC | CFV 3 | CPCPTYPE | Loading | LOV 8 | FRNGITYP | Fire Extin. Installation Type
BRT | CPCTR | Capacitor | 10 | CAPACITN | Capacitance | - | Freeform Text | CPCTR - Capacitor | CAPACITN - Capacitance | ELECHTS | VOLT | CFV 4 | CPCPTYPE | Relay | LOV 9 | HOSEREEL | Hose Reel?
BRT | CPCTR | Capacitor | 20 | VOLT | Volt. | - | Freeform Text | CPCTR - Capacitor | VOLT - Volt. | ELECHTS | SIZE | CFV 5 | CPCPTYPE | Sand Transfer | LOV 10 | FIREEXTG | Fire Extinguisher?
BRT | CHCKVLV | Check Valve (>100mm) | 10 | GSDSTMV | Line Size (Inch) | - | Freeform Text | CHCKVLV - Check Valve (>100mm) | GSDSTMV - Line Size (Inch) | ELVTR | ELTRTYPE | CFV 1 | CPCPTYPE | Seperator | LOV 11 | FRDRTYPE | Fire Hydrants Type
BRT | CHCKVLV | Check Valve (>100mm) | 30 | CHCKVT | Check Valve Type | - | Freeform Text | CHCKVLV - Check Valve (>100mm) | CHCKVT - Check Valve Type | ELVTR | LINSDATE | CFV 2 | CPCPTYPE | Snow Melt | LOV 12 | FRMPTYPE | Fire Pump Type
BRT | CHLR | Chiller | 10 | CHLRTYPE | Chiller Type | P | Centrifugal | CHLR - Chiller | CHLRTYPE - Chiller Type | ELVTR | TSSANUM | CFV 3 | CPCPTYPE | Sump | LOV 13 | FRMPPSTY | Pump Style
BRT | CHLR | Chiller | 10 | CHLRTYPE | Chiller Type | P | Reciprocating | CHLR - Chiller | CHLRTYPE - Chiller Type | ELVTR | CERTEXD | CFV 4 | CPCPTYPE | Unloading | LOV 14 | FRMPDRIV | Driver
BRT | CHLR | Chiller | 10 | CHLRTYPE | Chiller Type | P | Screw | CHLR - Chiller | CHLRTYPE - Chiller Type | ELVTR | ELVTRNOF | CFV 5 | CPCPTYPE | Waste Water | LOV 15 | FRTRTYPE | Fire Shutter Type
BRT | CHLR | Chiller | 10 | CHLRTYPE | Chiller Type | P | Scroll | CHLR - Chiller | CHLRTYPE - Chiller Type | ELVTR | ELVMXLBS | CFV 6 | CPCPTYPE | Wayside Power | LOV 16 | FRTRAUTO | Fire Shutter Automation
BRT | CHLR | Chiller | 20 | PWRSV | Power Supply Voltage | - | Freeform Text | CHLR - Chiller | PWRSV - Power Supply Voltage | EMRGGEN | EMENFTYP | CFV 1 | CRMCTYPE | Fixed | LOV 1 | FRPUTYPE | Fire Suppression Units Type
BRT | CHLR | Chiller | 30 | COOLCAP | Cooling Capacity (BTU/H) | - | Freeform Text | CHLR - Chiller | COOLCAP - Cooling Capacity (BTU/H) | EMRGGEN | TSSANUM | CFV 2 | CRMCTYPE | Portable | LOV 2 | AIRCOMP | Air Compressor?
BRT | CHLRCOND | Chiller - Condenser | 10 | CHNDTYPE | Chiller - Condenser Type | P | Air Cooled | CHLRCOND - Chiller - Condenser | CHNDTYPE - Chiller - Condenser Type | EMRGGEN | KW | CFV 3 | CRRNPSRC | Manual | LOV 1 | FXRNTYPE | Fixed Furniture Type
BRT | CHLRCOND | Chiller - Condenser | 10 | CHNDTYPE | Chiller - Condenser Type | P | Natural Air Draft | CHLRCOND - Chiller - Condenser | CHNDTYPE - Chiller - Condenser Type | EMRGGEN | PCKUENC | CFV 4 | CRRNPSRC | Motorized | LOV 2 | RECYCLBE | Recyclables?
BRT | CHLRCOND | Chiller - Condenser | 10 | CHNDTYPE | Chiller - Condenser Type | P | Water Cooled | CHLRCOND - Chiller - Condenser | CHNDTYPE - Chiller - Condenser Type | EMRGGEN | EMRNTS | CFV 5 | CRRNTYPE | Bridge | LOV 1 | WASTE | Waste?
BRT | CHLRCOND | Chiller - Condenser | 20 | PWRSV | Power Supply Voltage | - | Freeform Text | CHLRCOND - Chiller - Condenser | PWRSV - Power Supply Voltage | EMRGPF | EMPFTYPE | CFV 1 | CRRNTYPE | Jib | LOV 2 | GREENBIN | Green bin?
BRT | CHLRCOND | Chiller - Condenser | 30 | COOLCAP | Cooling Capacity (BTU/H) | - | Freeform Text | CHLRCOND - Chiller - Condenser | COOLCAP - Cooling Capacity (BTU/H) | EMRGPF | EMPFITYP | CFV 2 | CRRNTYPE | Monorail | LOV 3 | OTHER | Other?
BRT | CHLRCOOL | Chiller - Cooling Tower | 10 | CHOLTYPE | Chiller - Cooling Tower Type | P | Mechanical Draft | CHLRCOOL - Chiller - Cooling Tower | CHOLTYPE - Chiller - Cooling Tower Type | EMRGPF | HEATTRC | CFV 3 | DEFRTYPE | Desiccant-Liquid | LOV 1 | FLPLPMAT | Flag Pole Pole Shaft Material
BRT | CHLRCOOL | Chiller - Cooling Tower | 10 | CHOLTYPE | Chiller - Cooling Tower Type | P | Natural Air Draft | CHLRCOOL - Chiller - Cooling Tower | CHOLTYPE - Chiller - Cooling Tower Type | ENGOTANK | ENGOTVL | CFV 1 | DEFRTYPE | Desiccant-Rotary | LOV 2 | FLPLBMAT | Flag Pole Base (Foundation) Material
BRT | CHLRCOOL | Chiller - Cooling Tower | 20 | CHOLMAT | Chiller - Cooling Tower Material | P | Ceramic | CHLRCOOL - Chiller - Cooling Tower | CHOLMAT - Chiller - Cooling Tower Material | ENGOTANK | ENGOTEIH | CFV 2 | DEFRTYPE | Refrigerative | LOV 3 | UTLP | Height (meter)
BRT | CHLRCOOL | Chiller - Cooling Tower | 20 | CHOLMAT | Chiller - Cooling Tower Material | P | Concrete | CHLRCOOL - Chiller - Cooling Tower | CHOLMAT - Chiller - Cooling Tower Material | ENGOTANK | ENGOTMAT | CFV 3 | DODSINSL | No | LOV 1 | FLOFTYPE | Flat Roof Type
BRT | CHLRCOOL | Chiller - Cooling Tower | 20 | CHOLMAT | Chiller - Cooling Tower Material | P | FRP | CHLRCOOL - Chiller - Cooling Tower | CHOLMAT - Chiller - Cooling Tower Material | ESWS | ESWSTYPE | CFV 1 | DODSINSL | Partial | LOV 2 | ROOFACC | Roof access hatch?
BRT | CHLRCOOL | Chiller - Cooling Tower | 20 | CHOLMAT | Chiller - Cooling Tower Material | P | Metal | CHLRCOOL - Chiller - Cooling Tower | CHOLMAT - Chiller - Cooling Tower Material | FLLARSYS | FLYSTYPE | CFV 1 | DODSINSL | Yes | LOV 3 | FLMSTYPE | Floor Heating/ Snow Melting System Type
BRT | CHLRCOOL | Chiller - Cooling Tower | 20 | CHOLMAT | Chiller - Cooling Tower Material | P | Wood | CHLRCOOL - Chiller - Cooling Tower | CHOLMAT - Chiller - Cooling Tower Material | FAN | FAANTYPE | CFV 1 | DRBRPHAS | Single Phase Three Wire | LOV 1 | FLMSHSRC | Floor Heating/ Snow Melting System Heating Source
BRT | CHLRCOOL | Chiller - Cooling Tower | 30 | PWRSV | Power Supply Voltage | - | Freeform Text | CHLRCOOL - Chiller - Cooling Tower | PWRSV - Power Supply Voltage | FAN | FAANMTYP | CFV 2 | DRBRPHAS | Three Phase 3 Wire | LOV 2 | GATETYPE | Gate Type
BRT | CHLRCOOL | Chiller - Cooling Tower | 40 | COOLCAP | Cooling Capacity (BTU/H) | - | Freeform Text | CHLRCOOL - Chiller - Cooling Tower | COOLCAP - Cooling Capacity (BTU/H) | FAN | FAANMAT | CFV 3 | DRBRPHAS | Three Phase 4 Wire | LOV 3 | GATEAUTO | Gate Automation
BRT | CP | Control Panel | 10 | CPCPTYPE | Control Panel Type | P | Door Control | CP - Control Panel | CPCPTYPE - Control Panel Type | FAN | PWRSV | CFV 4 | DRBRPHAS | Three Phase 6 Wire | LOV 4 | GATEGSPN | Gate Span
BRT | CP | Control Panel | 10 | CPCPTYPE | Control Panel Type | P | Relay | CP - Control Panel | CPCPTYPE - Control Panel Type | FNC | FNNCMAT | CFV 1 | DRCPTYPE | Refrigerated | LOV 1 | GATEALCK | Access Lock
BRT | CP | Control Panel | 10 | CPCPTYPE | Control Panel Type | P | Distribution | CP - Control Panel | CPCPTYPE - Control Panel Type | FNC | HEIGHT | CFV 2 | DRCPTYPE | Regenerative Desiccant | LOV 2 | GRYWTVOL | Gray Water tank VOLUME
BRT | CP | Control Panel | 10 | CPCPTYPE | Control Panel Type | P | Wayside Power | CP - Control Panel | CPCPTYPE - Control Panel Type | FNC | LENGTH | CFV 3 | DRDRAMET | Keylock | LOV 1 | GRYWTEIH | Gray Water tank Electric immersion heater
BRT | CP | Control Panel | 10 | CPCPTYPE | Control Panel Type | P | Sand Transfer | CP - Control Panel | CPCPTYPE - Control Panel Type | FNC | BARBWIRE | CFV 4 | DRDRAMET | Keypad | LOV 2 | GRYWTMAT | Gray Water tank Material
BRT | CP | Control Panel | 10 | CPCPTYPE | Control Panel Type | P | Unloading | CP - Control Panel | CPCPTYPE - Control Panel Type | FNC | POSTFUND | CFV 5 | DRDRAMET | None | LOV 3 | GRPSTYPE | Grounding and Lightning Protection Sys Type
BRT | CP | Control Panel | 10 | CPCPTYPE | Control Panel Type | P | Snow Melt | CP - Control Panel | CPCPTYPE - Control Panel Type | FREXTNG | FRNGTYPE | CFV 1 | DRDRAMET | Panic Bar | LOV 4 | GRRLTYPE | Guard Rail Type
BRT | CP | Control Panel | 10 | CPCPTYPE | Control Panel Type | P | Waste Water | CP - Control Panel | CPCPTYPE - Control Panel Type | FREXTNG | FRNGITYP | CFV 2 | DRDRAMET | Swipe | LOV 5 | GRRLMAT | Guard Rail Material
BRT | CP | Control Panel | 10 | CPCPTYPE | Control Panel Type | P | Level | CP - Control Panel | CPCPTYPE - Control Panel Type | FREXTNG | QTY | CFV 3 | DRDRAUTO | Hybrid | LOV 1 | WATTS | Watts
BRT | CP | Control Panel | 10 | CPCPTYPE | Control Panel Type | P | Lighting | CP - Control Panel | CPCPTYPE - Control Panel Type | FRHSCAB | HOSEREEL | CFV 1 | DRDRAUTO | Manual | LOV 2 | HNRLTYPE | Hand Rail Type
BRT | CP | Control Panel | 10 | CPCPTYPE | Control Panel Type | P | Seperator | CP - Control Panel | CPCPTYPE - Control Panel Type | FRHSCAB | FIREEXTG | CFV 2 | DRDRCONF | Double | LOV 1 | HNRLMAT | Hand Rail Material
BRT | CP | Control Panel | 10 | CPCPTYPE | Control Panel Type | P | Fire Alarm Annunciation | CP - Control Panel | CPCPTYPE - Control Panel Type | FRHYDR | FRDRTYPE | CFV 1 | DRDRCONF | Single | LOV 2 | HECHTYPE | Heat Exchanger Type
BRT | CP | Control Panel | 10 | CPCPTYPE | Control Panel Type | P | Fire Alarm Control | CP - Control Panel | CPCPTYPE - Control Panel Type | FRHYDR | MANS | CFV 2 | DRDRTYPE | Bi-fold | LOV 1 | HECHMAT | Heat Exchanger Material
BRT | CP | Control Panel | 10 | CPCPTYPE | Control Panel Type | P | Fuel Accuload | CP - Control Panel | CPCPTYPE - Control Panel Type | FRPMP | FRMPTYPE | CFV 1 | DRDRTYPE | Revolving | LOV 2 | HECHPMED | Primary Medium
BRT | CP | Control Panel | 10 | CPCPTYPE | Control Panel Type | P | Sump | CP - Control Panel | CPCPTYPE - Control Panel Type | FRPMP | FRMPPSTY | CFV 2 | DRDRTYPE | Sliding | LOV 3 | HECHSMED | Secondary Medium
BRT | CP | Control Panel | 10 | CPCPTYPE | Control Panel Type | P | CWP | CP - Control Panel | CPCPTYPE - Control Panel Type | FRPMP | FRMPDRIV | CFV 3 | DRDRTYPE | Swing | LOV 4 | HRRUTYPE | Heat Recovery Unit Type
BRT | CP | Control Panel | 10 | CPCPTYPE | Control Panel Type | P | Loading | CP - Control Panel | CPCPTYPE - Control Panel Type | FRPMP | MOTORKW | CFV 4 | DRHBTYPE | Double | LOV 1 | HRUSE | Size (each)
BRT | COOLTANK | Coolant tank | 10 | COOLTVOL | Coolant tank volume | - | Freeform Text | COOLTANK - Coolant tank | COOLTVOL - Coolant tank volume | FRSHTTR | FRTRTYPE | CFV 1 | DRHBTYPE | Single | LOV 2 | HTHTTYPE | Hot Water Heater Type
BRT | COOLTANK | Coolant tank | 20 | COOLTEIH | Coolant tank Electric immersion heater | P | No | COOLTANK - Coolant tank | COOLTEIH - Coolant tank Electric immersion heater | FRSHTTR | FRTRAUTO | CFV 2 | DRTNHSRC | Electric-Heating | LOV 1 | HTHTESRC | Hot Water Heater Energy Source
BRT | COOLTANK | Coolant tank | 20 | COOLTEIH | Coolant tank Electric immersion heater | P | Yes | COOLTANK - Coolant tank | COOLTEIH - Coolant tank Electric immersion heater | FRSHTTR | FRSHTSLI | CFV 3 | DRTNHSRC | Hot Water/Glycol Heating | LOV 2 | HTWTSC | Storage Cap (Litre)
BRT | COOLTANK | Coolant tank | 30 | COOLTMAT | Coolant tank Material | P | FRP | COOLTANK - Coolant tank | COOLTMAT - Coolant tank Material | FRSHTTR | ACCSZW | CFV 4 | DRTNHSRC | Natural Gas (NG) Heating | LOV 3 | HTWTGI | Gas input(BTU)
BRT | COOLTANK | Coolant tank | 30 | COOLTMAT | Coolant tank Material | P | Steel | COOLTANK - Coolant tank | COOLTMAT - Coolant tank Material | FRSUPPU | FRPUTYPE | CFV 1 | DRTNHSRC | Non-Heated | LOV 4 | HMFRTYPE | Humidifier Type
BRT | COOLTANK | Coolant tank | 40 | COOLTKFLTYPE | Fluid Type | P | Train Anti-Freeze | COOLTANK - Coolant tank | COOLTKFLTYPE - Fluid Type | FRSUPPU | AIRCOMP | CFV 2 | DRTNHSRC | Propane Gas (LPG) Heating | LOV 5 | HYWTTYPE | Hydronic System Water Treatment Type
BRT | WWFT | Windshield Washer Fluid Tank | 10 | WWFTVOL | Windshield Washer Fluid Tank Volume | - | Freeform Text | WWFT - Windshield Washer Fluid Tank | WWFTVOL - Windshield Washer Fluid Tank Volume | FXFURN | FXRNTYPE | CFV 1 | DRTNHSRC | Steam Heating | LOV 6 | LGTDNFIX | Number of Fixtures
BRT | WWFT | Windshield Washer Fluid Tank | 20 | WWFTEIH | Windshield Washer Fluid Tank Electric Immersion Heater | P | No | WWFT - Windshield Washer Fluid Tank | WWFTEIH - Windshield Washer Fluid Tank Electric Immersion Heater | FXFURN | QTY | CFV 2 | WWFTEIH | No | LOV 1 | WWFTVOL | Windshield Washer Fluid Tank Volume
BRT | WWFT | Windshield Washer Fluid Tank | 20 | WWFTEIH | Windshield Washer Fluid Tank Electric Immersion Heater | P | Yes | WWFT - Windshield Washer Fluid Tank | WWFTEIH - Windshield Washer Fluid Tank Electric Immersion Heater | WWFT | WWFTVOL | CFV 1 | WWFTEIH | Yes | LOV 2 | WWFTEIH | Windshield Washer Fluid Tank Electric Immersion Heater
BRT | WWFT | Windshield Washer Fluid Tank | 30 | WWFTMAT | Windshield Washer Fluid Tank Material | P | FRP | WWFT - Windshield Washer Fluid Tank | WWFTMAT - Windshield Washer Fluid Tank Material | WWFT | WWFTEIH | CFV 2 | WWFTMAT | FRP | LOV 1 | WWFTMAT | Windshield Washer Fluid Tank Material
BRT | WWFT | Windshield Washer Fluid Tank | 30 | WWFTMAT | Windshield Washer Fluid Tank Material | P | Steel | WWFT - Windshield Washer Fluid Tank | WWFTMAT - Windshield Washer Fluid Tank Material | WWFT | WWFTMAT | CFV 3 | WWFTMAT | Steel | LOV 2 | WWFTTYPE | Fluid Type
BRT | WWFT | Windshield Washer Fluid Tank | 40 | WWFTTYPE | Fluid Type |  | Cleaning Fluids | WWFT - Windshield Washer Fluid Tank | WWFTTYPE - Fluid Type | WWFT | WWFTTYPE | CFV 4 | WWFTTYPE | Cleaning Fluids | LOV 1 | LGTDPMAT | Light Standard Pole Shaft Material
BRT | CRN | Crane | 10 | CRRNTYPE | Crane Type | P | Bridge | CRN - Crane | CRRNTYPE - Crane Type | FXGRBG | RECYCLBE | CFV 1 | WWFTVOL | Freeform Text | LOV 1 | LGTDBMAT | Light Standard Pole Base (Found.) Material
BRT | CRN | Crane | 10 | CRRNTYPE | Crane Type | P | Jib | CRN - Crane | CRRNTYPE - Crane Type | FXGRBG | WASTE | CFV 2 | DSLCTYPE | Electrostatic Precipitator | LOV 1 | LSH | Hinge
BRT | CRN | Crane | 10 | CRRNTYPE | Crane Type | P | Monorail | CRN - Crane | CRRNTYPE - Crane Type | FXGRBG | GREENBIN | CFV 3 | DSLCTYPE | Filter | LOV 2 | GRNSTOL | Type Of Light
BRT | CRN | Crane | 20 | CRRNPSRC | Power Source | P | Manual | CRN - Crane | CRRNPSRC - Power Source | FXGRBG | OTHER | CFV 4 | DSLCTYPE | Inertial | LOV 3 | LGRLTYPE | Lighting Control System Type
BRT | CRN | Crane | 20 | CRRNPSRC | Power Source | P | Motorized | CRN - Crane | CRRNPSRC - Power Source | FLGPL | FLPLPMAT | CFV 1 | DSLCTYPE | Local Unit Collector | LOV 4 | LBT | Type of Load Bank
BRT | CRN | Crane | 30 | TONNAGE | Tonnage | - | Freeform Text | CRN - Crane | TONNAGE - Tonnage | FLGPL | FLPLBMAT | CFV 2 | DSLCTYPE | Wet Scrubber | LOV 5 | LODLTYPE | Loading Dock Levelers Type
BRT | CRNREMC | Crane Remote Control | 10 | CRMCTYPE | Crane Remote Control Type | P | Fixed | CRNREMC - Crane Remote Control | CRMCTYPE - Crane Remote Control Type | FLGPL | UTLP | CFV 3 | DSSTCONS | Double Wall | LOV 1 | LOTRTYPE | Low Voltage Transformer Type
BRT | CRNREMC | Crane Remote Control | 10 | CRMCTYPE | Crane Remote Control Type | P | Portable | CRNREMC - Crane Remote Control | CRMCTYPE - Crane Remote Control Type | FLTROOF | FLOFTYPE | CFV 1 | DSSTCONS | Single Wall | LOV 2 | INCMVOLT | Incoming Voltage
BRT | DEFDISP | DEF Dispenser | 10 | PWRSV | Power Supply Voltage | - | Freeform Text | DEFDISP - DEF Dispenser | PWRSV - Power Supply Voltage | FLTROOF | ROOFACC | CFV 2 | DSSTMAT | FRP | LOV 1 | KVARAT | KVA Rating
BRT | DEHMDFR | Dehumidifier | 10 | DEFRTYPE | Dehumidifier Type | P | Desiccant-Liquid | DEHMDFR - Dehumidifier | DEFRTYPE - Dehumidifier Type | FLRHSMS | FLMSTYPE | CFV 1 | DSSTMAT | Steel | LOV 2 | OUTVOLT | Outgoing Voltage
BRT | DEHMDFR | Dehumidifier | 10 | DEFRTYPE | Dehumidifier Type | P | Desiccant-Rotary | DEHMDFR - Dehumidifier | DEFRTYPE - Dehumidifier Type | FLRHSMS | FLMSHSRC | CFV 2 | DSSTTYPE | AST | LOV 1 | MNOLTYPE | Manhole Type
BRT | DEHMDFR | Dehumidifier | 10 | DEFRTYPE | Dehumidifier Type | P | Refrigerative | DEHMDFR - Dehumidifier | DEFRTYPE - Dehumidifier Type | GATE | GATETYPE | CFV 1 | DSSTTYPE | UST | LOV 2 | MNOLCOTY | Cover Type
BRT | DEHMDFR | Dehumidifier | 20 | PWRSV | Power Supply Voltage | - | Freeform Text | DEHMDFR - Dehumidifier | PWRSV - Power Supply Voltage | GATE | GATEAUTO | CFV 2 | DUCTED | No | LOV 1 | BOLTED | Bolted?
BRT | DEHMDFR | Dehumidifier | 30 | CAPACITY | Capacity | - | Freeform Text | DEHMDFR - Dehumidifier | CAPACITY - Capacity | GATE | GATEGSPN | CFV 3 | DUCTED | Yes | LOV 2 | MALVTYPE | Manual Valve (>=100) Type
BRT | DSLDISP | Diesel Dispenser | 10 | PWRSV | Power Supply Voltage | - | Freeform Text | DSLDISP - Diesel Dispenser | PWRSV - Power Supply Voltage | GATE | GATEALCK | CFV 4 | ELTRTYPE | Exterior | LOV 1 | MHRSTYPE | Medium/High Voltage Transformer Type
BRT | DSLST | Diesel Storage Tank | 10 | DSSTTYPE | Diesel Storage Tank Type | P | AST | DSLST - Diesel Storage Tank | DSSTTYPE - Diesel Storage Tank Type | GRYWTANK | GRYWTVOL | CFV 1 | ELTRTYPE | Interior | LOV 2 | FRAMSIZE | Frame Size
BRT | DSLST | Diesel Storage Tank | 10 | DSSTTYPE | Diesel Storage Tank Type | P | UST | DSLST - Diesel Storage Tank | DSSTTYPE - Diesel Storage Tank Type | GRYWTANK | GRYWTEIH | CFV 2 | ELTSSTYP | Eavestrough | LOV 1 | NUMCELLS | Motor Control Centers (MCC) Number of Cells
BRT | DSLST | Diesel Storage Tank | 20 | DSSTCONS | Diesel Storage Tank Construction | P | Double Wall | DSLST - Diesel Storage Tank | DSSTCONS - Diesel Storage Tank Construction | GRYWTANK | GRYWTMAT | CFV 3 | ELTSSTYP | Pipe | LOV 2 | OHDRTYPE | Overhead Door Type
BRT | DSLST | Diesel Storage Tank | 20 | DSSTCONS | Diesel Storage Tank Construction | P | Single Wall | DSLST - Diesel Storage Tank | DSSTCONS - Diesel Storage Tank Construction | GRNDLPS | GRPSTYPE | CFV 1 | ELTSSTYP | Platform | LOV 3 | OHDRAUTO | Overhead Door Automation
BRT | DSLST | Diesel Storage Tank | 30 | DSSTMAT | Diesel Storage Tank Material | P | FRP | DSLST - Diesel Storage Tank | DSSTMAT - Diesel Storage Tank Material | GRDRL | GRRLTYPE | CFV 1 | ELTSSTYP | Sidewalk | LOV 4 | INSULTED | Insulated?
BRT | DSLST | Diesel Storage Tank | 30 | DSSTMAT | Diesel Storage Tank Material | P | Steel | DSLST - Diesel Storage Tank | DSSTMAT - Diesel Storage Tank Material | GRDRL | GRRLMAT | CFV 2 | ELTSSTYP | Steps | LOV 5 | PRLLMAT | Parapet Wall Material
BRT | DSLST | Diesel Storage Tank | 40 | TSSANUM | TSSA Number | - | Freeform Text | DSLST - Diesel Storage Tank | TSSANUM - TSSA Number | GRDRL | QTY | CFV 3 | EMENFTYP | Diesel Fuel | LOV 1 | PKEAMAT | Parking Area Material
BRT | DSLST | Diesel Storage Tank | 50 | SECCONT | Secondary Containment? | P | No | DSLST - Diesel Storage Tank | SECCONT - Secondary Containment? | HNDDRY | WATTS | CFV 1 | EMENFTYP | Gasoline | LOV 2 | PSNS | Number of parking spots
BRT | DSLST | Diesel Storage Tank | 50 | SECCONT | Secondary Containment? | P | Yes | DSLST - Diesel Storage Tank | SECCONT - Secondary Containment? | HNDRL | HNRLTYPE | CFV 1 | EMENFTYP | Natural Gas | LOV 3 | PELKMAT | Pedestrian Walkway Material
BRT | DSLST | Diesel Storage Tank | 60 | INDRINST | Indoor Installation? | P | No | DSLST - Diesel Storage Tank | INDRINST - Indoor Installation? | HNDRL | HNRLMAT | CFV 2 | EMENFTYP | Propane | LOV 4 | PEDSWI | Size Width (inch)
BRT | DSLST | Diesel Storage Tank | 60 | INDRINST | Indoor Installation? | P | Yes | DSLST - Diesel Storage Tank | INDRINST - Indoor Installation? | HNDRL | QTY | CFV 3 | EMPFITYP | Indoor | LOV 1 | PHYSARTY | Array Type
BRT | DOMWDS | Domestic Water Distribution System | 10 | DODSINSL | Domestic Water Distribution System Insulated | P | No | DOMWDS - Domestic Water Distribution System | DODSINSL - Domestic Water Distribution System Insulated | HEATEXCH | HECHTYPE | CFV 1 | EMPFITYP | Outdoor | LOV 2 | NUMPNLS | Number of Panels
BRT | DOMWDS | Domestic Water Distribution System | 10 | DODSINSL | Domestic Water Distribution System Insulated | P | Partial | DOMWDS - Domestic Water Distribution System | DODSINSL - Domestic Water Distribution System Insulated | HEATEXCH | HECHMAT | CFV 2 | EMPFTYPE | Emergency Drench Shower | LOV 1 | PHSS | Size of Panel (Inch)
BRT | DOMWDS | Domestic Water Distribution System | 10 | DODSINSL | Domestic Water Distribution System Insulated | P | Yes | DOMWDS - Domestic Water Distribution System | DODSINSL - Domestic Water Distribution System Insulated | HEATEXCH | HECHPMED | CFV 3 | EMPFTYPE | Emergency Eye/Face Wash Station | LOV 2 | PLTFTYPE | Plumbing Fixture - Fountains Type
BRT | DR | Door | 10 | DRDRTYPE | Door Type | P | Bi-fold | DR - Door | DRDRTYPE - Door Type | HEATEXCH | HECHSMED | CFV 4 | EMPFTYPE | Emergency Eye/Face/Shower Combo | LOV 3 | PLTFMAT | Plumbing Fixture - Fountains Material
BRT | DR | Door | 10 | DRDRTYPE | Door Type | P | Revolving | DR - Door | DRDRTYPE - Door Type | HRU | HRRUTYPE | CFV 1 | EMPFTYPE | Emergency Eyewash Station | LOV 4 | PLTFCRTY | Cooler Type
BRT | DR | Door | 10 | DRDRTYPE | Door Type | P | Sliding | DR - Door | DRDRTYPE - Door Type | HRU | HRUSE | CFV 2 | EMPFTYPE | Enclosed Booth with Shower | LOV 5 | PLMFBR | Bottle Refill(Y/N)
BRT | DR | Door | 10 | DRDRTYPE | Door Type | P | Swing | DR - Door | DRDRTYPE - Door Type | HTWTRHT | HTHTTYPE | CFV 1 | ENGOTEIH | No | LOV 1 | TYPE | Type
BRT | DR | Door | 20 | DRDRAUTO | Door Automation | P | Hybrid | DR - Door | DRDRAUTO - Door Automation | HTWTRHT | HTHTESRC | CFV 2 | ENGOTEIH | Yes | LOV 2 | PSLVTYPE | Post Indicator Valve Type
BRT | DR | Door | 20 | DRDRAUTO | Door Automation | P | Manual | DR - Door | DRDRAUTO - Door Automation | HTWTRHT | PWRSV | CFV 3 | ENGOTMAT | FRP | LOV 1 | PRMPTYPE | Pressure Wash Pump Skid Type
BRT | DR | Door | 30 | DRDRCONF | Door Configuration | P | Double | DR - Door | DRDRCONF - Door Configuration | HTWTRHT | MOTORKW | CFV 4 | ENGOTMAT | Steel | LOV 2 | PMMPTYPE | Pump Type
BRT | DR | Door | 30 | DRDRCONF | Door Configuration | P | Single | DR - Door | DRDRCONF - Door Configuration | HTWTRHT | HTWTSC | CFV 5 | ESWSTYPE | DDC Networked | LOV 1 | PMMPMPWR | Motive Power
BRT | DR | Door | 40 | DRDRAMET | Access Method | P | Keylock | DR - Door | DRDRAMET - Access Method | HTWTRHT | HTWTGI | CFV 6 | ESWSTYPE | Electric Stand-Alone | LOV 2 | PMMPFLUD | Pump Fluid
BRT | DR | Door | 40 | DRDRAMET | Access Method | P | Keypad | DR - Door | DRDRAMET - Access Method | HMDFR | HMFRTYPE | CFV 1 | ESWSTYPE | Hardwired Stand-Alone | LOV 3 | PMPH | Head (kPa)
BRT | DR | Door | 40 | DRDRAMET | Access Method | P | None | DR - Door | DRDRAMET - Access Method | HMDFR | PWRSV | CFV 2 | ESWSTYPE | Pneumatic | LOV 4 | PMPV | VFD(Y/N)
BRT | DR | Door | 40 | DRDRAMET | Access Method | P | Panic Bar | DR - Door | DRDRAMET - Access Method | HMDFR | CAPACITY | CFV 3 | FAANMAT | Aluminum | LOV 1 | PMPF | Flow (litre/second)
BRT | DR | Door | 40 | DRDRAMET | Access Method | P | Swipe | DR - Door | DRDRAMET - Access Method | HYDRSWT | HYWTTYPE | CFV 1 | FAANMAT | Plastic | LOV 2 | RTLLMAT | Retaining Wall Material
BRT | DR | Door | 50 | FIRRATD | Fire Rated? | P | No | DR - Door | FIRRATD - Fire Rated? | LGHTSTD | LGTDNFIX | CFV 1 | FAANMAT | Steel | LOV 3 | MAXGDIFF | Max Grade Difference
BRT | DR | Door | 50 | FIRRATD | Fire Rated? | P | Yes | DR - Door | FIRRATD - Fire Rated? | LGHTSTD | LGTDPMAT | CFV 2 | FAANMTYP | Base | LOV 1 | WALLLNTH | Wall Length
BRT | DR | Door | 60 | FRSHTSLI | Size Length (inch) | - | Freeform Text | DR - Door | FRSHTSLI - Size Length (inch) | LGHTSTD | LGTDBMAT | CFV 3 | FAANMTYP | Roof | LOV 2 | RDWYMAT | Roadway Material
BRT | DR | Door | 70 | ACCSZW | Size Width (feet) | - | Freeform Text | DR - Door | ACCSZW - Size Width (feet) | LGHTSTD | UTLP | CFV 4 | FAANMTYP | Suspended | LOV 3 | CEILMATL | Ceiling Material
BRT | DR | Door | 80 | QTY | Quantity | - | Freeform Text | DR - Door | QTY - Quantity | LGHTSTD | LSH | CFV 5 | FAANMTYP | Wall | LOV 4 | FLRMATL | Floor Material
BRT | DRARCRTN | Door Air Curtain | 10 | DRTNHSRC | Door Air Curtain Heating Source | P | Electric-Heating | DRARCRTN - Door Air Curtain | DRTNHSRC - Door Air Curtain Heating Source | LGHTSTD | GRNSTOL | CFV 6 | FAANTYPE | Belt Drive Fan | LOV 1 | RMISFRI | Square footage of room interior
BRT | DRARCRTN | Door Air Curtain | 10 | DRTNHSRC | Door Air Curtain Heating Source | P | Hot Water/Glycol Heating | DRARCRTN - Door Air Curtain | DRTNHSRC - Door Air Curtain Heating Source | LGHTSTD | QTY | CFV 7 | FAANTYPE | Direct Drive Fan | LOV 2 | WALMATL | Wall Material
BRT | DRARCRTN | Door Air Curtain | 10 | DRTNHSRC | Door Air Curtain Heating Source | P | Natural Gas (NG) Heating | DRARCRTN - Door Air Curtain | DRTNHSRC - Door Air Curtain Heating Source | LGHT | GRNSTOL | CFV 1 | FAANTYPE | In-Line Centrifugal | LOV 3 | SEEPTYPE | Separator Type
BRT | DRARCRTN | Door Air Curtain | 10 | DRTNHSRC | Door Air Curtain Heating Source | P | Non-Heated | DRARCRTN - Door Air Curtain | DRTNHSRC - Door Air Curtain Heating Source | LGHT | QTY | CFV 2 | FAANTYPE | Unknown | LOV 4 | SEEPITYP | Separator Installation Type
BRT | DRARCRTN | Door Air Curtain | 10 | DRTNHSRC | Door Air Curtain Heating Source | P | Propane Gas (LPG) Heating | DRARCRTN - Door Air Curtain | DRTNHSRC - Door Air Curtain Heating Source | LGHTCTRL | LGRLTYPE | CFV 1 | FIREEXTG | No | LOV 1 | SEEPCLTY | Cleaning Type
BRT | DRARCRTN | Door Air Curtain | 10 | DRTNHSRC | Door Air Curtain Heating Source | P | Steam Heating | DRARCRTN - Door Air Curtain | DRTNHSRC - Door Air Curtain Heating Source | LGHTCTRL | VOLT | CFV 2 | FIREEXTG | Yes | LOV 2 | TANKVOL | Tank Volume
BRT | DRARCRTN | Door Air Curtain | 20 | PWRSV | Power Supply Voltage | - | Freeform Text | DRARCRTN - Door Air Curtain | PWRSV - Power Supply Voltage | LOADBNK | PWRSV | CFV 1 | FIRRATD | No | LOV 1 | PERMIT | Permit
BRT | DRARCRTN | Door Air Curtain | 30 | HEATINP | Heating Input | - | Freeform Text | DRARCRTN - Door Air Curtain | HEATINP - Heating Input | LOADBNK | LBT | CFV 2 | FIRRATD | Yes | LOV 2 | MATERIAL | Material
BRT | DRARCRTN | Door Air Curtain | 40 | HEATOUT | Heating Output | - | Freeform Text | DRARCRTN - Door Air Curtain | HEATOUT - Heating Output | LOADDL | LODLTYPE | CFV 1 | FLMSHSRC | Electric | LOV 1 | SETS | Size (Litre)
BRT | DRARCRTN | Door Air Curtain | 50 | DRRTNCP | Capacity (kW) | - | Freeform Text | DRARCRTN - Door Air Curtain | DRRTNCP - Capacity (kW) | LOWVLTTR | LOTRTYPE | CFV 1 | FLMSHSRC | Geothermal | LOV 2 | SHHDTYPE | Shed Type
BRT | DRNCTCHB | Drainage Catch Basin | 10 | DRHBTYPE | Drainage Catch Basin Type | P | Double | DRNCTCHB - Drainage Catch Basin | DRHBTYPE - Drainage Catch Basin Type | LOWVLTTR | INCMVOLT | CFV 2 | FLMSHSRC | Hydronic (Hot Water/Glycol) | LOV 3 | SHHDCONS | Shed Construction
BRT | DRNCTCHB | Drainage Catch Basin | 10 | DRHBTYPE | Drainage Catch Basin Type | P | Single | DRNCTCHB - Drainage Catch Basin | DRHBTYPE - Drainage Catch Basin Type | LOWVLTTR | KVARAT | CFV 3 | FLMSTYPE | Inground Floor Heating System | LOV 1 | SHHDMAT | Shed Material
BRT | DRNCTCHB | Drainage Catch Basin | 20 | MANS | Size – Diameter (mm) | - | Freeform Text | DRNCTCHB - Drainage Catch Basin | MANS - Size – Diameter (mm) | LOWVLTTR | OUTVOLT | CFV 4 | FLMSTYPE | Snow Melting System | LOV 2 | SHDRM | Roof material
BRT | DRNCTCHB | Drainage Catch Basin | 30 | TSD | Depth(m) | - | Freeform Text | DRNCTCHB - Drainage Catch Basin | TSD - Depth(m) | MNHOL | MNOLTYPE | CFV 1 | FLOFTYPE | Built-Up Bituminous | LOV 1 | SHDWI | Width (inch)
BRT | DRNCTCHB | Drainage Catch Basin | 40 | QTY | Quantity | - | Freeform Text | DRNCTCHB - Drainage Catch Basin | QTY - Quantity | MNHOL | MNOLCOTY | CFV 2 | FLOFTYPE | Concrete | LOV 2 | SIHTTYPE | Signal Light Type
BRT | DRWOUTBR | Draw-Out Breaker | 10 | DRBRPHAS | Draw-Out Breaker Phasing | P | Single Phase Three Wire | DRWOUTBR - Draw-Out Breaker | DRBRPHAS - Draw-Out Breaker Phasing | MNHOL | BOLTED | CFV 3 | FLOFTYPE | Modified Bituminous Sheet Membrane | LOV 3 | SIHTHMAT | Housing Material
BRT | DRWOUTBR | Draw-Out Breaker | 10 | DRBRPHAS | Draw-Out Breaker Phasing | P | Three Phase 3 Wire | DRWOUTBR - Draw-Out Breaker | DRBRPHAS - Draw-Out Breaker Phasing | MNHOL | MANS | CFV 4 | FLOFTYPE | Single-Ply | LOV 4 | LENSCNT | Lense Count
BRT | DRWOUTBR | Draw-Out Breaker | 10 | DRBRPHAS | Draw-Out Breaker Phasing | P | Three Phase 4 Wire | DRWOUTBR - Draw-Out Breaker | DRBRPHAS - Draw-Out Breaker Phasing | MNHOL | QTY | CFV 5 | FLOFTYPE | Vegetated Roof | LOV 5 | ILLUMNTD | Illuminated?
BRT | DRWOUTBR | Draw-Out Breaker | 10 | DRBRPHAS | Draw-Out Breaker Phasing | P | Three Phase 6 Wire | DRWOUTBR - Draw-Out Breaker | DRBRPHAS - Draw-Out Breaker Phasing | MANVLV | MALVTYPE | CFV 1 | FLPLBMAT | Bare | LOV 1 | SGRKMTYP | Signs (Park.) Mounting Type
BRT | DRWOUTBR | Draw-Out Breaker | 20 | AMPERAGE | Amperage | - | Freeform Text | DRWOUTBR - Draw-Out Breaker | AMPERAGE - Amperage | MANVLV | LINESIZE | CFV 2 | FLPLBMAT | Concrete | LOV 2 | SLRFMAT | Sloped Roof Material
BRT | DRWOUTBR | Draw-Out Breaker | 30 | VOLT | Volt. | - | Freeform Text | DRWOUTBR - Draw-Out Breaker | VOLT - Volt. | MHVLTTRS | MHRSTYPE | CFV 1 | FLPLBMAT | Sleeve Concrete | LOV 3 | ROODGURD | Roof snow guard present?
BRT | DRWOUTBR | Draw-Out Breaker | 40 | KARATING | KA Rating | - | Freeform Text | DRWOUTBR - Draw-Out Breaker | KARATING - KA Rating | MHVLTTRS | INCMVOLT | CFV 2 | FLPLPMAT | Aluminum | LOV 1 | SPTNTYPE | Spill Kits Station Type
BRT | DRYARCP | Dryer - Air Compressor | 10 | DRCPTYPE | Dryer - Air Compressor Type | P | Refrigerated | DRYARCP - Dryer - Air Compressor | DRCPTYPE - Dryer - Air Compressor Type | MHVLTTRS | KVARAT | CFV 3 | FLPLPMAT | Concrete | LOV 2 | SPYSTYPE | Sprinkler System Type
BRT | DRYARCP | Dryer - Air Compressor | 10 | DRCPTYPE | Dryer - Air Compressor Type | P | Regenerative Desiccant | DRYARCP - Dryer - Air Compressor | DRCPTYPE - Dryer - Air Compressor Type | MHVLTTRS | OUTVOLT | CFV 4 | FLPLPMAT | Steel | LOV 3 | INPVLV | Indicator Post Valve?
BRT | DRYARCP | Dryer - Air Compressor | 20 | PWRSV | Power Supply Voltage | - | Freeform Text | DRYARCP - Dryer - Air Compressor | PWRSV - Power Supply Voltage | MTRCONTC | FRAMSIZE | CFV 1 | FLPLPMAT | Wood | LOV 4 | SPRYSSH | Number of sprinkler heads (each)
BRT | DSTCOLLC | Dust Collector | 10 | DSLCTYPE | Dust Collector Type | P | Electrostatic Precipitator | DSTCOLLC - Dust Collector | DSLCTYPE - Dust Collector Type | MTRCONTC | NUMCELLS | CFV 2 | FLYSTYPE | Ballasted Anchor | LOV 1 | STWYMAT | Stairway Material
BRT | DSTCOLLC | Dust Collector | 10 | DSLCTYPE | Dust Collector Type | P | Filter | DSTCOLLC - Dust Collector | DSLCTYPE - Dust Collector Type | OHDDR | OHDRTYPE | CFV 1 | FLYSTYPE | Davit Arm | LOV 2 | STRWNS | Number of steps (each)
BRT | DSTCOLLC | Dust Collector | 10 | DSLCTYPE | Dust Collector Type | P | Inertial | DSTCOLLC - Dust Collector | DSLCTYPE - Dust Collector Type | OHDDR | OHDRAUTO | CFV 2 | FLYSTYPE | Horizontal Lifeline | LOV 3 | SBCTMAT | Substructure (SFG - Below Grade) Material
BRT | DSTCOLLC | Dust Collector | 10 | DSLCTYPE | Dust Collector Type | P | Local Unit Collector | DSTCOLLC - Dust Collector | DSLCTYPE - Dust Collector Type | OHDDR | INSULTED | CFV 3 | FLYSTYPE | Ladder Rail | LOV 4 | SMITLMAT | Liner Material
BRT | DSTCOLLC | Dust Collector | 10 | DSLCTYPE | Dust Collector Type | P | Wet Scrubber | DSTCOLLC - Dust Collector | DSLCTYPE - Dust Collector Type | OHDDR | ACCSZL | CFV 4 | FLYSTYPE | Roof Anchor | LOV 5 | SMPCL | Pit Capicaty (Litre)
BRT | DSTCOLLC | Dust Collector | 20 | PWRSV | Power Supply Voltage | - | Freeform Text | DSTCOLLC - Dust Collector | PWRSV - Power Supply Voltage | OHDDR | ACCSZW | CFV 5 | FNNCMAT | Black Vinyl Coated Chain Link | LOV 1 | SPCTMAT | Superstructure (SFG - Above Grade) Material
BRT | DSTCOLLC | Dust Collector | 30 | MOTORKW | Motor kW | - | Freeform Text | DSTCOLLC - Dust Collector | MOTORKW - Motor kW | PRPTWLL | PRLLMAT | CFV 1 | FNNCMAT | Concrete | LOV 2 | SWRDNITB | Switchboard Number of Incoming Breakers
BRT | DSTCOLLC | Dust Collector | 40 | AIRFLOW | Airflow (SCFM) | - | Freeform Text | DSTCOLLC - Dust Collector | AIRFLOW - Airflow (SCFM) | PKGAREA | PKEAMAT | CFV 1 | FNNCMAT | Galvanized Chain Link | LOV 3 | SWRDTBRK | Switchboard Tie Breaker
BRT | DSTCOLLC | Dust Collector | 50 | COLLVOL | Collector Volume | - | Freeform Text | DSTCOLLC - Dust Collector | COLLVOL - Collector Volume | PKGAREA | PSNS | CFV 2 | FNNCMAT | Green Vinyl Coated Chain Link | LOV 4 | SWGRNITB | Switchgear Number of Incoming Breakers
BRT | ELECHTS | Electric Heat Trace System | 10 | ELTSSTYP | System Type | P | Eavestrough | ELECHTS - Electric Heat Trace System | ELTSSTYP - System Type | PEDWLK | PELKMAT | CFV 1 | FNNCMAT | Masonry | LOV 5 | SWGRTBRK | Switchgear Tie Breaker
BRT | ELECHTS | Electric Heat Trace System | 10 | ELTSSTYP | System Type | P | Pipe | ELECHTS - Electric Heat Trace System | ELTSSTYP - System Type | PEDWLK | FRSHTSLI | CFV 2 | FNNCMAT | Page-Wire | LOV 6 | TATRTYPE | Tank Heater Type
BRT | ELECHTS | Electric Heat Trace System | 10 | ELTSSTYP | System Type | P | Platform | ELECHTS - Electric Heat Trace System | ELTSSTYP - System Type | PEDWLK | PEDSWI | CFV 3 | FNNCMAT | Soldier Pile and Lagging | LOV 7 | TATRESRC | Tank Heater Energy Source
BRT | ELECHTS | Electric Heat Trace System | 10 | ELTSSTYP | System Type | P | Sidewalk | ELECHTS - Electric Heat Trace System | ELTSSTYP - System Type | PEDWLK | QTY | CFV 4 | FNNCMAT | Steel Rail | LOV 8 | TRTRTYPE | Terminal Heater Type
BRT | ELECHTS | Electric Heat Trace System | 10 | ELTSSTYP | System Type | P | Steps | ELECHTS - Electric Heat Trace System | ELTSSTYP - System Type | PHTOSYS | PHYSARTY | CFV 1 | FNNCMAT | Unknown | LOV 9 | TRTRESRC | Terminal Heater Energy Source
BRT | ELECHTS | Electric Heat Trace System | 20 | WATTSFT | Watts/ft | - | Freeform Text | ELECHTS - Electric Heat Trace System | WATTSFT - Watts/ft | PHTOSYS | NUMPNLS | CFV 2 | FNNCMAT | Welded Wire Mesh | LOV 10 | TRRRTYPE | Traffic Barrier Type
BRT | ELECHTS | Electric Heat Trace System | 30 | NOCIRC | No. Circuits | - | Freeform Text | ELECHTS - Electric Heat Trace System | NOCIRC - No. Circuits | PHTOSYS | PHSS | CFV 3 | FNNCMAT | Wood | LOV 11 | TRRRMAT | Traffic Barrier Material
BRT | ELECHTS | Electric Heat Trace System | 40 | VOLT | Volt. | - | Freeform Text | ELECHTS - Electric Heat Trace System | VOLT - Volt. | PLMBFXTF | PLTFTYPE | CFV 1 | FNNCMAT | Wrought Iron | LOV 12 | TRSWTYPE | Transfer Switch Type
BRT | ELECHTS | Electric Heat Trace System | 50 | SIZE | Size | - | Freeform Text | ELECHTS - Electric Heat Trace System | SIZE - Size | PLMBFXTF | PLTFMAT | CFV 2 | FRDRTYPE | Dry Barrel | LOV 1 | TRSWTTYP | Transition Type
BRT | ELVTR | Elevator | 10 | ELTRTYPE | Elevator Type | P | Exterior | ELVTR - Elevator | ELTRTYPE - Elevator Type | PLMBFXTF | PLTFCRTY | CFV 3 | FRDRTYPE | Wet Barrel | LOV 2 | SERVBYPS | Service Bypass?
BRT | ELVTR | Elevator | 10 | ELTRTYPE | Elevator Type | P | Interior | ELVTR - Elevator | ELTRTYPE - Elevator Type | PLMBFXTF | PLMFBR | CFV 4 | FRMPDRIV | Diesel Engine | LOV 1 | TRANTVOL | Transmission tank VOLUME
BRT | ELVTR | Elevator | 20 | LINSDATE | Last Inspected Date (yyyy-mm-dd) | - | Freeform Text | ELVTR - Elevator | LINSDATE - Last Inspected Date (yyyy-mm-dd) | PLMBFXTF | TYPE | CFV 5 | FRMPDRIV | Electric | LOV 2 | TRANTEIH | Transmission tank Electric immersion heater
BRT | ELVTR | Elevator | 30 | TSSANUM | TSSA Number | - | Freeform Text | ELVTR - Elevator | TSSANUM - TSSA Number | PSTINVLV | PSLVTYPE | CFV 1 | FRMPPSTY | End Suction | LOV 1 | TRANTMAT | Transmission tank Material
BRT | ELVTR | Elevator | 40 | CERTEXD | Certificate Expiry Date (yyyy-mm-dd) | - | Freeform Text | ELVTR - Elevator | CERTEXD - Certificate Expiry Date (yyyy-mm-dd) | PRWSPMP | PRMPTYPE | CFV 1 | FRMPPSTY | Horizontal Split Case | LOV 2 | UTUPTYPE | Uninterruptable Power Supply Type
BRT | ELVTR | Elevator | 50 | ELVTRNOF | Number of Floors (each) | - | Freeform Text | ELVTR - Elevator | ELVTRNOF - Number of Floors (each) | PRWSPMP | PWRSV | CFV 2 | FRMPPSTY | Vertical Inline | LOV 3 | UTTRTYPE | Utility Meters Type
BRT | ELVTR | Elevator | 70 | ELVMXLBS | Max Capacity (LBS) | - | Freeform Text | ELVTR - Elevator | ELVMXLBS - Max Capacity (LBS) | PRWSPMP | MOTORKW | CFV 3 | FRMPPSTY | Vertical Multi-Stage | LOV 4 | VHCLVCU | Vehicle Charging Type
BRT | EMRGGEN | Emergency Generator | 10 | EMENFTYP | Emergency Generator Fuel Type | P | Diesel Fuel | EMRGGEN - Emergency Generator | EMENFTYP - Emergency Generator Fuel Type | PMP | PMMPTYPE | CFV 1 | FRMPPSTY | Vertical Turbine | LOV 5 | OUTRATEV | Output Rate (VA/hr)
BRT | EMRGGEN | Emergency Generator | 10 | EMENFTYP | Emergency Generator Fuel Type | P | Gasoline | EMRGGEN - Emergency Generator | EMENFTYP - Emergency Generator Fuel Type | PMP | PMMPMPWR | CFV 2 | FRMPTYPE | Fire Pump | LOV 1 | WSTCTVOL | Waste Coolant tank Volume
BRT | EMRGGEN | Emergency Generator | 10 | EMENFTYP | Emergency Generator Fuel Type | P | Natural Gas | EMRGGEN - Emergency Generator | EMENFTYP - Emergency Generator Fuel Type | PMP | PMMPFLUD | CFV 3 | FRMPTYPE | Jockey Pump | LOV 2 | WSTCTEIH | Waste Coolant tank Electric immersion heater
BRT | EMRGGEN | Emergency Generator | 10 | EMENFTYP | Emergency Generator Fuel Type | P | Propane | EMRGGEN - Emergency Generator | EMENFTYP - Emergency Generator Fuel Type | PMP | PWRSV | CFV 4 | FRNGITYP | Cabinet Mounted | LOV 1 | WSTCTMAT | Waste Coolant Tank Material
BRT | EMRGGEN | Emergency Generator | 20 | TSSANUM | TSSA Number | - | Freeform Text | EMRGGEN - Emergency Generator | TSSANUM - TSSA Number | PMP | MOTORKW | CFV 5 | FRNGITYP | Floor Mounted | LOV 2 | WEOTKVL | Waste Engine Oil tank volume
BRT | EMRGGEN | Emergency Generator | 30 | KW | KW | - | Freeform Text | EMRGGEN - Emergency Generator | KW - KW | PMP | PMPH | CFV 6 | FRNGITYP | Surface Mounted | LOV 3 | WEOTKEIH | Waste Engine Oil Electric immersion heater
BRT | EMRGGEN | Emergency Generator | 40 | PCKUENC | Package Unit Enclosure? | P | No | EMRGGEN - Emergency Generator | PCKUENC - Package Unit Enclosure? | PMP | PMPV | CFV 7 | FRNGTYPE | ABC-Rated Dry Chemical | LOV 1 | WEOTKMAT | Waste Engine Oil Tank Material
BRT | EMRGGEN | Emergency Generator | 40 | PCKUENC | Package Unit Enclosure? | P | Yes | EMRGGEN - Emergency Generator | PCKUENC - Package Unit Enclosure? | PMP | PMPF | CFV 8 | FRNGTYPE | A-Rated Water | LOV 2 | WSCSTYPE | Waste Water Collection Sys Type
BRT | EMRGGEN | Emergency Generator | 50 | EMRNTS | Tank Size (Litre) | - | Freeform Text | EMRGGEN - Emergency Generator | EMRNTS - Tank Size (Litre) | RTNWLL | RTLLMAT | CFV 1 | FRNGTYPE | BC-Rated Carbon Dioxide | LOV 3 | WSLSTYPE | Waste Water Lift Station Type
BRT | EMRGPF | Emergency Plumbing Fixture | 10 | EMPFTYPE | Emergency Plumbing Fixture Type | P | Emergency Drench Shower | EMRGPF - Emergency Plumbing Fixture | EMPFTYPE - Emergency Plumbing Fixture Type | RTNWLL | MAXGDIFF | CFV 2 | FRNGTYPE | Chemical Agent | LOV 4 | WTNRTYPE | Water Softener Type
BRT | EMRGPF | Emergency Plumbing Fixture | 10 | EMPFTYPE | Emergency Plumbing Fixture Type | P | Emergency Eye/Face Wash Station | EMRGPF - Emergency Plumbing Fixture | EMPFTYPE - Emergency Plumbing Fixture Type | RTNWLL | WALLLNTH | CFV 3 | FRNGTYPE | Dry Chemical | LOV 5 | WSEC | Exchange Capacity
BRT | EMRGPF | Emergency Plumbing Fixture | 10 | EMPFTYPE | Emergency Plumbing Fixture Type | P | Emergency Eye/Face/Shower Combo | EMRGPF - Emergency Plumbing Fixture | EMPFTYPE - Emergency Plumbing Fixture Type | RDWY | RDWYMAT | CFV 1 | FRNGTYPE | Foam | LOV 6 | WSFR | Max. Flow rate (GPM)
BRT | EMRGPF | Emergency Plumbing Fixture | 10 | EMPFTYPE | Emergency Plumbing Fixture Type | P | Emergency Eyewash Station | EMRGPF - Emergency Plumbing Fixture | EMPFTYPE - Emergency Plumbing Fixture Type | RMINT | CEILMATL | CFV 1 | FRNGTYPE | Purple K | LOV 7 | WINDNOW | Number of Windows
BRT | EMRGPF | Emergency Plumbing Fixture | 10 | EMPFTYPE | Emergency Plumbing Fixture Type | P | Enclosed Booth with Shower | EMRGPF - Emergency Plumbing Fixture | EMPFTYPE - Emergency Plumbing Fixture Type | RMINT | FLRMATL | CFV 2 | FRNGTYPE | Wet Chemical | LOV 8 | BLACTYPE | Building Automation Control
BRT | EMRGPF | Emergency Plumbing Fixture | 20 | EMPFITYP | EMPF Installation Type | P | Indoor | EMRGPF - Emergency Plumbing Fixture | EMPFITYP - EMPF Installation Type | RMINT | RMISFRI | CFV 3 | FRPUTYPE | Clean Agent Suppression System | LOV 1 | GSYSTYPE | Gas Detection System Type
BRT | EMRGPF | Emergency Plumbing Fixture | 20 | EMPFITYP | EMPF Installation Type | P | Outdoor | EMRGPF - Emergency Plumbing Fixture | EMPFITYP - EMPF Installation Type | RMINT | WALMATL | CFV 4 | FRPUTYPE | Double Preaction System | LOV 2 | FACLTYPE | Fan Coil Type
BRT | EMRGPF | Emergency Plumbing Fixture | 30 | HEATTRC | Heat Traced? | P | No | EMRGPF - Emergency Plumbing Fixture | HEATTRC - Heat Traced? | RMINT | QTY | CFV 5 | FRPUTYPE | Single Preaction System | LOV 3 | FACLESRC | Fan Coil Energy Source
BRT | EMRGPF | Emergency Plumbing Fixture | 30 | HEATTRC | Heat Traced? | P | Yes | EMRGPF - Emergency Plumbing Fixture | HEATTRC - Heat Traced? | SEP | SEEPTYPE | CFV 1 | FRTRAUTO | Fusible Link | LOV 1 | GSPSTYPE | Gas Distribution Piping System
BRT | ENGOTANK | Engine Oil tank | 10 | ENGOTVL | Engine Oil tank volume | - | Freeform Text | ENGOTANK - Engine Oil tank | ENGOTVL - Engine Oil tank volume | SEP | SEEPITYP | CFV 2 | FRTRAUTO | Hold Open Device | LOV 2 | TAG | Tag
BRT | ENGOTANK | Engine Oil tank | 20 | ENGOTEIH | Engine Oil tank Electric immersion heater | P | No | ENGOTANK - Engine Oil tank | ENGOTEIH - Engine Oil tank Electric immersion heater | SEP | SEEPCLTY | CFV 3 | FRTRTYPE | Coiling | LOV 1 | MTRPWR | Motor Power
BRT | ENGOTANK | Engine Oil tank | 20 | ENGOTEIH | Engine Oil tank Electric immersion heater | P | Yes | ENGOTANK - Engine Oil tank | ENGOTEIH - Engine Oil tank Electric immersion heater | SEP | TANKVOL | CFV 4 | FRTRTYPE | Sectional | LOV 2 | STNKTYPE | Storage Tank Type
BRT | ENGOTANK | Engine Oil tank | 30 | ENGOTMAT | Engine Oil tank Material | P | FRP | ENGOTANK - Engine Oil tank | ENGOTMAT - Engine Oil tank Material | SEPTNK | PERMIT | CFV 1 | FXRNTYPE | Bench | LOV 1 | STNKFLTY | Fluid Type
BRT | ENGOTANK | Engine Oil tank | 30 | ENGOTMAT | Engine Oil tank Material | P | Steel | ENGOTANK - Engine Oil tank | ENGOTMAT - Engine Oil tank Material | SEPTNK | MATERIAL | CFV 2 | FXRNTYPE | Bike Rack | LOV 2 | STNKCONS | Storage Tank Construction
BRT | ESWS | Eco Structure Web Station | 10 | ESWSTYPE | ESWS Type | P | DDC Networked | FLLARSYS - Fall Arrest System | FLYSTYPE - Fall Arrest System Type | SEPTNK | SETS | CFV 3 | GATEALCK | Card | LOV 1 | STNKMAT | Storage Tank Material
BRT | ESWS | Eco Structure Web Station | 10 | ESWSTYPE | ESWS Type | P | Electronic Stand-Alone | FLLARSYS - Fall Arrest System | FLYSTYPE - Fall Arrest System Type | SHD | SHHDTYPE | CFV 1 | GATEALCK | Keypad | LOV 2 | RLCCPLMT | RLMN Platform Material
BRT | ESWS | Eco Structure Web Station | 10 | ESWSTYPE | ESWS Type | P | Hardwired Stand-Alone | FLLARSYS - Fall Arrest System | FLYSTYPE - Fall Arrest System Type | SHD | SHHDCONS | CFV 2 | GATEALCK | Manual Lock | LOV 3 | RLCCRPMT | RLMN Ramp Material
BRT | ESWS | Eco Structure Web Station | 10 | ESWSTYPE | ESWS Type | P | Pneumatic | FLLARSYS - Fall Arrest System | FLYSTYPE - Fall Arrest System Type | SHD | SHHDMAT | CFV 3 | GATEALCK | None | LOV 4 | ESWSTYPE | ESWS Type
BRT | FLLARSYS | Fall Arrest System | 10 | FLYSTYPE | Fall Arrest System Type | P | Ballasted Anchor | FLLARSYS - Fall Arrest System | FLYSTYPE - Fall Arrest System Type | SHD | SHDRM | CFV 4 | GATEAUTO | Manual | LOV 1
BRT | FLLARSYS | Fall Arrest System | 10 | FLYSTYPE | Fall Arrest System Type | P | Davit Arm | FAN - Fan | FAANTYPE - Fan Type | SHD | PEDSWI | CFV 5 | GATEAUTO | Powered | LOV 2
BRT | FLLARSYS | Fall Arrest System | 10 | FLYSTYPE | Fall Arrest System Type | P | Horizontal Lifeline | FAN - Fan | FAANTYPE - Fan Type | SHD | SHDWI | CFV 6 | GATEGSPN | Double Gate | LOV 1
BRT | FLLARSYS | Fall Arrest System | 10 | FLYSTYPE | Fall Arrest System Type | P | Ladder Rail | FAN - Fan | FAANTYPE - Fan Type | SIGLGHT | SIHTTYPE | CFV 1 | GATEGSPN | Single Gate | LOV 2
BRT | FLLARSYS | Fall Arrest System | 10 | FLYSTYPE | Fall Arrest System Type | P | Roof Anchor | FAN - Fan | FAANTYPE - Fan Type | SIGLGHT | SIHTHMAT | CFV 2 | GATEGSPN | Wrough Iron | LOV 3
BRT | FAN | Fan | 10 | FAANTYPE | Fan Type | P | Belt Drive Fan | FAN - Fan | FAANMTYP - Fan Mounting Type | SIGLGHT | LENSCNT | CFV 3 | GATETYPE | Barrier Arm | LOV 1
BRT | FAN | Fan | 10 | FAANTYPE | Fan Type | P | Direct Drive Fan | FAN - Fan | FAANMTYP - Fan Mounting Type | SGNFACID | ILLUMNTD | CFV 1 | GATETYPE | Double Sliding | LOV 2
BRT | FAN | Fan | 10 | FAANTYPE | Fan Type | P | In-Line Centrifugal | FAN - Fan | FAANMTYP - Fan Mounting Type | SGNFACID | FRSHTSLI | CFV 2 | GATETYPE | Double Swing | LOV 3
BRT | FAN | Fan | 10 | FAANTYPE | Fan Type | P | Unknown | FAN - Fan | FAANMTYP - Fan Mounting Type | SGNFACID | PEDSWI | CFV 3 | GATETYPE | Folding | LOV 4
BRT | FAN | Fan | 20 | FAANMTYP | Fan Mounting Type | P | Base | FAN - Fan | FAANMAT - Fan Material | SGNPARK | SGRKMTYP | CFV 1 | GATETYPE | Pedestrian | LOV 5
BRT | FAN | Fan | 20 | FAANMTYP | Fan Mounting Type | P | Roof | FAN - Fan | FAANMAT - Fan Material | SGNPARK | FRSHTSLI | CFV 2 | GATETYPE | Single Sliding | LOV 6
BRT | FAN | Fan | 20 | FAANMTYP | Fan Mounting Type | P | Suspended | FAN - Fan | FAANMAT - Fan Material | SGNPARK | PEDSWI | CFV 3 | GATETYPE | Single Swing | LOV 7
BRT | FAN | Fan | 20 | FAANMTYP | Fan Mounting Type | P | Wall | FAN - Fan | PWRSV - Power Supply Voltage | SLPDRF | SLRFMAT | CFV 1 | GATETYPE | Sliding | LOV 8
BRT | FAN | Fan | 30 | FAANMAT | Fan Material | P | Aluminum | FNC - Fence | FNNCMAT - Fence Material | SLPDRF | ROODGURD | CFV 2 | GATETYPE | Revolving | LOV 9
BRT | FAN | Fan | 30 | FAANMAT | Fan Material | P | Plastic | FNC - Fence | FNNCMAT - Fence Material | SPLKTSTN | SPTNTYPE | CFV 1 | GATETYPE | Swing | LOV 10
BRT | FAN | Fan | 30 | FAANMAT | Fan Material | P | Steel | FNC - Fence | FNNCMAT - Fence Material | SPRNKSYS | SPYSTYPE | CFV 1 | GATETYPE | Turnstile | LOV 11
BRT | FAN | Fan | 40 | PWRSV | Power Supply Voltage | - | Freeform Text | FNC - Fence | FNNCMAT - Fence Material | SPRNKSYS | AIRCOMP | CFV 2 | GREENBIN | No | LOV 1
BRT | FNC | Fence | 10 | FNNCMAT | Fence Material | P | Black Vinyl Coated Chain Link | FNC - Fence | FNNCMAT - Fence Material | SPRNKSYS | INPVLV | CFV 3 | GREENBIN | Yes | LOV 2
BRT | FNC | Fence | 10 | FNNCMAT | Fence Material | P | Concrete | FNC - Fence | FNNCMAT - Fence Material | SPRNKSYS | SPRYSSH | CFV 4 | GRNSTOL | High-pressure Sodium | LOV 1
BRT | FNC | Fence | 10 | FNNCMAT | Fence Material | P | Galvanized Chain Link | FNC - Fence | FNNCMAT - Fence Material | STRWY | STWYMAT | CFV 1 | GRNSTOL | LED | LOV 2
BRT | FNC | Fence | 10 | FNNCMAT | Fence Material | P | Green Vinyl Coated Chain Link | FNC - Fence | FNNCMAT - Fence Material | STRWY | STRWNS | CFV 2 | GRNSTOL | Low-pressure Sodium | LOV 3
BRT | FNC | Fence | 10 | FNNCMAT | Fence Material | P | Masonry | FNC - Fence | FNNCMAT - Fence Material | STRWY | ACCSZW | CFV 3 | GRNSTOL | Mercury Vapor | LOV 4
BRT | FNC | Fence | 10 | FNNCMAT | Fence Material | P | Page-Wire | FNC - Fence | FNNCMAT - Fence Material | STRWY | QTY | CFV 4 | GRNSTOL | Metal Halide | LOV 5
BRT | FNC | Fence | 10 | FNNCMAT | Fence Material | P | Soldier Pile and Lagging | FNC - Fence | FNNCMAT - Fence Material | STORTNK | TSSANUM | CFV 5 | GRNSTOL | Solar | LOV 6
BRT | FNC | Fence | 10 | FNNCMAT | Fence Material | P | Steel Rail | FNC - Fence | FNNCMAT - Fence Material | STORTNK | TANKVOL | CFV 6 | GRPSTYPE | Above Grade Down Conductors | LOV 1
BRT | FNC | Fence | 10 | FNNCMAT | Fence Material | P | Unknown | FNC - Fence | HEIGHT - Height (ft) | STORTNK | SECCONT | CFV 7 | GRPSTYPE | Lightning Arrestors | LOV 2
BRT | FNC | Fence | 10 | FNNCMAT | Fence Material | P | Welded Wire Mesh | FNC - Fence | LENGTH - Length (ft) | STORTNK | INDRINST | CFV 8 | GRPSTYPE | Open Ground Bus | LOV 3
BRT | FNC | Fence | 10 | FNNCMAT | Fence Material | P | Wood | FNC - Fence | BARBWIRE - Barbed wire? | SBST | SBCTMAT | CFV 1 | GRRLMAT | Fiberglass Reinforced Plastic | LOV 1
BRT | FNC | Fence | 10 | FNNCMAT | Fence Material | P | Wrought Iron | FNC - Fence | BARBWIRE - Barbed wire? | SMPIT | SMITLMAT | CFV 1 | GRRLMAT | Galvanized Steel | LOV 2
BRT | FNC | Fence | 20 | HEIGHT | Height (ft) | - | Freeform Text | FNC - Fence | POSTFUND - Post foundations exist/exposed? | SMPIT | SMPCL | CFV 2 | GRRLMAT | Painted Metal | LOV 3
BRT | FNC | Fence | 30 | LENGTH | Length (ft) | - | Freeform Text | FNC - Fence | POSTFUND - Post foundations exist/exposed? | SPSTRUCT | SPCTMAT | CFV 1 | GRRLMAT | Stainless Steel | LOV 4
BRT | FNC | Fence | 40 | BARBWIRE | Barbed wire? | P | No | FREXTNG - Fire Extinguisher | FRNGTYPE - Fire Extinguisher Type | SWTBRD | SWRDNITB | CFV 1 | GRRLMAT | Wood | LOV 5
BRT | FNC | Fence | 40 | BARBWIRE | Barbed wire? | P | Yes | FREXTNG - Fire Extinguisher | FRNGTYPE - Fire Extinguisher Type | SWTBRD | SWRDTBRK | CFV 2 | GRRLTYPE | Embedded | LOV 1
BRT | FNC | Fence | 50 | POSTFUND | Post foundations exist/exposed? | P | No | FREXTNG - Fire Extinguisher | FRNGTYPE - Fire Extinguisher Type | SWTBRD | VOLT | CFV 3 | GRRLTYPE | Surface Mounted | LOV 2
BRT | FNC | Fence | 50 | POSTFUND | Post foundations exist/exposed? | P | Yes | FREXTNG - Fire Extinguisher | FRNGTYPE - Fire Extinguisher Type | SWTGR | SWGRNITB | CFV 1 | GRYWTEIH | No | LOV 1
BRT | FREXTNG | Fire Extinguisher | 10 | FRNGTYPE | Fire Extinguisher Type | P | A-Rated Water | FREXTNG - Fire Extinguisher | FRNGTYPE - Fire Extinguisher Type | SWTGR | SWGRTBRK | CFV 2 | GRYWTEIH | Yes | LOV 2
BRT | FREXTNG | Fire Extinguisher | 10 | FRNGTYPE | Fire Extinguisher Type | P | ABC-Rated Dry Chemical | FREXTNG - Fire Extinguisher | FRNGTYPE - Fire Extinguisher Type | SWTGR | VOLT | CFV 3 | GRYWTMAT | FRP | LOV 1
BRT | FREXTNG | Fire Extinguisher | 10 | FRNGTYPE | Fire Extinguisher Type | P | BC-Rated Carbon Dioxide | FREXTNG - Fire Extinguisher | FRNGTYPE - Fire Extinguisher Type | TANKHTR | TATRTYPE | CFV 1 | GRYWTMAT | Steel | LOV 2
BRT | FREXTNG | Fire Extinguisher | 10 | FRNGTYPE | Fire Extinguisher Type | P | Chemical Agent | FREXTNG - Fire Extinguisher | FRNGTYPE - Fire Extinguisher Type | TANKHTR | TATRESRC | CFV 2 | GURDRAIL | No | LOV 1
BRT | FREXTNG | Fire Extinguisher | 10 | FRNGTYPE | Fire Extinguisher Type | P | Dry Chemical | FREXTNG - Fire Extinguisher | FRNGITYP - Fire Extin. Installation Type | TANKHTR | PWRSV | CFV 3 | GURDRAIL | Yes | LOV 2
BRT | FREXTNG | Fire Extinguisher | 10 | FRNGTYPE | Fire Extinguisher Type | P | Foam | FREXTNG - Fire Extinguisher | FRNGITYP - Fire Extin. Installation Type | TANKHTR | HEATCAPK | CFV 4 | HEATTRC | No | LOV 1
BRT | FREXTNG | Fire Extinguisher | 10 | FRNGTYPE | Fire Extinguisher Type | P | Purple K | FREXTNG - Fire Extinguisher | FRNGITYP - Fire Extin. Installation Type | TRMHTR | TRTRTYPE | CFV 1 | HEATTRC | Yes | LOV 2
BRT | FREXTNG | Fire Extinguisher | 10 | FRNGTYPE | Fire Extinguisher Type | P | Wet Chemical | FREXTNG - Fire Extinguisher | QTY - Quantity | TRMHTR | TRTRESRC | CFV 2 | HECHMAT | Bronze | LOV 1
BRT | FREXTNG | Fire Extinguisher | 20 | FRNGITYP | Fire Extin. Installation Type | P | Cabinet Mounted | FRHSCAB - Fire Hose and Cabinet | HOSEREEL - Hose Reel? | TRMHTR | PWRSV | CFV 3 | HECHMAT | Copper | LOV 2
BRT | FREXTNG | Fire Extinguisher | 20 | FRNGITYP | Fire Extin. Installation Type | P | Floor Mounted | FRHSCAB - Fire Hose and Cabinet | HOSEREEL - Hose Reel? | TRMHTR | HEATCAPK | CFV 4 | HECHMAT | Iron | LOV 3
BRT | FREXTNG | Fire Extinguisher | 20 | FRNGITYP | Fire Extin. Installation Type | P | Surface Mounted | FRHSCAB - Fire Hose and Cabinet | FIREEXTG - Fire Extinguisher? | TRMHTR | QTY | CFV 5 | HECHMAT | Steel | LOV 4
BRT | FREXTNG | Fire Extinguisher | 30 | QTY | Quantity | - | Freeform Text | FRHSCAB - Fire Hose and Cabinet | FIREEXTG - Fire Extinguisher? | TRFCBARR | TRRRTYPE | CFV 1 | HECHPMED | CHW | LOV 1
BRT | FRHSCAB | Fire Hose and Cabinet | 10 | HOSEREEL | Hose Reel? | P | No | FRHYDR - Fire Hydrants | FRDRTYPE - Fire Hydrants Type | TRFCBARR | TRRRMAT | CFV 2 | HECHPMED | Glycol | LOV 2
BRT | FRHSCAB | Fire Hose and Cabinet | 10 | HOSEREEL | Hose Reel? | P | Yes | FRHYDR - Fire Hydrants | FRDRTYPE - Fire Hydrants Type | TRNSFRSW | TRSWTYPE | CFV 1 | HECHPMED | LTHW | LOV 3
BRT | FRHSCAB | Fire Hose and Cabinet | 20 | FIREEXTG | Fire Extinguisher? | P | No | FRHYDR - Fire Hydrants | MANS - Size – Diameter (mm) | TRNSFRSW | TRSWTTYP | CFV 2 | HECHPMED | Steam | LOV 4
BRT | FRHSCAB | Fire Hose and Cabinet | 20 | FIREEXTG | Fire Extinguisher? | P | Yes | FRPMP - Fire Pump | FRMPTYPE - Fire Pump Type | TRNSFRSW | SERVBYPS | CFV 3 | HECHSMED | CHW | LOV 1
BRT | FRHYDR | Fire Hydrants | 10 | FRDRTYPE | Fire Hydrants Type | P | Dry Barrel | FRPMP - Fire Pump | FRMPTYPE - Fire Pump Type | TRANTANK | TRANTVOL | CFV 1 | HECHSMED | Glycol | LOV 2
BRT | FRHYDR | Fire Hydrants | 10 | FRDRTYPE | Fire Hydrants Type | P | Wet Barrel | FRPMP - Fire Pump | FRMPPSTY - Pump Style | TRANTANK | TRANTEIH | CFV 2 | HECHSMED | LTHW | LOV 3
BRT | FRHYDR | Fire Hydrants | 20 | MANS | Size – Diameter (mm) | - | Freeform Text | FRPMP - Fire Pump | FRMPPSTY - Pump Style | TRANTANK | TRANTMAT | CFV 3 | HECHTYPE | Plate | LOV 1
BRT | FRPMP | Fire Pump | 10 | FRMPTYPE | Fire Pump Type | P | Fire Pump | FRPMP - Fire Pump | FRMPPSTY - Pump Style | UTPWRSUP | UTUPTYPE | CFV 1 | HECHTYPE | Shell + Tube | LOV 2
BRT | FRPMP | Fire Pump | 10 | FRMPTYPE | Fire Pump Type | P | Jockey Pump | FRPMP - Fire Pump | FRMPPSTY - Pump Style | UTPWRSUP | KVARAT | CFV 2 | HMFRTYPE | Electric | LOV 1
BRT | FRPMP | Fire Pump | 20 | FRMPPSTY | Pump Style | P | End Suction | FRPMP - Fire Pump | FRMPPSTY - Pump Style | UTLMTR | UTTRTYPE | CFV 1 | HMFRTYPE | Natural Gas (NG) | LOV 2
BRT | FRPMP | Fire Pump | 20 | FRMPPSTY | Pump Style | P | Horizontal Split Case | FRPMP - Fire Pump | FRMPDRIV - Driver | VHCLECU | VHCLVCU | CFV 1 | HMFRTYPE | Steam | LOV 3
BRT | FRPMP | Fire Pump | 20 | FRMPPSTY | Pump Style | P | Vertical Inline | FRPMP - Fire Pump | FRMPDRIV - Driver | VHCLECU | OUTRATEV | CFV 2 | HNRLMAT | Fiberglass Reinforced Plastic | LOV 1
BRT | FRPMP | Fire Pump | 20 | FRMPPSTY | Pump Style | P | Vertical Multi-Stage | FRPMP - Fire Pump | MOTORKW - Motor kW | WSTCT | WSTCTVOL | CFV 1 | HNRLMAT | Galvanized Steel | LOV 2
BRT | FRPMP | Fire Pump | 20 | FRMPPSTY | Pump Style | P | Vertical Turbine | FRSHTTR - Fire Shutter | FRTRTYPE - Fire Shutter Type | WSTCT | WSTCTEIH | CFV 2 | HNRLMAT | Painted Metal | LOV 3
BRT | FRPMP | Fire Pump | 30 | FRMPDRIV | Driver | P | Diesel Engine | FRSHTTR - Fire Shutter | FRTRTYPE - Fire Shutter Type | WSTCT | WSTCTMAT | CFV 3 | HNRLMAT | Stainless Steel | LOV 4
BRT | FRPMP | Fire Pump | 30 | FRMPDRIV | Driver | P | Electric | FRSHTTR - Fire Shutter | FRTRAUTO - Fire Shutter Automation | WSTOTANK | WEOTKVL | CFV 1 | HNRLMAT | Wood | LOV 5
BRT | FRPMP | Fire Pump | 40 | MOTORKW | Motor kW | - | Freeform Text | FRSHTTR - Fire Shutter | FRTRAUTO - Fire Shutter Automation | WSTOTANK | WEOTKEIH | CFV 2 | HNRLTYPE | Embedded | LOV 1
BRT | FRSHTTR | Fire Shutter | 10 | FRTRTYPE | Fire Shutter Type | P | Coiling | FRSHTTR - Fire Shutter | FRSHTSLI - Size Length (inch) | WSTOTANK | WEOTKMAT | CFV 3 | HNRLTYPE | Integrated with guard rail | LOV 2
BRT | FRSHTTR | Fire Shutter | 10 | FRTRTYPE | Fire Shutter Type | P | Sectional | FRSHTTR - Fire Shutter | ACCSZW - Size Width (feet) | WSTWCOLS | WSCSTYPE | CFV 1 | HNRLTYPE | Surface Mounted | LOV 3
BRT | FRSHTTR | Fire Shutter | 20 | FRTRAUTO | Fire Shutter Automation | P | Fusible Link | FRSUPPU - Fire Suppression Units | FRPUTYPE - Fire Suppression Units Type | WSTWLS | WSLSTYPE | CFV 1 | HOSEREEL | No | LOV 1
BRT | FRSHTTR | Fire Shutter | 20 | FRTRAUTO | Fire Shutter Automation | P | Hold Open Device | FRSUPPU - Fire Suppression Units | FRPUTYPE - Fire Suppression Units Type | WSTWLS | WSLSQUAT | CFV 2 | HOSEREEL | Yes | LOV 2
BRT | FRSHTTR | Fire Shutter | 30 | FRSHTSLI | Size Length (inch) | - | Freeform Text | FRSUPPU - Fire Suppression Units | FRPUTYPE - Fire Suppression Units Type | WSTWLS | PWRSV | CFV 3 | HRRUTYPE | Fixed Plate | LOV 1
BRT | FRSHTTR | Fire Shutter | 40 | ACCSZW | Size Width (feet) | - | Freeform Text | FRSUPPU - Fire Suppression Units | AIRCOMP - Air Compressor? | WSTWLS | MOTORKW | CFV 4 | HRRUTYPE | Rotary Wheel | LOV 2
BRT | FRSUPPU | Fire Suppression Units | 10 | FRPUTYPE | Fire Suppression Units Type | P | Clean Agent Suppression System | FRSUPPU - Fire Suppression Units | AIRCOMP - Air Compressor? | WTRSFNR | WTNRTYPE | CFV 1 | HTHTESRC | Electric | LOV 1
BRT | FRSUPPU | Fire Suppression Units | 10 | FRPUTYPE | Fire Suppression Units Type | P | Double Preaction System | FXFURN - Fixed Furniture | FXRNTYPE - Fixed Furniture Type | WTRSFNR | WSEC | CFV 2 | HTHTESRC | Hot Water | LOV 2
BRT | FRSUPPU | Fire Suppression Units | 10 | FRPUTYPE | Fire Suppression Units Type | P | Single Preaction System | FXFURN - Fixed Furniture | FXRNTYPE - Fixed Furniture Type | WTRSFNR | WSFR | CFV 3 | HTHTESRC | Natural Gas (NG) | LOV 3
BRT | FRSUPPU | Fire Suppression Units | 20 | AIRCOMP | Air Compressor? | P | No | FXFURN - Fixed Furniture | QTY - Quantity | WTRSFNR | EMRNTS | CFV 4 | HTHTESRC | Propane Gas (LPG) | LOV 4
BRT | FRSUPPU | Fire Suppression Units | 20 | AIRCOMP | Air Compressor? | P | Yes | FXGRBG - Fixed Garbage Bin | RECYCLBE - Recyclables? | WINDSYS | WINDNOW | CFV 1 | HTHTESRC | Steam | LOV 5
BRT | FXFURN | Fixed Furniture | 10 | FXRNTYPE | Fixed Furniture Type | P | Bench | FXGRBG - Fixed Garbage Bin | RECYCLBE - Recyclables? | DCSW | AMPERAGE | CFV 1 | HTHTTYPE | Boiler-Water Heater Combination | LOV 1
BRT | FXFURN | Fixed Furniture | 10 | FXRNTYPE | Fixed Furniture Type | P | Bike Rack | FXGRBG - Fixed Garbage Bin | WASTE - Waste? | DCSW | VOLT | CFV 2 | HTHTTYPE | Heat Pump Hybrid | LOV 2
BRT | FXFURN | Fixed Furniture | 20 | QTY | Quantity | - | Freeform Text | FXGRBG - Fixed Garbage Bin | WASTE - Waste? | STPHS | HOSEREEL | CFV 1 | HTHTTYPE | Steam-to-Water | LOV 3
BRT | FXGRBG | Fixed Garbage Bin | 10 | RECYCLBE | Recyclables? | P | No | FXGRBG - Fixed Garbage Bin | GREENBIN - Green bin? | STPHS | FIREEXTG | CFV 2 | HTHTTYPE | Tank | LOV 4
BRT | FXGRBG | Fixed Garbage Bin | 10 | RECYCLBE | Recyclables? | P | Yes | FXGRBG - Fixed Garbage Bin | GREENBIN - Green bin? | FBFPR | BFFPTYPE | CFV 1 | HTHTTYPE | Tankless | LOV 5
BRT | FXGRBG | Fixed Garbage Bin | 20 | WASTE | Waste? | P | No | FXGRBG - Fixed Garbage Bin | OTHER - Other? | FBFPR | BFFPPRIN | CFV 2 | HYWTTYPE | Chemical Pot Feeder | LOV 1
BRT | FXGRBG | Fixed Garbage Bin | 20 | WASTE | Waste? | P | Yes | FXGRBG - Fixed Garbage Bin | OTHER - Other? | FBFPR | TESTABLE | CFV 3 | HYWTTYPE | Condensate Neutralizer | LOV 2
BRT | FXGRBG | Fixed Garbage Bin | 30 | GREENBIN | Green bin? | P | No | FLGPL - Flag Pole | FLPLPMAT - Flag Pole Pole Shaft Material | FBFPR | BFPICS | CFV 4 | HYWTTYPE | Corrosion Coupon Rack | LOV 3
BRT | FXGRBG | Fixed Garbage Bin | 30 | GREENBIN | Green bin? | P | Yes | FLGPL - Flag Pole | FLPLPMAT - Flag Pole Pole Shaft Material | FBFPR | BFPOCS | CFV 5 | HYWTTYPE | Water Filter | LOV 4
BRT | FXGRBG | Fixed Garbage Bin | 40 | OTHER | Other? | P | No | FLGPL - Flag Pole | FLPLPMAT - Flag Pole Pole Shaft Material | BASMS | BLACTYPE | CFV 1 | ILLUMNTD | No | LOV 1
BRT | FXGRBG | Fixed Garbage Bin | 40 | OTHER | Other? | P | Yes | FLGPL - Flag Pole | FLPLPMAT - Flag Pole Pole Shaft Material | AIRM | GSYSTYPE | CFV 1 | ILLUMNTD | Yes | LOV 2
BRT | FLGPL | Flag Pole | 10 | FLPLPMAT | Flag Pole Pole Shaft Material | P | Aluminum | FLGPL - Flag Pole | FLPLBMAT - Flag Pole Base (Foundation) Material | HCC | FACLTYPE | CFV 1 | INDRINST | No | LOV 1
BRT | FLGPL | Flag Pole | 10 | FLPLPMAT | Flag Pole Pole Shaft Material | P | Concrete | FLGPL - Flag Pole | FLPLBMAT - Flag Pole Base (Foundation) Material | HCC | FACLESRC | CFV 2 | INDRINST | Yes | LOV 2
BRT | FLGPL | Flag Pole | 10 | FLPLPMAT | Flag Pole Pole Shaft Material | P | Steel | FLGPL - Flag Pole | FLPLBMAT - Flag Pole Base (Foundation) Material | HCC | PWRSV | CFV 3 | INPVLV | No | LOV 1
BRT | FLGPL | Flag Pole | 10 | FLPLPMAT | Flag Pole Pole Shaft Material | P | Wood | FLGPL - Flag Pole | UTLP - Height (meter) | HCC | DRRTNCP | CFV 4 | INPVLV | Yes | LOV 2
BRT | FLGPL | Flag Pole | 20 | FLPLBMAT | Flag Pole Base (Foundation) Material | P | Bare | FLTROOF - Flat Roof | FLOFTYPE - Flat Roof Type | NGD | GSPSTYPE | CFV 1 | INSULTED | No | LOV 1
BRT | FLGPL | Flag Pole | 20 | FLPLBMAT | Flag Pole Base (Foundation) Material | P | Concrete | FLTROOF - Flat Roof | FLOFTYPE - Flat Roof Type | NGD | CAPACITY | CFV 2 | INSULTED | Yes | LOV 2
BRT | FLGPL | Flag Pole | 20 | FLPLBMAT | Flag Pole Base (Foundation) Material | P | Sleeve Concrete | FLTROOF - Flat Roof | FLOFTYPE - Flat Roof Type | SANDBL | TAG | CFV 1 | LBT | Capacitive | LOV 1
BRT | FLGPL | Flag Pole | 30 | UTLP | Height (meter) | - | Freeform Text | FLTROOF - Flat Roof | FLOFTYPE - Flat Roof Type | SANDBL | MTRPWR | CFV 2 | LBT | Electronic | LOV 2
BRT | FLTROOF | Flat Roof | 10 | FLOFTYPE | Flat Roof Type | P | Built-Up Bituminous | FLTROOF - Flat Roof | FLOFTYPE - Flat Roof Type | SANDBL | VOLT | CFV 3 | LBT | Inductive | LOV 3
BRT | FLTROOF | Flat Roof | 10 | FLOFTYPE | Flat Roof Type | P | Concrete | FLTROOF - Flat Roof | ROOFACC - Roof access hatch? | SANDBL | AIRFLOW | CFV 4 | LBT | Resistive | LOV 4
BRT | FLTROOF | Flat Roof | 10 | FLOFTYPE | Flat Roof Type | P | Modified Bituminous Sheet Membrane | FLTROOF - Flat Roof | ROOFACC - Roof access hatch? | DSTTK | STNKTYPE | CFV 1 | LBT | Resistive Reactive | LOV 5
BRT | FLTROOF | Flat Roof | 10 | FLOFTYPE | Flat Roof Type | P | Single-Ply | FLRHSMS - Floor Heating/ Snow Melting System | FLMSTYPE - Floor Heating/ Snow Melting System Type | DSTTK | STNKFLTY | CFV 2 | LGRLTYPE | Contactor | LOV 1
BRT | FLTROOF | Flat Roof | 10 | FLOFTYPE | Flat Roof Type | P | Vegetated Roof | FLRHSMS - Floor Heating/ Snow Melting System | FLMSTYPE - Floor Heating/ Snow Melting System Type | DSTTK | STNKCONS | CFV 3 | LGRLTYPE | Relay | LOV 2
BRT | FLTROOF | Flat Roof | 20 | ROOFACC | Roof access hatch? | P | No | FLRHSMS - Floor Heating/ Snow Melting System | FLMSHSRC - Floor Heating/ Snow Melting System Heating Source | DSTTK | STNKMAT | CFV 4 | LGTDBMAT | Bare | LOV 1
BRT | FLTROOF | Flat Roof | 20 | ROOFACC | Roof access hatch? | P | Yes | FLRHSMS - Floor Heating/ Snow Melting System | FLMSHSRC - Floor Heating/ Snow Melting System Heating Source | DSTTK | TSSANUM | CFV 5 | LGTDBMAT | Concrete | LOV 2
BRT | FLRHSMS | Floor Heating/ Snow Melting System | 10 | FLMSTYPE | Floor Heating/ Snow Melting System Type | P | Inground Floor Heating System | FLRHSMS - Floor Heating/ Snow Melting System | FLMSHSRC - Floor Heating/ Snow Melting System Heating Source | DSTTK | TANKVOL | CFV 6 | LGTDBMAT | Not Exposed | LOV 3
BRT | FLRHSMS | Floor Heating/ Snow Melting System | 10 | FLMSTYPE | Floor Heating/ Snow Melting System Type | P | Snow Melting System | GATE - Gate | GATETYPE - Gate Type | DSTTK | SECCONT | CFV 7 | LGTDBMAT | Sleeve Concrete | LOV 4
BRT | FLRHSMS | Floor Heating/ Snow Melting System | 20 | FLMSHSRC | Floor Heating/ Snow Melting System Heating Source | P | Electric | GATE - Gate | GATETYPE - Gate Type | DSTTK | INDRINST | CFV 8 | LGTDNFIX | Eight fixtures | LOV 1
BRT | FLRHSMS | Floor Heating/ Snow Melting System | 20 | FLMSHSRC | Floor Heating/ Snow Melting System Heating Source | P | Geothermal | GATE - Gate | GATETYPE - Gate Type | DIFSYS | TAG | CFV 1 | LGTDNFIX | Five fixtures | LOV 2
BRT | FLRHSMS | Floor Heating/ Snow Melting System | 20 | FLMSHSRC | Floor Heating/ Snow Melting System Heating Source | P | Hydronic (Hot Water/Glycol) | GATE - Gate | GATETYPE - Gate Type | GRSDSY | PMMPTYPE | CFV 1 | LGTDNFIX | Four fixtures | LOV 3
BRT | GATE | Gate | 10 | GATETYPE | Gate Type | P | Barrier Arm | GATE - Gate | GATETYPE - Gate Type | GRSDSY | PMMPMPWR | CFV 2 | LGTDNFIX | Nine fixtures | LOV 4
BRT | GATE | Gate | 10 | GATETYPE | Gate Type | P | Double Sliding | GATE - Gate | GATETYPE - Gate Type | GRSDSY | PMMPFLUD | CFV 3 | LGTDNFIX | Seven fixtures | LOV 5
BRT | GATE | Gate | 10 | GATETYPE | Gate Type | P | Double Swing | GATE - Gate | GATETYPE - Gate Type | GRSDSY | PWRSV | CFV 4 | LGTDNFIX | Single fixture | LOV 6
BRT | GATE | Gate | 10 | GATETYPE | Gate Type | P | Folding | GATE - Gate | GATETYPE - Gate Type | GRSDSY | MOTORKW | CFV 5 | LGTDNFIX | Six fixtures | LOV 7
BRT | GATE | Gate | 10 | GATETYPE | Gate Type | P | Pedestrian | GATE - Gate | GATETYPE - Gate Type | GRSDSY | PMPH | CFV 6 | LGTDNFIX | Ten Fixtures | LOV 8
BRT | GATE | Gate | 10 | GATETYPE | Gate Type | P | Single Sliding | GATE - Gate | GATETYPE - Gate Type | GRSDSY | PMPV | CFV 7 | LGTDNFIX | Three fixtures | LOV 9
BRT | GATE | Gate | 10 | GATETYPE | Gate Type | P | Single Swing | GATE - Gate | GATEAUTO - Gate Automation | GRSDSY | PMPF | CFV 8 | LGTDNFIX | Two fixtures | LOV 10
BRT | GATE | Gate | 10 | GATETYPE | Gate Type | P | Sliding | GATE - Gate | GATEAUTO - Gate Automation | CURBOX | MALVTYPE | CFV 1 | LGTDPMAT | Aluminum | LOV 1
BRT | GATE | Gate | 10 | GATETYPE | Gate Type | P | Swing | GATE - Gate | GATEGSPN - Gate Span | CURBOX | LINESIZE | CFV 1 | LGTDPMAT | Concrete | LOV 2
BRT | GATE | Gate | 11 | GATETYPE | Gate Type | P | Revolving | GATE - Gate | GATEGSPN - Gate Span | FRWST | STNKTYPE | CFV 1 | LGTDPMAT | Steel | LOV 3
BRT | GATE | Gate | 10 | GATETYPE | Gate Type | P | Turnstile | GATE - Gate | GATEGSPN - Gate Span | FRWST | STNKFLTY | CFV 2 | LGTDPMAT | Wood | LOV 4
BRT | GATE | Gate | 20 | GATEAUTO | Gate Automation | P | Manual | GATE - Gate | GATEALCK - Access Lock | FRWST | STNKCONS | CFV 3 | LIGHTING | No | LOV 1
BRT | GATE | Gate | 20 | GATEAUTO | Gate Automation | P | Powered | GATE - Gate | GATEALCK - Access Lock | FRWST | STNKMAT | CFV 4 | LIGHTING | Yes | LOV 2
BRT | GATE | Gate | 30 | GATEGSPN | Gate Span | P | Double Gate | GATE - Gate | GATEALCK - Access Lock | FRWST | TSSANUM | CFV 5 | LODLTYPE | Electric | LOV 1
BRT | GATE | Gate | 30 | GATEGSPN | Gate Span | P | Single Gate | GATE - Gate | GATEALCK - Access Lock | FRWST | TANKVOL | CFV 6 | LODLTYPE | Hydraulic | LOV 2
BRT | GATE | Gate | 30 | GATEGSPN | Gate Span | P | Wrough Iron | GRYWTANK - Gray Water tank | GRYWTVOL - Gray Water tank VOLUME | FRWST | SECCONT | CFV 7 | LOTRTYPE | Delta-Delta | LOV 1
BRT | GATE | Gate | 40 | GATEALCK | Access Lock | P | Card | GRYWTANK - Gray Water tank | GRYWTEIH - Gray Water tank Electric immersion heater | FRWST | INDRINST | CFV 8 | LOTRTYPE | Delta-Wye | LOV 2
BRT | GATE | Gate | 40 | GATEALCK | Access Lock | P | Keypad | GRYWTANK - Gray Water tank | GRYWTEIH - Gray Water tank Electric immersion heater | TRANSFMR | MHRSTYPE | CFV 1 | LOTRTYPE | Unknown | LOV 3
BRT | GATE | Gate | 40 | GATEALCK | Access Lock | P | Manual Lock | GRYWTANK - Gray Water tank | GRYWTMAT - Gray Water tank Material | TRANSFMR | INCMVOLT | CFV 2 | LOTRTYPE | Wye-Delta | LOV 4
BRT | GATE | Gate | 40 | GATEALCK | Access Lock | P | None | GRYWTANK - Gray Water tank | GRYWTMAT - Gray Water tank Material | TRANSFMR | KVARAT | CFV 3 | LOTRTYPE | Wye-Wye | LOV 5
BRT | GRYWTANK | Gray Water tank | 10 | GRYWTVOL | Gray Water tank VOLUME | - | Freeform Text | GRNDLPS - Grounding and Lightning Protection System | GRPSTYPE - Grounding and Lightning Protection Sys Type | TRANSFMR | OUTVOLT | CFV 4 | MALVTYPE | Ball | LOV 1
BRT | GRYWTANK | Gray Water tank | 20 | GRYWTEIH | Gray Water tank Electric immersion heater | P | No | GRNDLPS - Grounding and Lightning Protection System | GRPSTYPE - Grounding and Lightning Protection Sys Type | PEDGATE | GATETYPE | CFV 1 | MALVTYPE | Butterfly | LOV 2
BRT | GRYWTANK | Gray Water tank | 20 | GRYWTEIH | Gray Water tank Electric immersion heater | P | Yes | GRNDLPS - Grounding and Lightning Protection System | GRPSTYPE - Grounding and Lightning Protection Sys Type | PEDGATE | GATEAUTO | CFV 2 | MALVTYPE | Curb Stop | LOV 3
BRT | GRYWTANK | Gray Water tank | 30 | GRYWTMAT | Gray Water tank Material | P | FRP | GRDRL - Guard Rail | GRRLTYPE - Guard Rail Type | PEDGATE | GATEGSPN | CFV 3 | MALVTYPE | Dry | LOV 4
BRT | GRYWTANK | Gray Water tank | 30 | GRYWTMAT | Gray Water tank Material | P | Steel | GRDRL - Guard Rail | GRRLTYPE - Guard Rail Type | PEDGATE | GATEALCK | CFV 4 | MALVTYPE | Gate | LOV 5
BRT | GRNDLPS | Grounding and Lightning Protection System | 10 | GRPSTYPE | Grounding and Lightning Protection Sys Type | P | Above Grade Down Conductors | GRDRL - Guard Rail | GRRLMAT - Guard Rail Material | ACESRMP | RLCCPLMT | CFV 1 | MALVTYPE | Plug | LOV 6
BRT | GRNDLPS | Grounding and Lightning Protection System | 10 | GRPSTYPE | Grounding and Lightning Protection Sys Type | P | Lightning Arrestors | GRDRL - Guard Rail | GRRLMAT - Guard Rail Material | ACESRMP | RLCCRPMT | CFV 2 | MATERIAL | Concrete | LOV 1
BRT | GRNDLPS | Grounding and Lightning Protection System | 10 | GRPSTYPE | Grounding and Lightning Protection Sys Type | P | Open Ground Bus | GRDRL - Guard Rail | GRRLMAT - Guard Rail Material | ACESRMP | ACCSZL | CFV 3 | MATERIAL | Fiberglass | LOV 2
BRT | GRDRL | Guard Rail | 10 | GRRLTYPE | Guard Rail Type | P | Embedded | GRDRL - Guard Rail | GRRLMAT - Guard Rail Material | ACESRMP | ACCSZW | CFV 4 | MATERIAL | HPDE | LOV 3
BRT | GRDRL | Guard Rail | 10 | GRRLTYPE | Guard Rail Type | P | Surface Mounted | GRDRL - Guard Rail | GRRLMAT - Guard Rail Material |  |  |  | MHRSTYPE | Delta-Delta | LOV 1
BRT | GRDRL | Guard Rail | 20 | GRRLMAT | Guard Rail Material | P | Fiberglass Reinforced Plastic | GRDRL - Guard Rail | QTY - Quantity |  |  |  | MHRSTYPE | Delta-Wye | LOV 2
BRT | GRDRL | Guard Rail | 20 | GRRLMAT | Guard Rail Material | P | Galvanized Steel | HNDDRY - Hand Dryer | WATTS - Watts |  |  |  | MHRSTYPE | Unknown | LOV 3
BRT | GRDRL | Guard Rail | 20 | GRRLMAT | Guard Rail Material | P | Painted Metal | HNDRL - Hand Rail | HNRLTYPE - Hand Rail Type |  |  |  | MHRSTYPE | Wye-Delta | LOV 4
BRT | GRDRL | Guard Rail | 20 | GRRLMAT | Guard Rail Material | P | Stainless Steel | HNDRL - Hand Rail | HNRLTYPE - Hand Rail Type |  |  |  | MHRSTYPE | Wye-Wye | LOV 5
BRT | GRDRL | Guard Rail | 20 | GRRLMAT | Guard Rail Material | P | Wood | HNDRL - Hand Rail | HNRLTYPE - Hand Rail Type |  |  |  | MNOLCOTY | Catchbasin | LOV 1
BRT | GRDRL | Guard Rail | 30 | QTY | Quantity | - | Freeform Text | HNDRL - Hand Rail | HNRLMAT - Hand Rail Material |  |  |  | MNOLCOTY | Solid | LOV 2
BRT | HNDDRY | Hand Dryer | 10 | WATTS | Watts | - | Freeform Text | HNDRL - Hand Rail | HNRLMAT - Hand Rail Material |  |  |  | MNOLCOTY | Vented | LOV 3
BRT | HNDRL | Hand Rail | 10 | HNRLTYPE | Hand Rail Type | P | Embedded | HNDRL - Hand Rail | HNRLMAT - Hand Rail Material |  |  |  | MNOLTYPE | Electrical/Communications | LOV 1
BRT | HNDRL | Hand Rail | 10 | HNRLTYPE | Hand Rail Type | P | Integrated with guard rail | HNDRL - Hand Rail | HNRLMAT - Hand Rail Material |  |  |  | MNOLTYPE | Rain water | LOV 2
BRT | HNDRL | Hand Rail | 10 | HNRLTYPE | Hand Rail Type | P | Surface Mounted | HNDRL - Hand Rail | HNRLMAT - Hand Rail Material |  |  |  | MNOLTYPE | Sewer | LOV 3
BRT | HNDRL | Hand Rail | 20 | HNRLMAT | Hand Rail Material | P | Fiberglass Reinforced Plastic | HNDRL - Hand Rail | QTY - Quantity |  |  |  | MNOLTYPE | Snow Melt | LOV 4
BRT | HNDRL | Hand Rail | 20 | HNRLMAT | Hand Rail Material | P | Galvanized Steel | HEATEXCH - Heat Exchanger | HECHTYPE - Heat Exchanger Type |  |  |  | MNOLTYPE | Storm | LOV 5
BRT | HNDRL | Hand Rail | 20 | HNRLMAT | Hand Rail Material | P | Painted Metal | HEATEXCH - Heat Exchanger | HECHTYPE - Heat Exchanger Type |  |  |  | MNOLTYPE | Unknown | LOV 6
BRT | HNDRL | Hand Rail | 20 | HNRLMAT | Hand Rail Material | P | Stainless Steel | HEATEXCH - Heat Exchanger | HECHMAT - Heat Exchanger Material |  |  |  | MNOLTYPE | Valve | LOV 7
BRT | HNDRL | Hand Rail | 20 | HNRLMAT | Hand Rail Material | P | Wood | HEATEXCH - Heat Exchanger | HECHMAT - Heat Exchanger Material |  |  |  | OHDRAUTO | Hybrid | LOV 1
BRT | HNDRL | Hand Rail | 30 | QTY | Quantity | - | Freeform Text | HEATEXCH - Heat Exchanger | HECHMAT - Heat Exchanger Material |  |  |  | OHDRAUTO | Manual | LOV 2
BRT | HEATEXCH | Heat Exchanger | 10 | HECHTYPE | Heat Exchanger Type | P | Plate | HEATEXCH - Heat Exchanger | HECHMAT - Heat Exchanger Material |  |  |  | OHDRAUTO | Powered | LOV 3
BRT | HEATEXCH | Heat Exchanger | 10 | HECHTYPE | Heat Exchanger Type | P | Shell + Tube | HEATEXCH - Heat Exchanger | HECHPMED - Primary Medium |  |  |  | OHDRTYPE | Coiling | LOV 1
BRT | HEATEXCH | Heat Exchanger | 20 | HECHMAT | Heat Exchanger Material | P | Bronze | HEATEXCH - Heat Exchanger | HECHPMED - Primary Medium |  |  |  | OHDRTYPE | Rubber | LOV 2
BRT | HEATEXCH | Heat Exchanger | 20 | HECHMAT | Heat Exchanger Material | P | Copper | HEATEXCH - Heat Exchanger | HECHPMED - Primary Medium |  |  |  | OHDRTYPE | Sectional | LOV 3
BRT | HEATEXCH | Heat Exchanger | 20 | HECHMAT | Heat Exchanger Material | P | Iron | HEATEXCH - Heat Exchanger | HECHPMED - Primary Medium |  |  |  | OTHER | No | LOV 1
BRT | HEATEXCH | Heat Exchanger | 20 | HECHMAT | Heat Exchanger Material | P | Steel | HEATEXCH - Heat Exchanger | HECHSMED - Secondary Medium |  |  |  | OTHER | Yes | LOV 2
BRT | HEATEXCH | Heat Exchanger | 30 | HECHPMED | Primary Medium | P | CHW | HEATEXCH - Heat Exchanger | HECHSMED - Secondary Medium |  |  |  | PCKUENC | No | LOV 1
BRT | HEATEXCH | Heat Exchanger | 30 | HECHPMED | Primary Medium | P | Glycol | HEATEXCH - Heat Exchanger | HECHSMED - Secondary Medium |  |  |  | PCKUENC | Yes | LOV 2
BRT | HEATEXCH | Heat Exchanger | 30 | HECHPMED | Primary Medium | P | LTHW | HRU - Heat Recovery Unit | HRRUTYPE - Heat Recovery Unit Type |  |  |  | PELKMAT | Asphalt | LOV 1
BRT | HEATEXCH | Heat Exchanger | 30 | HECHPMED | Primary Medium | P | Steam | HRU - Heat Recovery Unit | HRRUTYPE - Heat Recovery Unit Type |  |  |  | PELKMAT | Concrete | LOV 2
BRT | HEATEXCH | Heat Exchanger | 40 | HECHSMED | Secondary Medium | P | CHW | HRU - Heat Recovery Unit | HRUSE - Size (each) |  |  |  | PELKMAT | Gravel | LOV 3
BRT | HEATEXCH | Heat Exchanger | 40 | HECHSMED | Secondary Medium | P | Glycol | HTWTRHT - Hot Water Heater | HTHTTYPE - Hot Water Heater Type |  |  |  | PELKMAT | Pavers | LOV 4
BRT | HEATEXCH | Heat Exchanger | 40 | HECHSMED | Secondary Medium | P | LTHW | HTWTRHT - Hot Water Heater | HTHTTYPE - Hot Water Heater Type |  |  |  | PHYSARTY | Auto Tracking | LOV 1
BRT | HRU | Heat Recovery Unit | 10 | HRRUTYPE | Heat Recovery Unit Type | P | Fixed Plate | HTWTRHT - Hot Water Heater | HTHTTYPE - Hot Water Heater Type |  |  |  | PHYSARTY | Fixed | LOV 2
BRT | HRU | Heat Recovery Unit | 10 | HRRUTYPE | Heat Recovery Unit Type | P | Rotary Wheel | HTWTRHT - Hot Water Heater | HTHTTYPE - Hot Water Heater Type |  |  |  | PKEAMAT | Asphalt | LOV 1
BRT | HRU | Heat Recovery Unit | 20 | HRUSE | Size (each) | - | Freeform Text | HTWTRHT - Hot Water Heater | HTHTTYPE - Hot Water Heater Type |  |  |  | PKEAMAT | Block Pavers | LOV 2
BRT | HTWTRHT | Hot Water Heater | 10 | HTHTTYPE | Hot Water Heater Type | P | Boiler-Water Heater Combination | HTWTRHT - Hot Water Heater | HTHTESRC - Hot Water Heater Energy Source |  |  |  | PKEAMAT | Concrete | LOV 3
BRT | HTWTRHT | Hot Water Heater | 10 | HTHTTYPE | Hot Water Heater Type | P | Heat Pump Hybrid | HTWTRHT - Hot Water Heater | HTHTESRC - Hot Water Heater Energy Source |  |  |  | PKEAMAT | Gravel | LOV 4
BRT | HTWTRHT | Hot Water Heater | 10 | HTHTTYPE | Hot Water Heater Type | P | Steam-to-Water | HTWTRHT - Hot Water Heater | HTHTESRC - Hot Water Heater Energy Source |  |  |  | PKEAMAT | Mastic | LOV 5
BRT | HTWTRHT | Hot Water Heater | 10 | HTHTTYPE | Hot Water Heater Type | P | Tank | HTWTRHT - Hot Water Heater | HTHTESRC - Hot Water Heater Energy Source |  |  |  | PKEAMAT | Permeable Pavers | LOV 6
BRT | HTWTRHT | Hot Water Heater | 10 | HTHTTYPE | Hot Water Heater Type | P | Tankless | HTWTRHT - Hot Water Heater | HTHTESRC - Hot Water Heater Energy Source |  |  |  | PKEAMAT | Sealer | LOV 7
BRT | HTWTRHT | Hot Water Heater | 20 | HTHTESRC | Hot Water Heater Energy Source | P | Electric | HTWTRHT - Hot Water Heater | PWRSV - Power Supply Voltage |  |  |  | PKEAMAT | Thin Membrane Waterproofing System | LOV 8
BRT | HTWTRHT | Hot Water Heater | 20 | HTHTESRC | Hot Water Heater Energy Source | P | Hot Water | HTWTRHT - Hot Water Heater | MOTORKW - Motor kW |  |  |  | PKEAMAT | Unit Pavers | LOV 9
BRT | HTWTRHT | Hot Water Heater | 20 | HTHTESRC | Hot Water Heater Energy Source | P | Natural Gas (NG) | HTWTRHT - Hot Water Heater | HTWTSC - Storage Cap (Litre) |  |  |  | PLASTSLV | No | LOV 1
BRT | HTWTRHT | Hot Water Heater | 20 | HTHTESRC | Hot Water Heater Energy Source | P | Propane Gas (LPG) | HTWTRHT - Hot Water Heater | HTWTGI - Gas input(BTU) |  |  |  | PLASTSLV | Yes | LOV 2
BRT | HTWTRHT | Hot Water Heater | 20 | HTHTESRC | Hot Water Heater Energy Source | P | Steam | HMDFR - Humidifier | HMFRTYPE - Humidifier Type |  |  |  | PLMFBR | No | LOV 1
BRT | HTWTRHT | Hot Water Heater | 30 | PWRSV | Power Supply Voltage | - | Freeform Text | HMDFR - Humidifier | HMFRTYPE - Humidifier Type |  |  |  | PLMFBR | Yes | LOV 2
BRT | HTWTRHT | Hot Water Heater | 40 | MOTORKW | Motor kW | - | Freeform Text | HMDFR - Humidifier | HMFRTYPE - Humidifier Type |  |  |  | PLTFCRTY | Electric Water Cooler | LOV 1
BRT | HTWTRHT | Hot Water Heater | 50 | HTWTSC | Storage Cap (Litre) | - | Freeform Text | HMDFR - Humidifier | PWRSV - Power Supply Voltage |  |  |  | PLTFCRTY | Exterior Water Cooler | LOV 2
BRT | HTWTRHT | Hot Water Heater | 60 | HTWTGI | Gas input(BTU) | - | Freeform Text | HMDFR - Humidifier | CAPACITY - Capacity |  |  |  | PLTFCRTY | No Cooler | LOV 3
BRT | HMDFR | Humidifier | 10 | HMFRTYPE | Humidifier Type | P | Electric | HYDRSWT - Hydronic System Water Treatment | HYWTTYPE - Hydronic System Water Treatment Type |  |  |  | PLTFMAT | Porcelain | LOV 1
BRT | HMDFR | Humidifier | 10 | HMFRTYPE | Humidifier Type | P | Natural Gas (NG) | HYDRSWT - Hydronic System Water Treatment | HYWTTYPE - Hydronic System Water Treatment Type |  |  |  | PLTFMAT | Stainless Steel | LOV 2
BRT | HMDFR | Humidifier | 10 | HMFRTYPE | Humidifier Type | P | Steam | HYDRSWT - Hydronic System Water Treatment | HYWTTYPE - Hydronic System Water Treatment Type |  |  |  | PLTFMAT | Stone | LOV 3
BRT | HMDFR | Humidifier | 20 | PWRSV | Power Supply Voltage | - | Freeform Text | HYDRSWT - Hydronic System Water Treatment | HYWTTYPE - Hydronic System Water Treatment Type |  |  |  | PLTFMAT | Vitreous China | LOV 4
BRT | HMDFR | Humidifier | 30 | CAPACITY | Capacity | - | Freeform Text | LGHTSTD - Light Standard | LGTDNFIX - Number of Fixtures |  |  |  | PLTFTYPE | Drinking Fountain | LOV 1
BRT | HYDRSWT | Hydronic System Water Treatment | 10 | HYWTTYPE | Hydronic System Water Treatment Type | P | Chemical Pot Feeder | LGHTSTD - Light Standard | LGTDNFIX - Number of Fixtures |  |  |  | PLTFTYPE | Water Cooler | LOV 2
BRT | HYDRSWT | Hydronic System Water Treatment | 10 | HYWTTYPE | Hydronic System Water Treatment Type | P | Condensate Neutralizer | LGHTSTD - Light Standard | LGTDNFIX - Number of Fixtures |  |  |  | PMMPFLUD | Antifreeze | LOV 1
BRT | HYDRSWT | Hydronic System Water Treatment | 10 | HYWTTYPE | Hydronic System Water Treatment Type | P | Corrosion Coupon Rack | LGHTSTD - Light Standard | LGTDNFIX - Number of Fixtures |  |  |  | PMMPFLUD | Chemical | LOV 2
BRT | HYDRSWT | Hydronic System Water Treatment | 10 | HYWTTYPE | Hydronic System Water Treatment Type | P | Water Filter | LGHTSTD - Light Standard | LGTDNFIX - Number of Fixtures |  |  |  | PMMPFLUD | CHW | LOV 3
BRT | LGHTSTD | Light Standard | 10 | LGTDNFIX | Number of Fixtures | P | Eight fixtures | LGHTSTD - Light Standard | LGTDNFIX - Number of Fixtures |  |  |  | PMMPFLUD | Condensate | LOV 4
BRT | LGHTSTD | Light Standard | 10 | LGTDNFIX | Number of Fixtures | P | Five fixtures | LGHTSTD - Light Standard | LGTDNFIX - Number of Fixtures |  |  |  | PMMPFLUD | CWS | LOV 5
BRT | LGHTSTD | Light Standard | 10 | LGTDNFIX | Number of Fixtures | P | Four fixtures | LGHTSTD - Light Standard | LGTDNFIX - Number of Fixtures |  |  |  | PMMPFLUD | DEF | LOV 6
BRT | LGHTSTD | Light Standard | 10 | LGTDNFIX | Number of Fixtures | P | Nine fixtures | LGHTSTD - Light Standard | LGTDNFIX - Number of Fixtures |  |  |  | PMMPFLUD | Diesel | LOV 7
BRT | LGHTSTD | Light Standard | 10 | LGTDNFIX | Number of Fixtures | P | Seven fixtures | LGHTSTD - Light Standard | LGTDNFIX - Number of Fixtures |  |  |  | PMMPFLUD | Glycol | LOV 8
BRT | LGHTSTD | Light Standard | 10 | LGTDNFIX | Number of Fixtures | P | Single fixture | LGHTSTD - Light Standard | LGTDPMAT - Light Standard Pole Shaft Material |  |  |  | PMMPFLUD | HWS | LOV 9
BRT | LGHTSTD | Light Standard | 10 | LGTDNFIX | Number of Fixtures | P | Six fixtures | LGHTSTD - Light Standard | LGTDPMAT - Light Standard Pole Shaft Material |  |  |  | PMMPFLUD | LTHW | LOV 10
BRT | LGHTSTD | Light Standard | 10 | LGTDNFIX | Number of Fixtures | P | Ten Fixtures | LGHTSTD - Light Standard | LGTDPMAT - Light Standard Pole Shaft Material |  |  |  | PMMPFLUD | Oil | LOV 11
BRT | LGHTSTD | Light Standard | 10 | LGTDNFIX | Number of Fixtures | P | Three fixtures | LGHTSTD - Light Standard | LGTDPMAT - Light Standard Pole Shaft Material |  |  |  | PMMPFLUD | Sanitary Sewage | LOV 12
BRT | LGHTSTD | Light Standard | 10 | LGTDNFIX | Number of Fixtures | P | Two fixtures | LGHTSTD - Light Standard | LGTDBMAT - Light Standard Pole Base (Found.) Material |  |  |  | PMMPMPWR | Compressed Air | LOV 1
BRT | LGHTSTD | Light Standard | 20 | LGTDPMAT | Light Standard Pole Shaft Material | P | Aluminum | LGHTSTD - Light Standard | LGTDBMAT - Light Standard Pole Base (Found.) Material |  |  |  | PMMPMPWR | Diesel Engine | LOV 2
BRT | LGHTSTD | Light Standard | 20 | LGTDPMAT | Light Standard Pole Shaft Material | P | Concrete | LGHTSTD - Light Standard | LGTDBMAT - Light Standard Pole Base (Found.) Material |  |  |  | PMMPMPWR | Electricity | LOV 3
BRT | LGHTSTD | Light Standard | 20 | LGTDPMAT | Light Standard Pole Shaft Material | P | Steel | LGHTSTD - Light Standard | LGTDBMAT - Light Standard Pole Base (Found.) Material |  |  |  | PMMPTYPE | Close-Coupled | LOV 1
BRT | LGHTSTD | Light Standard | 20 | LGTDPMAT | Light Standard Pole Shaft Material | P | Wood | LGHTSTD - Light Standard | UTLP - Height (meter) |  |  |  | PMMPTYPE | Compression Air Driven | LOV 2
BRT | LGHTSTD | Light Standard | 30 | LGTDBMAT | Light Standard Pole Base (Found.) Material | P | Bare | LGHTSTD - Light Standard | LSH - Hinge |  |  |  | PMMPTYPE | Condensate | LOV 3
BRT | LGHTSTD | Light Standard | 30 | LGTDBMAT | Light Standard Pole Base (Found.) Material | P | Concrete | LGHTSTD - Light Standard | GRNSTOL - Type Of Light |  |  |  | PMMPTYPE | Double Suction | LOV 4
BRT | LGHTSTD | Light Standard | 30 | LGTDBMAT | Light Standard Pole Base (Found.) Material | P | Not Exposed | LGHTSTD - Light Standard | GRNSTOL - Type Of Light |  |  |  | PMMPTYPE | End Suction | LOV 5
BRT | LGHTSTD | Light Standard | 30 | LGTDBMAT | Light Standard Pole Base (Found.) Material | P | Sleeve Concrete | LGHTSTD - Light Standard | GRNSTOL - Type Of Light |  |  |  | PMMPTYPE | Multi-Stage | LOV 6
BRT | LGHTSTD | Light Standard | 40 | UTLP | Height (meter) | - | Freeform Text | LGHTSTD - Light Standard | GRNSTOL - Type Of Light |  |  |  | PMMPTYPE | Peristaltic | LOV 7
BRT | LGHTSTD | Light Standard | 50 | LSH | Hinge | - | Freeform Text | LGHTSTD - Light Standard | GRNSTOL - Type Of Light |  |  |  | PMMPTYPE | Pipe Mounted (Inline) Circulator | LOV 8
BRT | LGHTSTD | Light Standard | 60 | GRNSTOL | Type Of Light | P | High-pressure Sodium | LGHTSTD - Light Standard | GRNSTOL - Type Of Light |  |  |  | PMMPTYPE | Positive Displacement | LOV 9
BRT | LGHTSTD | Light Standard | 60 | GRNSTOL | Type Of Light | P | LED | LGHTSTD - Light Standard | QTY - Quantity |  |  |  | PMMPTYPE | Positive Progression | LOV 10
BRT | LGHTSTD | Light Standard | 60 | GRNSTOL | Type Of Light | P | Low-pressure Sodium | LGHT - Lighting | GRNSTOL - Type Of Light |  |  |  | PMMPTYPE | Rotary Lobe | LOV 11
BRT | LGHTSTD | Light Standard | 60 | GRNSTOL | Type Of Light | P | Mercury Vapor | LGHT - Lighting | GRNSTOL - Type Of Light |  |  |  | PMMPTYPE | Split-Coupled | LOV 12
BRT | LGHTSTD | Light Standard | 60 | GRNSTOL | Type Of Light | P | Metal Halide | LGHT - Lighting | GRNSTOL - Type Of Light |  |  |  | PMMPTYPE | Vertical Inline | LOV 13
BRT | LGHTSTD | Light Standard | 60 | GRNSTOL | Type Of Light | P | Solar | LGHT - Lighting | GRNSTOL - Type Of Light |  |  |  | PMMPTYPE | Vertical Turbine | LOV 14
BRT | LGHTSTD | Light Standard | 70 | QTY | Quantity | - | Freeform Text | LGHT - Lighting | GRNSTOL - Type Of Light |  |  |  | PMPV | No | LOV 1
BRT | LGHT | Lighting | 10 | GRNSTOL | Type Of Light | P | High-pressure Sodium | LGHT - Lighting | GRNSTOL - Type Of Light |  |  |  | PMPV | Yes | LOV 2
BRT | LGHT | Lighting | 10 | GRNSTOL | Type Of Light | P | LED | LGHT - Lighting | QTY - Quantity |  |  |  | POSTFUND | No | LOV 1
BRT | LGHT | Lighting | 10 | GRNSTOL | Type Of Light | P | Low-pressure Sodium | LGHTCTRL - Lighting Control System | LGRLTYPE - Lighting Control System Type |  |  |  | POSTFUND | Yes | LOV 2
BRT | LGHT | Lighting | 10 | GRNSTOL | Type Of Light | P | Mercury Vapor | LGHTCTRL - Lighting Control System | LGRLTYPE - Lighting Control System Type |  |  |  | PRLLMAT | Precast Concrete | LOV 1
BRT | LGHT | Lighting | 10 | GRNSTOL | Type Of Light | P | Metal Halide | LGHTCTRL - Lighting Control System | VOLT - Volt. |  |  |  | PRLLMAT | Reinforced Concrete | LOV 2
BRT | LGHT | Lighting | 10 | GRNSTOL | Type Of Light | P | Solar | LOADBNK - Load Bank | PWRSV - Power Supply Voltage |  |  |  | PRLLMAT | Steel | LOV 3
BRT | LGHT | Lighting | 20 | QTY | Quantity | - | Freeform Text | LOADBNK - Load Bank | LBT - Type of Load Bank |  |  |  | PRLLMAT | Wood | LOV 4
BRT | LGHTCTRL | Lighting Control System | 10 | LGRLTYPE | Lighting Control System Type | P | Contactor | LOADBNK - Load Bank | LBT - Type of Load Bank |  |  |  | PRMPTYPE | Dual Pump | LOV 1
BRT | LGHTCTRL | Lighting Control System | 10 | LGRLTYPE | Lighting Control System Type | P | Relay | LOADBNK - Load Bank | LBT - Type of Load Bank |  |  |  | PRMPTYPE | Single Pump | LOV 2
BRT | LGHTCTRL | Lighting Control System | 20 | VOLT | Volt. | - | Freeform Text | LOADBNK - Load Bank | LBT - Type of Load Bank |  |  |  | PSLVTYPE | Indicator Post Valve | LOV 1
BRT | LOADBNK | Load Bank | 10 | PWRSV | Power Supply Voltage | - | Freeform Text | LOADBNK - Load Bank | LBT - Type of Load Bank |  |  |  | PSLVTYPE | Supervised Valve | LOV 2
BRT | LOADBNK | Load Bank | 20 | LBT | Type of Load Bank | P | Capacitive | LOADDL - Loading Dock Levelers | LODLTYPE - Loading Dock Levelers Type |  |  |  | RDWYMAT | Asphalt | LOV 1
BRT | LOADBNK | Load Bank | 20 | LBT | Type of Load Bank | P | Electronic | LOADDL - Loading Dock Levelers | LODLTYPE - Loading Dock Levelers Type |  |  |  | RDWYMAT | Block Pavers | LOV 2
BRT | LOADBNK | Load Bank | 20 | LBT | Type of Load Bank | P | Inductive | LOWVLTTR - Low Voltage Transformer | LOTRTYPE - Low Voltage Transformer Type |  |  |  | RDWYMAT | Concrete | LOV 3
BRT | LOADBNK | Load Bank | 20 | LBT | Type of Load Bank | P | Resistive | LOWVLTTR - Low Voltage Transformer | LOTRTYPE - Low Voltage Transformer Type |  |  |  | RDWYMAT | Gravel | LOV 4
BRT | LOADBNK | Load Bank | 20 | LBT | Type of Load Bank | P | Resistive Reactive | LOWVLTTR - Low Voltage Transformer | LOTRTYPE - Low Voltage Transformer Type |  |  |  | RDWYMAT | Mastic | LOV 5
BRT | LOADDL | Loading Dock Levelers | 10 | LODLTYPE | Loading Dock Levelers Type | P | Electric | LOWVLTTR - Low Voltage Transformer | LOTRTYPE - Low Voltage Transformer Type |  |  |  | RDWYMAT | Permeable Pavers | LOV 6
BRT | LOADDL | Loading Dock Levelers | 10 | LODLTYPE | Loading Dock Levelers Type | P | Hydraulic | LOWVLTTR - Low Voltage Transformer | LOTRTYPE - Low Voltage Transformer Type |  |  |  | RDWYMAT | Sealer | LOV 7
BRT | LOWVLTTR | Low Voltage Transformer | 10 | LOTRTYPE | Low Voltage Transformer Type | P | Delta-Delta | LOWVLTTR - Low Voltage Transformer | INCMVOLT - Incoming Voltage |  |  |  | RDWYMAT | Thin Membrane Waterproofing System | LOV 8
BRT | LOWVLTTR | Low Voltage Transformer | 10 | LOTRTYPE | Low Voltage Transformer Type | P | Delta-Wye | LOWVLTTR - Low Voltage Transformer | KVARAT - KVA Rating |  |  |  | RDWYMAT | Unit Pavers | LOV 9
BRT | LOWVLTTR | Low Voltage Transformer | 10 | LOTRTYPE | Low Voltage Transformer Type | P | Unknown | LOWVLTTR - Low Voltage Transformer | OUTVOLT - Outgoing Voltage |  |  |  | RECYCLBE | No | LOV 1
BRT | LOWVLTTR | Low Voltage Transformer | 10 | LOTRTYPE | Low Voltage Transformer Type | P | Wye-Delta | MNHOL - Manhole | MNOLTYPE - Manhole Type |  |  |  | RECYCLBE | Yes | LOV 2
BRT | LOWVLTTR | Low Voltage Transformer | 10 | LOTRTYPE | Low Voltage Transformer Type | P | Wye-Wye | MNHOL - Manhole | MNOLTYPE - Manhole Type |  |  |  | ROODGURD | No | LOV 1
BRT | LOWVLTTR | Low Voltage Transformer | 20 | INCMVOLT | Incoming Voltage | - | Freeform Text | MNHOL - Manhole | MNOLTYPE - Manhole Type |  |  |  | ROODGURD | Yes | LOV 2
BRT | LOWVLTTR | Low Voltage Transformer | 30 | KVARAT | KVA Rating | - | Freeform Text | MNHOL - Manhole | MNOLTYPE - Manhole Type |  |  |  | ROOFACC | No | LOV 1
BRT | LOWVLTTR | Low Voltage Transformer | 40 | OUTVOLT | Outgoing Voltage | - | Freeform Text | MNHOL - Manhole | MNOLTYPE - Manhole Type |  |  |  | ROOFACC | Yes | LOV 2
BRT | MNHOL | Manhole | 10 | MNOLTYPE | Manhole Type | P | Electrical/Communications | MNHOL - Manhole | MNOLTYPE - Manhole Type |  |  |  | RTLLMAT | Berm | LOV 1
BRT | MNHOL | Manhole | 10 | MNOLTYPE | Manhole Type | P | Rain water | MNHOL - Manhole | MNOLTYPE - Manhole Type |  |  |  | RTLLMAT | Concrete | LOV 2
BRT | MNHOL | Manhole | 10 | MNOLTYPE | Manhole Type | P | Sewer | MNHOL - Manhole | MNOLCOTY - Cover Type |  |  |  | RTLLMAT | Gabion | LOV 3
BRT | MNHOL | Manhole | 10 | MNOLTYPE | Manhole Type | P | Snow Melt | MNHOL - Manhole | MNOLCOTY - Cover Type |  |  |  | RTLLMAT | Masonry | LOV 4
BRT | MNHOL | Manhole | 10 | MNOLTYPE | Manhole Type | P | Storm | MNHOL - Manhole | MNOLCOTY - Cover Type |  |  |  | RTLLMAT | Natural Stone | LOV 5
BRT | MNHOL | Manhole | 10 | MNOLTYPE | Manhole Type | P | Unknown | MNHOL - Manhole | BOLTED - Bolted? |  |  |  | RTLLMAT | Secant | LOV 6
BRT | MNHOL | Manhole | 10 | MNOLTYPE | Manhole Type | P | Valve | MNHOL - Manhole | BOLTED - Bolted? |  |  |  | RTLLMAT | Sheet Piling | LOV 7
BRT | MNHOL | Manhole | 20 | MNOLCOTY | Cover Type | P | Catchbasin | MNHOL - Manhole | MANS - Size – Diameter (mm) |  |  |  | RTLLMAT | Soldier Pile and Lagging | LOV 8
BRT | MNHOL | Manhole | 20 | MNOLCOTY | Cover Type | P | Solid | MNHOL - Manhole | QTY - Quantity |  |  |  | RTLLMAT | Timber | LOV 9
BRT | MNHOL | Manhole | 20 | MNOLCOTY | Cover Type | P | Vented | MANVLV - Manual Valve (>=100) | MALVTYPE - Manual Valve (>=100) Type |  |  |  | RTLLMAT | Unknown | LOV 10
BRT | MNHOL | Manhole | 30 | BOLTED | Bolted? | P | No | MANVLV - Manual Valve (>=100) | MALVTYPE - Manual Valve (>=100) Type |  |  |  | SAFECAGE | No | LOV 1
BRT | MNHOL | Manhole | 30 | BOLTED | Bolted? | P | Yes | MANVLV - Manual Valve (>=100) | MALVTYPE - Manual Valve (>=100) Type |  |  |  | SAFECAGE | Yes | LOV 2
BRT | MNHOL | Manhole | 40 | MANS | Size – Diameter (mm) | - | Freeform Text | MANVLV - Manual Valve (>=100) | MALVTYPE - Manual Valve (>=100) Type |  |  |  | SBCTMAT | Cast-in-Place Reinforced Concrete | LOV 1
BRT | MNHOL | Manhole | 50 | QTY | Quantity | - | Freeform Text | MANVLV - Manual Valve (>=100) | MALVTYPE - Manual Valve (>=100) Type |  |  |  | SBCTMAT | Concrete Block/Masonry Unit (CMU) | LOV 2
BRT | MANVLV | Manual Valve (>=100) | 10 | MALVTYPE | Manual Valve (>=100) Type | P | Ball | MANVLV - Manual Valve (>=100) | MALVTYPE - Manual Valve (>=100) Type |  |  |  | SBCTMAT | Masonry Brick | LOV 3
BRT | MANVLV | Manual Valve (>=100) | 10 | MALVTYPE | Manual Valve (>=100) Type | P | Butterfly | MANVLV - Manual Valve (>=100) | LINESIZE - Line Size |  |  |  | SBCTMAT | Missing Cast in Place Concrete | LOV 4
BRT | MANVLV | Manual Valve (>=100) | 10 | MALVTYPE | Manual Valve (>=100) Type | P | Curb Stop | MHVLTTRS - Medium/ High Voltage Transformer | MHRSTYPE - Medium/High Voltage Transformer Type |  |  |  | SBCTMAT | Not Visible | LOV 5
BRT | MANVLV | Manual Valve (>=100) | 10 | MALVTYPE | Manual Valve (>=100) Type | P | Dry | MHVLTTRS - Medium/ High Voltage Transformer | MHRSTYPE - Medium/High Voltage Transformer Type |  |  |  | SBCTMAT | Precast Concrete | LOV 6
BRT | MANVLV | Manual Valve (>=100) | 10 | MALVTYPE | Manual Valve (>=100) Type | P | Gate | MHVLTTRS - Medium/ High Voltage Transformer | MHRSTYPE - Medium/High Voltage Transformer Type |  |  |  | SBCTMAT | Rubble (Stone) | LOV 7
BRT | MANVLV | Manual Valve (>=100) | 10 | MALVTYPE | Manual Valve (>=100) Type | P | Plug | MHVLTTRS - Medium/ High Voltage Transformer | MHRSTYPE - Medium/High Voltage Transformer Type |  |  |  | SBCTMAT | Steel | LOV 8
BRT | MANVLV | Manual Valve (>=100) | 20 | LINESIZE | Line Size | - | Freeform Text | MHVLTTRS - Medium/ High Voltage Transformer | MHRSTYPE - Medium/High Voltage Transformer Type |  |  |  | SBCTMAT | Timber | LOV 9
BRT | MHVLTTRS | Medium/ High Voltage Transformer | 10 | MHRSTYPE | Medium/High Voltage Transformer Type | P | Delta-Delta | MHVLTTRS - Medium/ High Voltage Transformer | INCMVOLT - Incoming Voltage |  |  |  | SECCONT | No | LOV 1
BRT | MHVLTTRS | Medium/ High Voltage Transformer | 10 | MHRSTYPE | Medium/High Voltage Transformer Type | P | Delta-Wye | MHVLTTRS - Medium/ High Voltage Transformer | KVARAT - KVA Rating |  |  |  | SECCONT | Yes | LOV 2
BRT | MHVLTTRS | Medium/ High Voltage Transformer | 10 | MHRSTYPE | Medium/High Voltage Transformer Type | P | Unknown | MHVLTTRS - Medium/ High Voltage Transformer | OUTVOLT - Outgoing Voltage |  |  |  | SEEPCLTY | Manually Cleaned | LOV 1
BRT | MHVLTTRS | Medium/ High Voltage Transformer | 10 | MHRSTYPE | Medium/High Voltage Transformer Type | P | Wye-Delta | MTRCONTC - Motor Control Centers (MCC) | FRAMSIZE - Frame Size |  |  |  | SEEPCLTY | Mechanically Cleaned | LOV 2
BRT | MHVLTTRS | Medium/ High Voltage Transformer | 10 | MHRSTYPE | Medium/High Voltage Transformer Type | P | Wye-Wye | MTRCONTC - Motor Control Centers (MCC) | NUMCELLS - Motor Control Centers (MCC) Number of Cells |  |  |  | SEEPITYP | Above Ground | LOV 1
BRT | MHVLTTRS | Medium/ High Voltage Transformer | 20 | INCMVOLT | Incoming Voltage | - | Freeform Text | OHDDR - Overhead Door | OHDRTYPE - Overhead Door Type |  |  |  | SEEPITYP | Below Grade | LOV 2
BRT | MHVLTTRS | Medium/ High Voltage Transformer | 30 | KVARAT | KVA Rating | - | Freeform Text | OHDDR - Overhead Door | OHDRTYPE - Overhead Door Type |  |  |  | SEEPTYPE | Air/Water Separator | LOV 1
BRT | MHVLTTRS | Medium/ High Voltage Transformer | 40 | OUTVOLT | Outgoing Voltage | - | Freeform Text | OHDDR - Overhead Door | OHDRTYPE - Overhead Door Type |  |  |  | SEEPTYPE | Air-Diesel Separator | LOV 2
BRT | MTRCONTC | Motor Control Centers (MCC) | 10 | FRAMSIZE | Frame Size | - | Freeform Text | OHDDR - Overhead Door | OHDRAUTO - Overhead Door Automation |  |  |  | SEEPTYPE | Grease-Water Separator | LOV 3
BRT | MTRCONTC | Motor Control Centers (MCC) | 20 | NUMCELLS | Motor Control Centers (MCC) Number of Cells | - | Freeform Text | OHDDR - Overhead Door | OHDRAUTO - Overhead Door Automation |  |  |  | SEEPTYPE | Grit-Water Separator | LOV 4
BRT | OHDDR | Overhead Door | 10 | OHDRTYPE | Overhead Door Type | P | Coiling | OHDDR - Overhead Door | OHDRAUTO - Overhead Door Automation |  |  |  | SEEPTYPE | Oil-Water Separator | LOV 5
BRT | OHDDR | Overhead Door | 10 | OHDRTYPE | Overhead Door Type | P | Rubber | OHDDR - Overhead Door | INSULTED - Insulated? |  |  |  | SEEPTYPE | Solvent-Water Separator | LOV 6
BRT | OHDDR | Overhead Door | 10 | OHDRTYPE | Overhead Door Type | P | Sectional | OHDDR - Overhead Door | INSULTED - Insulated? |  |  |  | SERVBYPS | No | LOV 1
BRT | OHDDR | Overhead Door | 20 | OHDRAUTO | Overhead Door Automation | P | Hybrid | OHDDR - Overhead Door | ACCSZL - Size Length (feet) |  |  |  | SERVBYPS | Yes | LOV 2
BRT | OHDDR | Overhead Door | 20 | OHDRAUTO | Overhead Door Automation | P | Manual | OHDDR - Overhead Door | ACCSZW - Size Width (feet) |  |  |  | SGRKMTYP | Floor | LOV 1
BRT | OHDDR | Overhead Door | 20 | OHDRAUTO | Overhead Door Automation | P | Powered | PRPTWLL - Parapet Wall | PRLLMAT - Parapet Wall Material |  |  |  | SGRKMTYP | Wall | LOV 2
BRT | OHDDR | Overhead Door | 30 | INSULTED | Insulated? | P | No | PRPTWLL - Parapet Wall | PRLLMAT - Parapet Wall Material |  |  |  | SHDRM | Metal | LOV 1
BRT | OHDDR | Overhead Door | 30 | INSULTED | Insulated? | P | Yes | PRPTWLL - Parapet Wall | PRLLMAT - Parapet Wall Material |  |  |  | SHDRM | Polycarbonate | LOV 2
BRT | OHDDR | Overhead Door | 40 | ACCSZL | Size Length (feet) | - | Freeform Text | PRPTWLL - Parapet Wall | PRLLMAT - Parapet Wall Material |  |  |  | SHDRM | Wood shingles | LOV 3
BRT | OHDDR | Overhead Door | 50 | ACCSZW | Size Width (feet) | - | Freeform Text | PKGAREA - Parking Area | PKEAMAT - Parking Area Material |  |  |  | SHHDCONS | In-situ Constructed Unit | LOV 1
BRT | PRPTWLL | Parapet Wall | 10 | PRLLMAT | Parapet Wall Material | P | Precast Concrete | PKGAREA - Parking Area | PKEAMAT - Parking Area Material |  |  |  | SHHDCONS | Prefabricated (Pre-engineered) Unit | LOV 2
BRT | PRPTWLL | Parapet Wall | 10 | PRLLMAT | Parapet Wall Material | P | Reinforced Concrete | PKGAREA - Parking Area | PKEAMAT - Parking Area Material |  |  |  | SHHDMAT | Aluminum | LOV 1
BRT | PRPTWLL | Parapet Wall | 10 | PRLLMAT | Parapet Wall Material | P | Steel | PKGAREA - Parking Area | PKEAMAT - Parking Area Material |  |  |  | SHHDMAT | Concrete | LOV 2
BRT | PRPTWLL | Parapet Wall | 10 | PRLLMAT | Parapet Wall Material | P | Wood | PKGAREA - Parking Area | PKEAMAT - Parking Area Material |  |  |  | SHHDMAT | Fibreglass | LOV 3
BRT | PKGAREA | Parking Area | 10 | PKEAMAT | Parking Area Material | P | Asphalt | PKGAREA - Parking Area | PKEAMAT - Parking Area Material |  |  |  | SHHDMAT | Resin | LOV 4
BRT | PKGAREA | Parking Area | 10 | PKEAMAT | Parking Area Material | P | Block Pavers | PKGAREA - Parking Area | PKEAMAT - Parking Area Material |  |  |  | SHHDMAT | Steel | LOV 5
BRT | PKGAREA | Parking Area | 10 | PKEAMAT | Parking Area Material | P | Concrete | PKGAREA - Parking Area | PKEAMAT - Parking Area Material |  |  |  | SHHDMAT | Wood | LOV 6
BRT | PKGAREA | Parking Area | 10 | PKEAMAT | Parking Area Material | P | Gravel | PKGAREA - Parking Area | PKEAMAT - Parking Area Material |  |  |  | SHHDTYPE | Compressor Shed | LOV 1
BRT | PKGAREA | Parking Area | 10 | PKEAMAT | Parking Area Material | P | Mastic | PKGAREA - Parking Area | PSNS - Number of parking spots |  |  |  | SHHDTYPE | Salt Shed | LOV 2
BRT | PKGAREA | Parking Area | 10 | PKEAMAT | Parking Area Material | P | Permeable Pavers | PEDWLK - Pedestrian Walkway | PELKMAT - Pedestrian Walkway Material |  |  |  | SHHDTYPE | Utility/Storage Shed | LOV 3
BRT | PKGAREA | Parking Area | 10 | PKEAMAT | Parking Area Material | P | Sealer | PEDWLK - Pedestrian Walkway | PELKMAT - Pedestrian Walkway Material |  |  |  | SIHTHMAT | Metal | LOV 1
BRT | PKGAREA | Parking Area | 10 | PKEAMAT | Parking Area Material | P | Thin Membrane Waterproofing System | PEDWLK - Pedestrian Walkway | PELKMAT - Pedestrian Walkway Material |  |  |  | SIHTHMAT | Plastic | LOV 2
BRT | PKGAREA | Parking Area | 10 | PKEAMAT | Parking Area Material | P | Unit Pavers | PEDWLK - Pedestrian Walkway | PELKMAT - Pedestrian Walkway Material |  |  |  | SIHTTYPE | Fixed | LOV 1
BRT | PKGAREA | Parking Area | 20 | PSNS | Number of parking spots | - | Freeform Text | PEDWLK - Pedestrian Walkway | FRSHTSLI - Size Length (inch) |  |  |  | SIHTTYPE | Strobe | LOV 2
BRT | PEDWLK | Pedestrian Walkway | 10 | PELKMAT | Pedestrian Walkway Material | P | Asphalt | PEDWLK - Pedestrian Walkway | PEDSWI - Size Width (inch) |  |  |  | SLRFMAT | Asphalt Shingle | LOV 1
BRT | PEDWLK | Pedestrian Walkway | 10 | PELKMAT | Pedestrian Walkway Material | P | Concrete | PEDWLK - Pedestrian Walkway | QTY - Quantity |  |  |  | SLRFMAT | Clay Tile | LOV 2
BRT | PEDWLK | Pedestrian Walkway | 10 | PELKMAT | Pedestrian Walkway Material | P | Gravel | PHTOSYS - Photovoltaic System | PHYSARTY - Array Type |  |  |  | SLRFMAT | Composite Tile | LOV 3
BRT | PEDWLK | Pedestrian Walkway | 10 | PELKMAT | Pedestrian Walkway Material | P | Pavers | PHTOSYS - Photovoltaic System | PHYSARTY - Array Type |  |  |  | SLRFMAT | Concrete Tile | LOV 4
BRT | PEDWLK | Pedestrian Walkway | 30 | FRSHTSLI | Size Length (inch) | - | Freeform Text | PHTOSYS - Photovoltaic System | NUMPNLS - Number of Panels |  |  |  | SLRFMAT | Glass | LOV 5
BRT | PEDWLK | Pedestrian Walkway | 40 | PEDSWI | Size Width (inch) | - | Freeform Text | PHTOSYS - Photovoltaic System | PHSS - Size of Panel (Inch) |  |  |  | SLRFMAT | Metal | LOV 6
BRT | PEDWLK | Pedestrian Walkway | 50 | QTY | Quantity | - | Freeform Text | PLMBFXTF - Plumbing Fixture - Fountains | PLTFTYPE - Plumbing Fixture - Fountains Type |  |  |  | SLRFMAT | Polycarbonate | LOV 7
BRT | PHTOSYS | Photovoltaic System | 10 | PHYSARTY | Array Type | P | Auto Tracking | PLMBFXTF - Plumbing Fixture - Fountains | PLTFTYPE - Plumbing Fixture - Fountains Type |  |  |  | SLRFMAT | Precast Concrete | LOV 8
BRT | PHTOSYS | Photovoltaic System | 10 | PHYSARTY | Array Type | P | Fixed | PLMBFXTF - Plumbing Fixture - Fountains | PLTFMAT - Plumbing Fixture - Fountains Material |  |  |  | SLRFMAT | Wood Shingle | LOV 9
BRT | PHTOSYS | Photovoltaic System | 20 | NUMPNLS | Number of Panels | - | Freeform Text | PLMBFXTF - Plumbing Fixture - Fountains | PLTFMAT - Plumbing Fixture - Fountains Material |  |  |  | SMITLMAT | Concrete | LOV 1
BRT | PHTOSYS | Photovoltaic System | 30 | PHSS | Size of Panel (Inch) | - | Freeform Text | PLMBFXTF - Plumbing Fixture - Fountains | PLTFMAT - Plumbing Fixture - Fountains Material |  |  |  | SMITLMAT | HDPE | LOV 2
BRT | PLMBFXTF | Plumbing Fixture - Fountains | 10 | PLTFTYPE | Plumbing Fixture - Fountains Type | P | Drinking Fountain | PLMBFXTF - Plumbing Fixture - Fountains | PLTFMAT - Plumbing Fixture - Fountains Material |  |  |  | SMITLMAT | Metallic | LOV 3
BRT | PLMBFXTF | Plumbing Fixture - Fountains | 10 | PLTFTYPE | Plumbing Fixture - Fountains Type | P | Water Cooler | PLMBFXTF - Plumbing Fixture - Fountains | PLTFCRTY - Cooler Type |  |  |  | SMITLMAT | Other | LOV 4
BRT | PLMBFXTF | Plumbing Fixture - Fountains | 20 | PLTFMAT | Plumbing Fixture - Fountains Material | P | Porcelain | PLMBFXTF - Plumbing Fixture - Fountains | PLTFCRTY - Cooler Type |  |  |  | SPCTMAT | Cast-in-Place Reinforced Concrete | LOV 1
BRT | PLMBFXTF | Plumbing Fixture - Fountains | 20 | PLTFMAT | Plumbing Fixture - Fountains Material | P | Stainless Steel | PLMBFXTF - Plumbing Fixture - Fountains | PLTFCRTY - Cooler Type |  |  |  | SPCTMAT | Concrete Block/Masonry Unit (CMU) | LOV 2
BRT | PLMBFXTF | Plumbing Fixture - Fountains | 20 | PLTFMAT | Plumbing Fixture - Fountains Material | P | Stone | PLMBFXTF - Plumbing Fixture - Fountains | PLMFBR - Bottle Refill(Y/N) |  |  |  | SPCTMAT | Masonry Brick | LOV 3
BRT | PLMBFXTF | Plumbing Fixture - Fountains | 20 | PLTFMAT | Plumbing Fixture - Fountains Material | P | Vitreous China | PLMBFXTF - Plumbing Fixture - Fountains | PLMFBR - Bottle Refill(Y/N) |  |  |  | SPCTMAT | Not Visible | LOV 4
BRT | PLMBFXTF | Plumbing Fixture - Fountains | 30 | PLTFCRTY | Cooler Type | P | Electric Water Cooler | PLMBFXTF - Plumbing Fixture - Fountains | TYPE - Type |  |  |  | SPCTMAT | Precast Concrete | LOV 5
BRT | PLMBFXTF | Plumbing Fixture - Fountains | 30 | PLTFCRTY | Cooler Type | P | Exterior Water Cooler | PSTINVLV - Post Indicator Valve | PSLVTYPE - Post Indicator Valve Type |  |  |  | SPCTMAT | Rubble (Stone) | LOV 6
BRT | PLMBFXTF | Plumbing Fixture - Fountains | 30 | PLTFCRTY | Cooler Type | P | No Cooler | PSTINVLV - Post Indicator Valve | PSLVTYPE - Post Indicator Valve Type |  |  |  | SPCTMAT | Steel | LOV 7
BRT | PLMBFXTF | Plumbing Fixture - Fountains | 40 | PLMFBR | Bottle Refill(Y/N) | P | No | PRWSPMP - Pressure Wash Pump Skid | PRMPTYPE - Pressure Wash Pump Skid Type |  |  |  | SPCTMAT | Timber | LOV 8
BRT | PLMBFXTF | Plumbing Fixture - Fountains | 40 | PLMFBR | Bottle Refill(Y/N) | P | Yes | PRWSPMP - Pressure Wash Pump Skid | PRMPTYPE - Pressure Wash Pump Skid Type |  |  |  | SPTNTYPE | Absorbal Only | LOV 1
BRT | PLMBFXTF | Plumbing Fixture - Fountains | 50 | TYPE | Type | - | Freeform Text | PRWSPMP - Pressure Wash Pump Skid | PWRSV - Power Supply Voltage |  |  |  | SPTNTYPE | Biohazardous | LOV 2
BRT | PSTINVLV | Post Indicator Valve | 10 | PSLVTYPE | Post Indicator Valve Type | P | Indicator Post Valve | PRWSPMP - Pressure Wash Pump Skid | MOTORKW - Motor kW |  |  |  | SPTNTYPE | Full Kit | LOV 3
BRT | PSTINVLV | Post Indicator Valve | 10 | PSLVTYPE | Post Indicator Valve Type | P | Supervised Valve | PMP - Pump | PMMPTYPE - Pump Type |  |  |  | SPTNTYPE | Unknown | LOV 4
BRT | PRWSPMP | Pressure Wash Pump Skid | 10 | PRMPTYPE | Pressure Wash Pump Skid Type | P | Dual Pump | PMP - Pump | PMMPTYPE - Pump Type |  |  |  | SPYSTYPE | Deluge Sprinkler System | LOV 1
BRT | PRWSPMP | Pressure Wash Pump Skid | 10 | PRMPTYPE | Pressure Wash Pump Skid Type | P | Single Pump | PMP - Pump | PMMPTYPE - Pump Type |  |  |  | SPYSTYPE | Double Preaction Sprinkler System | LOV 2
BRT | PRWSPMP | Pressure Wash Pump Skid | 20 | PWRSV | Power Supply Voltage | - | Freeform Text | PMP - Pump | PMMPTYPE - Pump Type |  |  |  | SPYSTYPE | Dry Sprinkler Alarm Check Valve Assembly | LOV 3
BRT | PRWSPMP | Pressure Wash Pump Skid | 30 | MOTORKW | Motor kW | - | Freeform Text | PMP - Pump | PMMPTYPE - Pump Type |  |  |  | SPYSTYPE | Single Preaction Sprinkler System | LOV 4
BRT | PMP | Pump | 10 | PMMPTYPE | Pump Type | P | Close-Coupled | PMP - Pump | PMMPTYPE - Pump Type |  |  |  | SPYSTYPE | Wet Sprinkler Alarm Check Valve Assembly | LOV 5
BRT | PMP | Pump | 10 | PMMPTYPE | Pump Type | P | Compression Air Driven | PMP - Pump | PMMPTYPE - Pump Type |  |  |  | STWYMAT | Concrete | LOV 1
BRT | PMP | Pump | 10 | PMMPTYPE | Pump Type | P | Condensate | PMP - Pump | PMMPTYPE - Pump Type |  |  |  | STWYMAT | Concrete with Nosing Tile | LOV 2
BRT | PMP | Pump | 10 | PMMPTYPE | Pump Type | P | Double Suction | PMP - Pump | PMMPTYPE - Pump Type |  |  |  | STWYMAT | Concrete with Tread & Riser Tile | LOV 3
BRT | PMP | Pump | 10 | PMMPTYPE | Pump Type | P | End Suction | PMP - Pump | PMMPTYPE - Pump Type |  |  |  | STWYMAT | Concrete with Tread Tile | LOV 4
BRT | PMP | Pump | 10 | PMMPTYPE | Pump Type | P | Multi-Stage | PMP - Pump | PMMPTYPE - Pump Type |  |  |  | STWYMAT | Fibreglass Reinforced Plastic | LOV 5
BRT | PMP | Pump | 10 | PMMPTYPE | Pump Type | P | Peristaltic | PMP - Pump | PMMPTYPE - Pump Type |  |  |  | STWYMAT | Metal Stair with Concrete Filled Treads | LOV 6
BRT | PMP | Pump | 10 | PMMPTYPE | Pump Type | P | Pipe Mounted (Inline) Circulator | PMP - Pump | PMMPTYPE - Pump Type |  |  |  | STWYMAT | Metal Stair with Grating Treads | LOV 7
BRT | PMP | Pump | 10 | PMMPTYPE | Pump Type | P | Positive Displacement | PMP - Pump | PMMPTYPE - Pump Type |  |  |  | STWYMAT | Wood | LOV 8
BRT | PMP | Pump | 10 | PMMPTYPE | Pump Type | P | Positive Progression | PMP - Pump | PMMPMPWR - Motive Power |  |  |  | SUPPSTND | No | LOV 1
BRT | PMP | Pump | 10 | PMMPTYPE | Pump Type | P | Rotary Lobe | PMP - Pump | PMMPMPWR - Motive Power |  |  |  | SUPPSTND | Yes | LOV 2
BRT | PMP | Pump | 10 | PMMPTYPE | Pump Type | P | Split-Coupled | PMP - Pump | PMMPMPWR - Motive Power |  |  |  | SWGRNITB | 1 | LOV 1
BRT | PMP | Pump | 10 | PMMPTYPE | Pump Type | P | Vertical Inline | PMP - Pump | PMMPFLUD - Pump Fluid |  |  |  | SWGRNITB | 2 | LOV 2
BRT | PMP | Pump | 10 | PMMPTYPE | Pump Type | P | Vertical Turbine | PMP - Pump | PMMPFLUD - Pump Fluid |  |  |  | SWGRNITB | 3 | LOV 3
BRT | PMP | Pump | 20 | PMMPMPWR | Motive Power | P | Compressed Air | PMP - Pump | PMMPFLUD - Pump Fluid |  |  |  | SWGRTBRK | Automatic | LOV 1
BRT | PMP | Pump | 20 | PMMPMPWR | Motive Power | P | Diesel Engine | PMP - Pump | PMMPFLUD - Pump Fluid |  |  |  | SWGRTBRK | Manual | LOV 2
BRT | PMP | Pump | 20 | PMMPMPWR | Motive Power | P | Electricity | PMP - Pump | PMMPFLUD - Pump Fluid |  |  |  | SWGRTBRK | None | LOV 3
BRT | PMP | Pump | 30 | PMMPFLUD | Pump Fluid | P | Antifreeze | PMP - Pump | PMMPFLUD - Pump Fluid |  |  |  | SWRDNITB | 1 | LOV 1
BRT | PMP | Pump | 30 | PMMPFLUD | Pump Fluid | P | CHW | PMP - Pump | PMMPFLUD - Pump Fluid |  |  |  | SWRDNITB | 2 | LOV 2
BRT | PMP | Pump | 30 | PMMPFLUD | Pump Fluid | P | CWS | PMP - Pump | PMMPFLUD - Pump Fluid |  |  |  | SWRDNITB | 3 | LOV 3
BRT | PMP | Pump | 30 | PMMPFLUD | Pump Fluid | P | Chemical | PMP - Pump | PMMPFLUD - Pump Fluid |  |  |  | SWRDNITB | 16 | LOV 4
BRT | PMP | Pump | 30 | PMMPFLUD | Pump Fluid | P | Condensate | PMP - Pump | PMMPFLUD - Pump Fluid |  |  |  | SWRDTBRK | Automatic | LOV 1
BRT | PMP | Pump | 30 | PMMPFLUD | Pump Fluid | P | DEF | PMP - Pump | PMMPFLUD - Pump Fluid |  |  |  | SWRDTBRK | Manual | LOV 2
BRT | PMP | Pump | 30 | PMMPFLUD | Pump Fluid | P | Diesel | PMP - Pump | PMMPFLUD - Pump Fluid |  |  |  | SWRDTBRK | None | LOV 3
BRT | PMP | Pump | 30 | PMMPFLUD | Pump Fluid | P | Glycol | PMP - Pump | PWRSV - Power Supply Voltage |  |  |  | TATRESRC | Electric | LOV 1
BRT | PMP | Pump | 30 | PMMPFLUD | Pump Fluid | P | HWS | PMP - Pump | MOTORKW - Motor kW |  |  |  | TATRESRC | Hotwater | LOV 2
BRT | PMP | Pump | 30 | PMMPFLUD | Pump Fluid | P | LTHW | PMP - Pump | PMPH - Head (kPa) |  |  |  | TATRESRC | Natural Gas | LOV 3
BRT | PMP | Pump | 30 | PMMPFLUD | Pump Fluid | P | Oil | PMP - Pump | PMPV - VFD(Y/N) |  |  |  | TATRESRC | Oil | LOV 4
BRT | PMP | Pump | 30 | PMMPFLUD | Pump Fluid | P | Sanitary Sewage | PMP - Pump | PMPV - VFD(Y/N) |  |  |  | TATRESRC | Propane Gas | LOV 5
BRT | PMP | Pump | 40 | PWRSV | Power Supply Voltage | - | Freeform Text | PMP - Pump | PMPF - Flow (litre/second) |  |  |  | TATRESRC | Steam | LOV 6
BRT | PMP | Pump | 50 | MOTORKW | Motor kW | - | Freeform Text | RTNWLL - Retaining Wall | RTLLMAT - Retaining Wall Material |  |  |  | TATRTYPE | External Heat Exchanger | LOV 1
BRT | PMP | Pump | 60 | PMPH | Head (kPa) | - | Freeform Text | RTNWLL - Retaining Wall | RTLLMAT - Retaining Wall Material |  |  |  | TATRTYPE | In Tank | LOV 2
BRT | PMP | Pump | 70 | PMPV | VFD(Y/N) | P | No | RTNWLL - Retaining Wall | RTLLMAT - Retaining Wall Material |  |  |  | TESTABLE | No | LOV 1
BRT | PMP | Pump | 70 | PMPV | VFD(Y/N) | P | Yes | RTNWLL - Retaining Wall | RTLLMAT - Retaining Wall Material |  |  |  | TESTABLE | Yes | LOV 2
BRT | PMP | Pump | 80 | PMPF | Flow (litre/second) | - | Freeform Text | RTNWLL - Retaining Wall | RTLLMAT - Retaining Wall Material |  |  |  | TRANTEIH | No | LOV 1
BRT | RTNWLL | Retaining Wall | 10 | RTLLMAT | Retaining Wall Material | P | Berm | RTNWLL - Retaining Wall | RTLLMAT - Retaining Wall Material |  |  |  | TRANTEIH | Yes | LOV 2
BRT | RTNWLL | Retaining Wall | 10 | RTLLMAT | Retaining Wall Material | P | Concrete | RTNWLL - Retaining Wall | RTLLMAT - Retaining Wall Material |  |  |  | TRANTMAT | FRP | LOV 1
BRT | RTNWLL | Retaining Wall | 10 | RTLLMAT | Retaining Wall Material | P | Gabion | RTNWLL - Retaining Wall | RTLLMAT - Retaining Wall Material |  |  |  | TRANTMAT | Steel | LOV 2
BRT | RTNWLL | Retaining Wall | 10 | RTLLMAT | Retaining Wall Material | P | Masonry | RTNWLL - Retaining Wall | RTLLMAT - Retaining Wall Material |  |  |  | TRRRMAT | Cast-In-Place Concrete | LOV 1
BRT | RTNWLL | Retaining Wall | 10 | RTLLMAT | Retaining Wall Material | P | Natural Stone | RTNWLL - Retaining Wall | RTLLMAT - Retaining Wall Material |  |  |  | TRRRMAT | Galvanized steel guide rail with rubber bumper | LOV 2
BRT | RTNWLL | Retaining Wall | 10 | RTLLMAT | Retaining Wall Material | P | Secant | RTNWLL - Retaining Wall | MAXGDIFF - Max Grade Difference |  |  |  | TRRRMAT | Galvanized steel guide rail with steel post | LOV 3
BRT | RTNWLL | Retaining Wall | 10 | RTLLMAT | Retaining Wall Material | P | Sheet Piling | RTNWLL - Retaining Wall | WALLLNTH - Wall Length |  |  |  | TRRRMAT | Galvanized steel guide rail with wood post | LOV 4
BRT | RTNWLL | Retaining Wall | 10 | RTLLMAT | Retaining Wall Material | P | Soldier Pile and Lagging | RDWY - Roadway | RDWYMAT - Roadway Material |  |  |  | TRRRMAT | Precast concrete | LOV 5
BRT | RTNWLL | Retaining Wall | 10 | RTLLMAT | Retaining Wall Material | P | Timber | RDWY - Roadway | RDWYMAT - Roadway Material |  |  |  | TRRRMAT | Precast concrete with chain link fence | LOV 6
BRT | RTNWLL | Retaining Wall | 10 | RTLLMAT | Retaining Wall Material | P | Unknown | RDWY - Roadway | RDWYMAT - Roadway Material |  |  |  | TRRRMAT | Water filled barrier | LOV 7
BRT | RTNWLL | Retaining Wall | 20 | MAXGDIFF | Max Grade Difference | - | Freeform Text | RDWY - Roadway | RDWYMAT - Roadway Material |  |  |  | TRRRTYPE | Guide Rail System | LOV 1
BRT | RTNWLL | Retaining Wall | 30 | WALLLNTH | Wall Length | - | Freeform Text | RDWY - Roadway | RDWYMAT - Roadway Material |  |  |  | TRRRTYPE | Jersey barrier | LOV 2
BRT | RDWY | Roadway | 10 | RDWYMAT | Roadway Material | P | Asphalt | RDWY - Roadway | RDWYMAT - Roadway Material |  |  |  | TRRRTYPE | Parapet Wall | LOV 3
BRT | RDWY | Roadway | 10 | RDWYMAT | Roadway Material | P | Block Pavers | RDWY - Roadway | RDWYMAT - Roadway Material |  |  |  | TRSWTTYP | Closed | LOV 1
BRT | RDWY | Roadway | 10 | RDWYMAT | Roadway Material | P | Concrete | RDWY - Roadway | RDWYMAT - Roadway Material |  |  |  | TRSWTTYP | Open | LOV 2
BRT | RDWY | Roadway | 10 | RDWYMAT | Roadway Material | P | Gravel | RDWY - Roadway | RDWYMAT - Roadway Material |  |  |  | TRSWTYPE | Auto | LOV 1
BRT | RDWY | Roadway | 10 | RDWYMAT | Roadway Material | P | Mastic | RMINT - Room Interior | CEILMATL - Ceiling Material |  |  |  | TRSWTYPE | Manual | LOV 2
BRT | RDWY | Roadway | 10 | RDWYMAT | Roadway Material | P | Permeable Pavers | RMINT - Room Interior | FLRMATL - Floor Material |  |  |  | TRTRESRC | Electric Heated | LOV 1
BRT | RDWY | Roadway | 10 | RDWYMAT | Roadway Material | P | Sealer | RMINT - Room Interior | RMISFRI - Square footage of room interior |  |  |  | TRTRESRC | Fuel Oil Heated | LOV 2
BRT | RDWY | Roadway | 10 | RDWYMAT | Roadway Material | P | Thin Membrane Waterproofing System | RMINT - Room Interior | WALMATL - Wall Material |  |  |  | TRTRESRC | Gas (Unknown Type) | LOV 3
BRT | RDWY | Roadway | 10 | RDWYMAT | Roadway Material | P | Unit Pavers | RMINT - Room Interior | QTY - Quantity |  |  |  | TRTRESRC | Geothermal Heated | LOV 4
BRT | RMINT | Room Interior | 10 | CEILMATL | Ceiling Material | - | Freeform Text | SEP - Separator | SEEPTYPE - Separator Type |  |  |  | TRTRESRC | Hot Water/Glycol Heated | LOV 5
BRT | RMINT | Room Interior | 20 | FLRMATL | Floor Material | - | Freeform Text | SEP - Separator | SEEPTYPE - Separator Type |  |  |  | TRTRESRC | Natural Gas (NG) Heated | LOV 6
BRT | RMINT | Room Interior | 30 | RMISFRI | Square footage of room interior | - | Freeform Text | SEP - Separator | SEEPTYPE - Separator Type |  |  |  | TRTRESRC | Propane Gas (LPG) Heated | LOV 7
BRT | RMINT | Room Interior | 40 | WALMATL | Wall Material | - | Freeform Text | SEP - Separator | SEEPTYPE - Separator Type |  |  |  | TRTRESRC | Steam Heated | LOV 8
BRT | RMINT | Room Interior | 50 | QTY | Quantity | - | Freeform Text | SEP - Separator | SEEPTYPE - Separator Type |  |  |  | TRTRTYPE | Baseboard | LOV 1
BRT | SEP | Separator | 10 | SEEPTYPE | Separator Type | P | Air-Diesel Separator | SEP - Separator | SEEPTYPE - Separator Type |  |  |  | TRTRTYPE | Cabinet Forced Flow Heater | LOV 2
BRT | SEP | Separator | 10 | SEEPTYPE | Separator Type | P | Air/Water Separator | SEP - Separator | SEEPITYP - Separator Installation Type |  |  |  | TRTRTYPE | Convector | LOV 3
BRT | SEP | Separator | 10 | SEEPTYPE | Separator Type | P | Grease-Water Separator | SEP - Separator | SEEPITYP - Separator Installation Type |  |  |  | TRTRTYPE | Infrared | LOV 4
BRT | SEP | Separator | 10 | SEEPTYPE | Separator Type | P | Grit-Water Separator | SEP - Separator | SEEPCLTY - Cleaning Type |  |  |  | TRTRTYPE | Radiant Panel | LOV 5
BRT | SEP | Separator | 10 | SEEPTYPE | Separator Type | P | Oil-Water Separator | SEP - Separator | SEEPCLTY - Cleaning Type |  |  |  | TRTRTYPE | Radiator | LOV 6
BRT | SEP | Separator | 10 | SEEPTYPE | Separator Type | P | Solvent-Water Separator | SEP - Separator | TANKVOL - Tank Volume |  |  |  | TRTRTYPE | Unit Heater - Horizontal | LOV 7
BRT | SEP | Separator | 20 | SEEPITYP | Separator Installation Type | P | Above Ground | SEPTNK - Septic Tank | PERMIT - Permit |  |  |  | TRTRTYPE | Unit Heater - Vertical | LOV 8
BRT | SEP | Separator | 20 | SEEPITYP | Separator Installation Type | P | Below Grade | SEPTNK - Septic Tank | MATERIAL - Material |  |  |  | TRTRTYPE | Wall Fin | LOV 9
BRT | SEP | Separator | 30 | SEEPCLTY | Cleaning Type | P | Manually Cleaned | SEPTNK - Septic Tank | MATERIAL - Material |  |  |  | TSSACERT | No | LOV 1
BRT | SEP | Separator | 30 | SEEPCLTY | Cleaning Type | P | Mechanically Cleaned | SEPTNK - Septic Tank | MATERIAL - Material |  |  |  | TSSACERT | Yes | LOV 2
BRT | SEP | Separator | 40 | TANKVOL | Tank Volume | - | Freeform Text | SEPTNK - Septic Tank | SETS - Size (Litre) |  |  |  | UTTRTYPE | Gas | LOV 1
BRT | SEPTNK | Septic Tank | 10 | PERMIT | Permit | - | Freeform Text | SHD - Shed | SHHDTYPE - Shed Type |  |  |  | UTTRTYPE | Hydro One Sealed Unit | LOV 2
BRT | SEPTNK | Septic Tank | 20 | MATERIAL | Material | P | Concrete | SHD - Shed | SHHDTYPE - Shed Type |  |  |  | UTTRTYPE | Power | LOV 3
BRT | SEPTNK | Septic Tank | 20 | MATERIAL | Material | P | Fiberglass | SHD - Shed | SHHDTYPE - Shed Type |  |  |  | UTTRTYPE | Water | LOV 4
BRT | SEPTNK | Septic Tank | 20 | MATERIAL | Material | P | HPDE | SHD - Shed | SHHDCONS - Shed Construction |  |  |  | UTUPTYPE | 1 Phase | LOV 1
BRT | SEPTNK | Septic Tank | 30 | SETS | Size (Litre) | - | Freeform Text | SHD - Shed | SHHDCONS - Shed Construction |  |  |  | UTUPTYPE | 3 Phase | LOV 2
BRT | SHD | Shed | 10 | SHHDTYPE | Shed Type | P | Compressor Shed | SHD - Shed | SHHDMAT - Shed Material |  |  |  | VHCLVCU | Level 2 | LOV 1
BRT | SHD | Shed | 10 | SHHDTYPE | Shed Type | P | Salt Shed | SHD - Shed | SHHDMAT - Shed Material |  |  |  | VHCLVCU | Level 3 | LOV 2
BRT | SHD | Shed | 10 | SHHDTYPE | Shed Type | P | Utility/Storage Shed | SHD - Shed | SHHDMAT - Shed Material |  |  |  | WASTE | No | LOV 1
BRT | SHD | Shed | 20 | SHHDCONS | Shed Construction | P | In-situ Constructed Unit | SHD - Shed | SHHDMAT - Shed Material |  |  |  | WASTE | Yes | LOV 2
BRT | SHD | Shed | 20 | SHHDCONS | Shed Construction | P | Prefabricated (Pre-engineered) Unit | SHD - Shed | SHHDMAT - Shed Material |  |  |  | WEOTKEIH | No | LOV 1
BRT | SHD | Shed | 30 | SHHDMAT | Shed Material | P | Aluminum | SHD - Shed | SHHDMAT - Shed Material |  |  |  | WEOTKEIH | Yes | LOV 2
BRT | SHD | Shed | 30 | SHHDMAT | Shed Material | P | Concrete | SHD - Shed | SHDRM - Roof material |  |  |  | WEOTKMAT | FRP | LOV 1
BRT | SHD | Shed | 30 | SHHDMAT | Shed Material | P | Fibreglass | SHD - Shed | SHDRM - Roof material |  |  |  | WEOTKMAT | Steel | LOV 2
BRT | SHD | Shed | 30 | SHHDMAT | Shed Material | P | Resin | SHD - Shed | SHDRM - Roof material |  |  |  | WINDSNOW | No | LOV 1
BRT | SHD | Shed | 30 | SHHDMAT | Shed Material | P | Steel | SHD - Shed | PEDSWI - Size Width (inch) |  |  |  | WINDSNOW | Yes | LOV 2
BRT | SHD | Shed | 30 | SHHDMAT | Shed Material | P | Wood | SHD - Shed | SHDWI - Width (inch) |  |  |  | WSCSTYPE | Effluent | LOV 1
BRT | SHD | Shed | 40 | SHDRM | Roof material | P | Metal | SIGLGHT - Signal Light | SIHTTYPE - Signal Light Type |  |  |  | WSCSTYPE | Force Main | LOV 2
BRT | SHD | Shed | 40 | SHDRM | Roof material | P | Polycarbonate | SIGLGHT - Signal Light | SIHTTYPE - Signal Light Type |  |  |  | WSCSTYPE | Gravity Sewer | LOV 3
BRT | SHD | Shed | 40 | SHDRM | Roof material | P | Wood shingles | SIGLGHT - Signal Light | SIHTHMAT - Housing Material |  |  |  | WSCSTYPE | Level Meter | LOV 4
BRT | SHD | Shed | 50 | PEDSWI | Size Width (inch) | - | Freeform Text | SIGLGHT - Signal Light | SIHTHMAT - Housing Material |  |  |  | WSCSTYPE | Vaccuum | LOV 5
BRT | SHD | Shed | 60 | SHDWI | Width (inch) | - | Freeform Text | SIGLGHT - Signal Light | LENSCNT - Lense Count |  |  |  | WSLSQUAT | Dual | LOV 1
BRT | SIGLGHT | Signal Light | 10 | SIHTTYPE | Signal Light Type | P | Fixed | SGNFACID - Signs - Facility ID | ILLUMNTD - Illuminated? |  |  |  | WSLSQUAT | Single | LOV 2
BRT | SIGLGHT | Signal Light | 10 | SIHTTYPE | Signal Light Type | P | Strobe | SGNFACID - Signs - Facility ID | ILLUMNTD - Illuminated? |  |  |  | WSLSQUAT | Unknown | LOV 3
BRT | SIGLGHT | Signal Light | 20 | SIHTHMAT | Housing Material | P | Metal | SGNFACID - Signs - Facility ID | FRSHTSLI - Size Length (inch) |  |  |  | WSLSTYPE | Grade Mounted Vertical Turbine | LOV 1
BRT | SIGLGHT | Signal Light | 20 | SIHTHMAT | Housing Material | P | Plastic | SGNFACID - Signs - Facility ID | PEDSWI - Size Width (inch) |  |  |  | WSLSTYPE | Submerged | LOV 2
BRT | SIGLGHT | Signal Light | 30 | LENSCNT | Lense Count | - | Freeform Text | SGNPARK - Signs - Parking | SGRKMTYP - Signs (Park.) Mounting Type |  |  |  | WSTCTEIH | No | LOV 1
BRT | SGNFACID | Signs - Facility ID | 20 | ILLUMNTD | Illuminated? | P | No | SGNPARK - Signs - Parking | SGRKMTYP - Signs (Park.) Mounting Type |  |  |  | WSTCTEIH | Yes | LOV 2
BRT | SGNFACID | Signs - Facility ID | 20 | ILLUMNTD | Illuminated? | P | Yes | SGNPARK - Signs - Parking | FRSHTSLI - Size Length (inch) |  |  |  | WSTCTMAT | FRP | LOV 1
BRT | SGNFACID | Signs - Facility ID | 40 | FRSHTSLI | Size Length (inch) | - | Freeform Text | SGNPARK - Signs - Parking | PEDSWI - Size Width (inch) |  |  |  | WSTCTMAT | Steel | LOV 2
BRT | SGNFACID | Signs - Facility ID | 50 | PEDSWI | Size Width (inch) | - | Freeform Text | SLPDRF - Sloped Roof | SLRFMAT - Sloped Roof Material |  |  |  | WTNRTYPE | Dual-Tank Water Softener System | LOV 1
BRT | SGNPARK | Signs - Parking | 10 | SGRKMTYP | Signs (Park.) Mounting Type | P | Floor | SLPDRF - Sloped Roof | SLRFMAT - Sloped Roof Material |  |  |  | WTNRTYPE | Ion Exchange Water Softener System | LOV 2
BRT | SGNPARK | Signs - Parking | 10 | SGRKMTYP | Signs (Park.) Mounting Type | P | Wall | SLPDRF - Sloped Roof | SLRFMAT - Sloped Roof Material |  |  |  | WTNRTYPE | Magnetic Water Softener System | LOV 3
BRT | SGNPARK | Signs - Parking | 30 | FRSHTSLI | Size Length (inch) | - | Freeform Text | SLPDRF - Sloped Roof | SLRFMAT - Sloped Roof Material |  |  |  | WTNRTYPE | Reverse-Osmosis System | LOV 4
BRT | SGNPARK | Signs - Parking | 40 | PEDSWI | Size Width (inch) | - | Freeform Text | SLPDRF - Sloped Roof | SLRFMAT - Sloped Roof Material |  |  |  | WTNRTYPE | Water Filtering | LOV 5
BRT | SLPDRF | Sloped Roof | 10 | SLRFMAT | Sloped Roof Material | P | Asphalt Shingle | SLPDRF - Sloped Roof | SLRFMAT - Sloped Roof Material |  |  |  | WTNRTYPE | Water Sterilization System | LOV 6
BRT | SLPDRF | Sloped Roof | 10 | SLRFMAT | Sloped Roof Material | P | Clay Tile | SLPDRF - Sloped Roof | SLRFMAT - Sloped Roof Material |  |  |  | ACCSZH | Freeform Text | LOV 1
BRT | SLPDRF | Sloped Roof | 10 | SLRFMAT | Sloped Roof Material | P | Composite Tile | SLPDRF - Sloped Roof | SLRFMAT - Sloped Roof Material |  |  |  | ACCSZL | Freeform Text | LOV 1
BRT | SLPDRF | Sloped Roof | 10 | SLRFMAT | Sloped Roof Material | P | Concrete Tile | SLPDRF - Sloped Roof | SLRFMAT - Sloped Roof Material |  |  |  | ACCSZW | Freeform Text | LOV 1
BRT | SLPDRF | Sloped Roof | 10 | SLRFMAT | Sloped Roof Material | P | Glass | SLPDRF - Sloped Roof | ROODGURD - Roof snow guard present? |  |  |  | PWRSV | Freeform Text | LOV 1
BRT | SLPDRF | Sloped Roof | 10 | SLRFMAT | Sloped Roof Material | P | Metal | SLPDRF - Sloped Roof | ROODGURD - Roof snow guard present? |  |  |  | MOTORKW | Freeform Text | LOV 1
BRT | SLPDRF | Sloped Roof | 10 | SLRFMAT | Sloped Roof Material | P | Polycarbonate | SPLKTSTN - Spill Kits Station | SPTNTYPE - Spill Kits Station Type |  |  |  | AIRFLOW | Freeform Text | LOV 1
BRT | SLPDRF | Sloped Roof | 10 | SLRFMAT | Sloped Roof Material | P | Precast Concrete | SPLKTSTN - Spill Kits Station | SPTNTYPE - Spill Kits Station Type |  |  |  | PWRSV | Freeform Text | LOV 1
BRT | SLPDRF | Sloped Roof | 10 | SLRFMAT | Sloped Roof Material | P | Wood Shingle | SPLKTSTN - Spill Kits Station | SPTNTYPE - Spill Kits Station Type |  |  |  | MOTORKW | Freeform Text | LOV 1
BRT | SLPDRF | Sloped Roof | 20 | ROODGURD | Roof snow guard present? | P | No | SPLKTSTN - Spill Kits Station | SPTNTYPE - Spill Kits Station Type |  |  |  | PWRSV | Freeform Text | LOV 1
BRT | SLPDRF | Sloped Roof | 20 | ROODGURD | Roof snow guard present? | P | Yes | SPRNKSYS - Sprinkler System | SPYSTYPE - Sprinkler System Type |  |  |  | MOTORKW | Freeform Text | LOV 1
BRT | SPLKTSTN | Spill Kits Station | 10 | SPTNTYPE | Spill Kits Station Type | P | Absorbal Only | SPRNKSYS - Sprinkler System | SPYSTYPE - Sprinkler System Type |  |  |  | COOLCAP | Freeform Text | LOV 1
BRT | SPLKTSTN | Spill Kits Station | 10 | SPTNTYPE | Spill Kits Station Type | P | Biohazardous | SPRNKSYS - Sprinkler System | SPYSTYPE - Sprinkler System Type |  |  |  | HEATCAPB | Freeform Text | LOV 1
BRT | SPLKTSTN | Spill Kits Station | 10 | SPTNTYPE | Spill Kits Station Type | P | Full Kit | SPRNKSYS - Sprinkler System | SPYSTYPE - Sprinkler System Type |  |  |  | BFPICS | Freeform Text | LOV 1
BRT | SPLKTSTN | Spill Kits Station | 10 | SPTNTYPE | Spill Kits Station Type | P | Unknown | SPRNKSYS - Sprinkler System | SPYSTYPE - Sprinkler System Type |  |  |  | BFPOCS | Freeform Text | LOV 1
BRT | SPRNKSYS | Sprinkler System | 10 | SPYSTYPE | Sprinkler System Type | P | Deluge Sprinkler System | SPRNKSYS - Sprinkler System | AIRCOMP - Air Compressor? |  |  |  | LINESIZE | Freeform Text | LOV 1
BRT | SPRNKSYS | Sprinkler System | 10 | SPYSTYPE | Sprinkler System Type | P | Double Preaction Sprinkler System | SPRNKSYS - Sprinkler System | AIRCOMP - Air Compressor? |  |  |  | CERTEXD | Freeform Text | LOV 1
BRT | SPRNKSYS | Sprinkler System | 10 | SPYSTYPE | Sprinkler System Type | P | Dry Sprinkler Alarm Check Valve Assembly | SPRNKSYS - Sprinkler System | INPVLV - Indicator Post Valve? |  |  |  | LINSDATE | Freeform Text | LOV 1
BRT | SPRNKSYS | Sprinkler System | 10 | SPYSTYPE | Sprinkler System Type | P | Single Preaction Sprinkler System | SPRNKSYS - Sprinkler System | INPVLV - Indicator Post Valve? |  |  |  | PWRSV | Freeform Text | LOV 1
BRT | SPRNKSYS | Sprinkler System | 10 | SPYSTYPE | Sprinkler System Type | P | Wet Sprinkler Alarm Check Valve Assembly | SPRNKSYS - Sprinkler System | SPRYSSH - Number of sprinkler heads (each) |  |  |  | BHP | Freeform Text | LOV 1
BRT | SPRNKSYS | Sprinkler System | 20 | AIRCOMP | Air Compressor? | P | No | STRWY - Stairway | STWYMAT - Stairway Material |  |  |  | TSSANUM | Freeform Text | LOV 1
BRT | SPRNKSYS | Sprinkler System | 20 | AIRCOMP | Air Compressor? | P | Yes | STRWY - Stairway | STWYMAT - Stairway Material |  |  |  | HEATINP | Freeform Text | LOV 1
BRT | SPRNKSYS | Sprinkler System | 30 | INPVLV | Indicator Post Valve? | P | No | STRWY - Stairway | STWYMAT - Stairway Material |  |  |  | QTY | Freeform Text | LOV 1
BRT | SPRNKSYS | Sprinkler System | 30 | INPVLV | Indicator Post Valve? | P | Yes | STRWY - Stairway | STWYMAT - Stairway Material |  |  |  | ACCSZH | Freeform Text | LOV 1
BRT | SPRNKSYS | Sprinkler System | 40 | SPRYSSH | Number of sprinkler heads (each) | - | Freeform Text | STRWY - Stairway | STWYMAT - Stairway Material |  |  |  | ACCSZL | Freeform Text | LOV 1
BRT | STRWY | Stairway | 10 | STWYMAT | Stairway Material | P | Concrete | STRWY - Stairway | STWYMAT - Stairway Material |  |  |  | ACCSZW | Freeform Text | LOV 1
BRT | STRWY | Stairway | 10 | STWYMAT | Stairway Material | P | Concrete with Nosing Tile | STRWY - Stairway | STWYMAT - Stairway Material |  |  |  | CAPACITN | Freeform Text | LOV 1
BRT | STRWY | Stairway | 10 | STWYMAT | Stairway Material | P | Concrete with Tread & Riser Tile | STRWY - Stairway | STWYMAT - Stairway Material |  |  |  | VOLT | Freeform Text | LOV 1
BRT | STRWY | Stairway | 10 | STWYMAT | Stairway Material | P | Concrete with Tread Tile | STRWY - Stairway | STRWNS - Number of steps (each) |  |  |  | GSDSTMV | Freeform Text | LOV 1
BRT | STRWY | Stairway | 10 | STWYMAT | Stairway Material | P | Fibreglass Reinforced Plastic | STRWY - Stairway | ACCSZW - Size Width (feet) |  |  |  | CHCKVT | Freeform Text | LOV 1
BRT | STRWY | Stairway | 10 | STWYMAT | Stairway Material | P | Metal Stair with Concrete Filled Treads | STRWY - Stairway | QTY - Quantity |  |  |  | PWRSV | Freeform Text | LOV 1
BRT | STRWY | Stairway | 10 | STWYMAT | Stairway Material | P | Metal Stair with Grating Treads | SBST - Substructure (Structural Framing System - Below Grade) | SBCTMAT - Substructure (SFG - Below Grade) Material |  |  |  | COOLCAP | Freeform Text | LOV 1
BRT | STRWY | Stairway | 10 | STWYMAT | Stairway Material | P | Wood | SBST - Substructure (Structural Framing System - Below Grade) | SBCTMAT - Substructure (SFG - Below Grade) Material |  |  |  | PWRSV | Freeform Text | LOV 1
BRT | STRWY | Stairway | 20 | STRWNS | Number of steps (each) | - | Freeform Text | SBST - Substructure (Structural Framing System - Below Grade) | SBCTMAT - Substructure (SFG - Below Grade) Material |  |  |  | COOLCAP | Freeform Text | LOV 1
BRT | STRWY | Stairway | 30 | ACCSZW | Size Width (feet) | - | Freeform Text | SBST - Substructure (Structural Framing System - Below Grade) | SBCTMAT - Substructure (SFG - Below Grade) Material |  |  |  | PWRSV | Freeform Text | LOV 1
BRT | STRWY | Stairway | 40 | QTY | Quantity | - | Freeform Text | SBST - Substructure (Structural Framing System - Below Grade) | SBCTMAT - Substructure (SFG - Below Grade) Material |  |  |  | COOLCAP | Freeform Text | LOV 1
BRT | SBST | Substructure (Structural Framing System - Below Grade) | 10 | SBCTMAT | Substructure (SFG - Below Grade) Material | P | Cast-in-Place Reinforced Concrete | SBST - Substructure (Structural Framing System - Below Grade) | SBCTMAT - Substructure (SFG - Below Grade) Material |  |  |  | AMPERAGE | Freeform Text | LOV 1
BRT | SBST | Substructure (Structural Framing System - Below Grade) | 10 | SBCTMAT | Substructure (SFG - Below Grade) Material | P | Concrete Block/Masonry Unit (CMU) | SBST - Substructure (Structural Framing System - Below Grade) | SBCTMAT - Substructure (SFG - Below Grade) Material |  |  |  | VOLT | Freeform Text | LOV 1
BRT | SBST | Substructure (Structural Framing System - Below Grade) | 10 | SBCTMAT | Substructure (SFG - Below Grade) Material | P | Masonry Brick | SBST - Substructure (Structural Framing System - Below Grade) | SBCTMAT - Substructure (SFG - Below Grade) Material |  |  |  | COOLTVOL | Freeform Text | LOV 1
BRT | SBST | Substructure (Structural Framing System - Below Grade) | 10 | SBCTMAT | Substructure (SFG - Below Grade) Material | P | Missing Cast in Place Concrete | SBST - Substructure (Structural Framing System - Below Grade) | SBCTMAT - Substructure (SFG - Below Grade) Material |  |  |  | TONNAGE | Freeform Text | LOV 1
BRT | SBST | Substructure (Structural Framing System - Below Grade) | 10 | SBCTMAT | Substructure (SFG - Below Grade) Material | P | Not Visible | SMPIT - Sump Pit | SMITLMAT - Liner Material |  |  |  | MANS | Freeform Text | LOV 1
BRT | SBST | Substructure (Structural Framing System - Below Grade) | 10 | SBCTMAT | Substructure (SFG - Below Grade) Material | P | Precast Concrete | SMPIT - Sump Pit | SMITLMAT - Liner Material |  |  |  | PWRSV | Freeform Text | LOV 1
BRT | SBST | Substructure (Structural Framing System - Below Grade) | 10 | SBCTMAT | Substructure (SFG - Below Grade) Material | P | Rubble (Stone) | SMPIT - Sump Pit | SMITLMAT - Liner Material |  |  |  | PWRSV | Freeform Text | LOV 1
BRT | SBST | Substructure (Structural Framing System - Below Grade) | 10 | SBCTMAT | Substructure (SFG - Below Grade) Material | P | Steel | SMPIT - Sump Pit | SMITLMAT - Liner Material |  |  |  | CAPACITY | Freeform Text | LOV 1
BRT | SBST | Substructure (Structural Framing System - Below Grade) | 10 | SBCTMAT | Substructure (SFG - Below Grade) Material | P | Timber | SMPIT - Sump Pit | SMPCL - Pit Capicaty (Litre) |  |  |  | PWRSV | Freeform Text | LOV 1
BRT | SMPIT | Sump Pit | 10 | SMITLMAT | Liner Material | P | Concrete | SPSTRUCT - Superstructure (Structural Framing System - Above Grade) | SPCTMAT - Superstructure (SFG - Above Grade) Material |  |  |  | TSSANUM | Freeform Text | LOV 1
BRT | SMPIT | Sump Pit | 10 | SMITLMAT | Liner Material | P | HDPE | SPSTRUCT - Superstructure (Structural Framing System - Above Grade) | SPCTMAT - Superstructure (SFG - Above Grade) Material |  |  |  | FRSHTSLI | Freeform Text | LOV 1
BRT | SMPIT | Sump Pit | 10 | SMITLMAT | Liner Material | P | Metallic | SPSTRUCT - Superstructure (Structural Framing System - Above Grade) | SPCTMAT - Superstructure (SFG - Above Grade) Material |  |  |  | ACCSZW | Freeform Text | LOV 1
BRT | SMPIT | Sump Pit | 10 | SMITLMAT | Liner Material | P | Other | SPSTRUCT - Superstructure (Structural Framing System - Above Grade) | SPCTMAT - Superstructure (SFG - Above Grade) Material |  |  |  | QTY | Freeform Text | LOV 1
BRT | SMPIT | Sump Pit | 30 | SMPCL | Pit Capicaty (Litre) | - | Freeform Text | SPSTRUCT - Superstructure (Structural Framing System - Above Grade) | SPCTMAT - Superstructure (SFG - Above Grade) Material |  |  |  | PWRSV | Freeform Text | LOV 1
BRT | SPSTRUCT | Superstructure (Structural Framing System - Above Grade) | 10 | SPCTMAT | Superstructure (SFG - Above Grade) Material | P | Cast-in-Place Reinforced Concrete | SPSTRUCT - Superstructure (Structural Framing System - Above Grade) | SPCTMAT - Superstructure (SFG - Above Grade) Material |  |  |  | HEATINP | Freeform Text | LOV 1
BRT | SPSTRUCT | Superstructure (Structural Framing System - Above Grade) | 10 | SPCTMAT | Superstructure (SFG - Above Grade) Material | P | Concrete Block/Masonry Unit (CMU) | SPSTRUCT - Superstructure (Structural Framing System - Above Grade) | SPCTMAT - Superstructure (SFG - Above Grade) Material |  |  |  | HEATOUT | Freeform Text | LOV 1
BRT | SPSTRUCT | Superstructure (Structural Framing System - Above Grade) | 10 | SPCTMAT | Superstructure (SFG - Above Grade) Material | P | Masonry Brick | SPSTRUCT - Superstructure (Structural Framing System - Above Grade) | SPCTMAT - Superstructure (SFG - Above Grade) Material |  |  |  | DRRTNCP | Freeform Text | LOV 1
BRT | SPSTRUCT | Superstructure (Structural Framing System - Above Grade) | 10 | SPCTMAT | Superstructure (SFG - Above Grade) Material | P | Not Visible | SWTBRD - Switchboard | SWRDNITB - Switchboard Number of Incoming Breakers |  |  |  | MANS | Freeform Text | LOV 1
BRT | SPSTRUCT | Superstructure (Structural Framing System - Above Grade) | 10 | SPCTMAT | Superstructure (SFG - Above Grade) Material | P | Precast Concrete | SWTBRD - Switchboard | SWRDNITB - Switchboard Number of Incoming Breakers |  |  |  | TSD | Freeform Text | LOV 1
BRT | SPSTRUCT | Superstructure (Structural Framing System - Above Grade) | 10 | SPCTMAT | Superstructure (SFG - Above Grade) Material | P | Rubble (Stone) | SWTBRD - Switchboard | SWRDNITB - Switchboard Number of Incoming Breakers |  |  |  | QTY | Freeform Text | LOV 1
BRT | SPSTRUCT | Superstructure (Structural Framing System - Above Grade) | 10 | SPCTMAT | Superstructure (SFG - Above Grade) Material | P | Steel | SWTBRD - Switchboard | SWRDNITB - Switchboard Number of Incoming Breakers |  |  |  | MANS | Freeform Text | LOV 1
BRT | SPSTRUCT | Superstructure (Structural Framing System - Above Grade) | 10 | SPCTMAT | Superstructure (SFG - Above Grade) Material | P | Timber | SWTBRD - Switchboard | SWRDTBRK - Switchboard Tie Breaker |  |  |  | AMPERAGE | Freeform Text | LOV 1
BRT | SWTBRD | Switchboard | 10 | SWRDNITB | Switchboard Number of Incoming Breakers | P | 1 | SWTBRD - Switchboard | SWRDTBRK - Switchboard Tie Breaker |  |  |  | VOLT | Freeform Text | LOV 1
BRT | SWTBRD | Switchboard | 10 | SWRDNITB | Switchboard Number of Incoming Breakers | P | 16 | SWTBRD - Switchboard | SWRDTBRK - Switchboard Tie Breaker |  |  |  | KARATING | Freeform Text | LOV 1
BRT | SWTBRD | Switchboard | 10 | SWRDNITB | Switchboard Number of Incoming Breakers | P | 2 | SWTBRD - Switchboard | VOLT - Volt. |  |  |  | PWRSV | Freeform Text | LOV 1
BRT | SWTBRD | Switchboard | 10 | SWRDNITB | Switchboard Number of Incoming Breakers | P | 3 | SWTGR - Switchgear | SWGRNITB - Switchgear Number of Incoming Breakers |  |  |  | PWRSV | Freeform Text | LOV 1
BRT | SWTBRD | Switchboard | 20 | SWRDTBRK | Switchboard Tie Breaker | P | Automatic | SWTGR - Switchgear | SWGRNITB - Switchgear Number of Incoming Breakers |  |  |  | HEATCAPK | Freeform Text | LOV 1
BRT | SWTBRD | Switchboard | 20 | SWRDTBRK | Switchboard Tie Breaker | P | Manual | SWTGR - Switchgear | SWGRNITB - Switchgear Number of Incoming Breakers |  |  |  | PWRSV | Freeform Text | LOV 1
BRT | SWTBRD | Switchboard | 20 | SWRDTBRK | Switchboard Tie Breaker | P | None | SWTGR - Switchgear | SWGRTBRK - Switchgear Tie Breaker |  |  |  | MOTORKW | Freeform Text | LOV 1
BRT | SWTBRD | Switchboard | 30 | VOLT | Volt. | - | Freeform Text | SWTGR - Switchgear | SWGRTBRK - Switchgear Tie Breaker |  |  |  | AIRFLOW | Freeform Text | LOV 1
BRT | SWTGR | Switchgear | 10 | SWGRNITB | Switchgear Number of Incoming Breakers | P | 1 | SWTGR - Switchgear | SWGRTBRK - Switchgear Tie Breaker |  |  |  | COLLVOL | Freeform Text | LOV 1
BRT | SWTGR | Switchgear | 10 | SWGRNITB | Switchgear Number of Incoming Breakers | P | 2 | SWTGR - Switchgear | VOLT - Volt. |  |  |  | WATTSFT | Freeform Text | LOV 1
BRT | SWTGR | Switchgear | 10 | SWGRNITB | Switchgear Number of Incoming Breakers | P | 3 | TANKHTR - Tank Heater | TATRTYPE - Tank Heater Type |  |  |  | NOCIRC | Freeform Text | LOV 1
BRT | SWTGR | Switchgear | 20 | SWGRTBRK | Switchgear Tie Breaker | P | Automatic | TANKHTR - Tank Heater | TATRTYPE - Tank Heater Type |  |  |  | VOLT | Freeform Text | LOV 1
BRT | SWTGR | Switchgear | 20 | SWGRTBRK | Switchgear Tie Breaker | P | Manual | TANKHTR - Tank Heater | TATRESRC - Tank Heater Energy Source |  |  |  | SIZE | Freeform Text | LOV 1
BRT | SWTGR | Switchgear | 20 | SWGRTBRK | Switchgear Tie Breaker | P | None | TANKHTR - Tank Heater | TATRESRC - Tank Heater Energy Source |  |  |  | LINSDATE | Freeform Text | LOV 1
BRT | SWTGR | Switchgear | 30 | VOLT | Volt. | - | Freeform Text | TANKHTR - Tank Heater | TATRESRC - Tank Heater Energy Source |  |  |  | TSSANUM | Freeform Text | LOV 1
BRT | TANKHTR | Tank Heater | 10 | TATRTYPE | Tank Heater Type | P | External Heat Exchanger | TANKHTR - Tank Heater | TATRESRC - Tank Heater Energy Source |  |  |  | CERTEXD | Freeform Text | LOV 1
BRT | TANKHTR | Tank Heater | 10 | TATRTYPE | Tank Heater Type | P | In Tank | TANKHTR - Tank Heater | TATRESRC - Tank Heater Energy Source |  |  |  | ELVTRNOF | Freeform Text | LOV 1
BRT | TANKHTR | Tank Heater | 20 | TATRESRC | Tank Heater Energy Source | P | Electric | TANKHTR - Tank Heater | TATRESRC - Tank Heater Energy Source |  |  |  | ELVMXLBS | Freeform Text | LOV 1
BRT | TANKHTR | Tank Heater | 20 | TATRESRC | Tank Heater Energy Source | P | Hotwater | TANKHTR - Tank Heater | PWRSV - Power Supply Voltage |  |  |  | TSSANUM | Freeform Text | LOV 1
BRT | TANKHTR | Tank Heater | 20 | TATRESRC | Tank Heater Energy Source | P | Natural Gas | TANKHTR - Tank Heater | HEATCAPK - Heating Capacity (kW) |  |  |  | KW | Freeform Text | LOV 1
BRT | TANKHTR | Tank Heater | 20 | TATRESRC | Tank Heater Energy Source | P | Oil | TRMHTR - Terminal Heater | TRTRTYPE - Terminal Heater Type |  |  |  | EMRNTS | Freeform Text | LOV 1
BRT | TANKHTR | Tank Heater | 20 | TATRESRC | Tank Heater Energy Source | P | Propane Gas | TRMHTR - Terminal Heater | TRTRTYPE - Terminal Heater Type |  |  |  | ENGOTVL | Freeform Text | LOV 1
BRT | TANKHTR | Tank Heater | 20 | TATRESRC | Tank Heater Energy Source | P | Steam | TRMHTR - Terminal Heater | TRTRTYPE - Terminal Heater Type |  |  |  | LINSDATE | Freeform Text | LOV 1
BRT | TANKHTR | Tank Heater | 30 | PWRSV | Power Supply Voltage | - | Freeform Text | TRMHTR - Terminal Heater | TRTRTYPE - Terminal Heater Type |  |  |  | TSSANUM | Freeform Text | LOV 1
BRT | TANKHTR | Tank Heater | 40 | HEATCAPK | Heating Capacity (kW) | - | Freeform Text | TRMHTR - Terminal Heater | TRTRTYPE - Terminal Heater Type |  |  |  | CERTEXD | Freeform Text | LOV 1
BRT | TRMHTR | Terminal Heater | 10 | TRTRTYPE | Terminal Heater Type | P | Baseboard | TRMHTR - Terminal Heater | TRTRTYPE - Terminal Heater Type |  |  |  | PWRSV | Freeform Text | LOV 1
BRT | TRMHTR | Terminal Heater | 10 | TRTRTYPE | Terminal Heater Type | P | Cabinet Forced Flow Heater | TRMHTR - Terminal Heater | TRTRTYPE - Terminal Heater Type |  |  |  | PWRSV | Freeform Text | LOV 1
BRT | TRMHTR | Terminal Heater | 10 | TRTRTYPE | Terminal Heater Type | P | Convector | TRMHTR - Terminal Heater | TRTRTYPE - Terminal Heater Type |  |  |  | DRRTNCP | Freeform Text | LOV 1
BRT | TRMHTR | Terminal Heater | 10 | TRTRTYPE | Terminal Heater Type | P | Infrared | TRMHTR - Terminal Heater | TRTRTYPE - Terminal Heater Type |  |  |  | HEIGHT | Freeform Text | LOV 1
BRT | TRMHTR | Terminal Heater | 10 | TRTRTYPE | Terminal Heater Type | P | Radiant Panel | TRMHTR - Terminal Heater | TRTRESRC - Terminal Heater Energy Source |  |  |  | LENGTH | Freeform Text | LOV 1
BRT | TRMHTR | Terminal Heater | 10 | TRTRTYPE | Terminal Heater Type | P | Radiator | TRMHTR - Terminal Heater | TRTRESRC - Terminal Heater Energy Source |  |  |  | WSLSQUAT | Freeform Text | LOV 1
BRT | TRMHTR | Terminal Heater | 10 | TRTRTYPE | Terminal Heater Type | P | Unit Heater - Horizontal | TRMHTR - Terminal Heater | TRTRESRC - Terminal Heater Energy Source |  |  |  | QTY | Freeform Text | LOV 1
BRT | TRMHTR | Terminal Heater | 10 | TRTRTYPE | Terminal Heater Type | P | Unit Heater - Vertical | TRMHTR - Terminal Heater | TRTRESRC - Terminal Heater Energy Source |  |  |  | MANS | Freeform Text | LOV 1
BRT | TRMHTR | Terminal Heater | 10 | TRTRTYPE | Terminal Heater Type | P | Wall Fin | TRMHTR - Terminal Heater | TRTRESRC - Terminal Heater Energy Source |  |  |  | MOTORKW | Freeform Text | LOV 1
BRT | TRMHTR | Terminal Heater | 20 | TRTRESRC | Terminal Heater Energy Source | P | Electric Heated | TRMHTR - Terminal Heater | TRTRESRC - Terminal Heater Energy Source |  |  |  | FRSHTSLI | Freeform Text | LOV 1
BRT | TRMHTR | Terminal Heater | 20 | TRTRESRC | Terminal Heater Energy Source | P | Fuel Oil Heated | TRMHTR - Terminal Heater | TRTRESRC - Terminal Heater Energy Source |  |  |  | ACCSZW | Freeform Text | LOV 1
BRT | TRMHTR | Terminal Heater | 20 | TRTRESRC | Terminal Heater Energy Source | P | Gas (Unknown Type) | TRMHTR - Terminal Heater | TRTRESRC - Terminal Heater Energy Source |  |  |  | QTY | Freeform Text | LOV 1
BRT | TRMHTR | Terminal Heater | 20 | TRTRESRC | Terminal Heater Energy Source | P | Geothermal Heated | TRMHTR - Terminal Heater | PWRSV - Power Supply Voltage |  |  |  | UTLP | Freeform Text | LOV 1
BRT | TRMHTR | Terminal Heater | 20 | TRTRESRC | Terminal Heater Energy Source | P | Hot Water/Glycol Heated | TRMHTR - Terminal Heater | HEATCAPK - Heating Capacity (kW) |  |  |  | LINESIZE | Freeform Text | LOV 1
BRT | TRMHTR | Terminal Heater | 20 | TRTRESRC | Terminal Heater Energy Source | P | Natural Gas (NG) Heated | TRMHTR - Terminal Heater | QTY - Quantity |  |  |  | LINESIZE | Freeform Text | LOV 1
BRT | TRMHTR | Terminal Heater | 20 | TRTRESRC | Terminal Heater Energy Source | P | Propane Gas (LPG) Heated | TRFCBARR - Traffic Barrier | TRRRTYPE - Traffic Barrier Type |  |  |  | TSSANUM | Freeform Text | LOV 1
BRT | TRMHTR | Terminal Heater | 20 | TRTRESRC | Terminal Heater Energy Source | P | Steam Heated | TRFCBARR - Traffic Barrier | TRRRTYPE - Traffic Barrier Type |  |  |  | PWRSV | Freeform Text | LOV 1
BRT | TRMHTR | Terminal Heater | 30 | PWRSV | Power Supply Voltage | - | Freeform Text | TRFCBARR - Traffic Barrier | TRRRTYPE - Traffic Barrier Type |  |  |  | MOTORKW | Freeform Text | LOV 1
BRT | TRMHTR | Terminal Heater | 40 | HEATCAPK | Heating Capacity (kW) | - | Freeform Text | TRFCBARR - Traffic Barrier | TRRRMAT - Traffic Barrier Material |  |  |  | PWRSV | Freeform Text | LOV 1
BRT | TRMHTR | Terminal Heater | 50 | QTY | Quantity | - | Freeform Text | TRFCBARR - Traffic Barrier | TRRRMAT - Traffic Barrier Material |  |  |  | HEATINP | Freeform Text | LOV 1
BRT | TRFCBARR | Traffic Barrier | 10 | TRRRTYPE | Traffic Barrier Type | P | Guide Rail System | TRFCBARR - Traffic Barrier | TRRRMAT - Traffic Barrier Material |  |  |  | HEATOUT | Freeform Text | LOV 1
BRT | TRFCBARR | Traffic Barrier | 10 | TRRRTYPE | Traffic Barrier Type | P | Jersey barrier | TRFCBARR - Traffic Barrier | TRRRMAT - Traffic Barrier Material |  |  |  | GSDSTMV | Freeform Text | LOV 1
BRT | TRFCBARR | Traffic Barrier | 10 | TRRRTYPE | Traffic Barrier Type | P | Parapet Wall | TRFCBARR - Traffic Barrier | TRRRMAT - Traffic Barrier Material |  |  |  | CAPACITY | Freeform Text | LOV 1
BRT | TRFCBARR | Traffic Barrier | 20 | TRRRMAT | Traffic Barrier Material | P | Cast-In-Place Concrete | TRFCBARR - Traffic Barrier | TRRRMAT - Traffic Barrier Material |  |  |  | GRYWTVOL | Freeform Text | LOV 1
BRT | TRFCBARR | Traffic Barrier | 20 | TRRRMAT | Traffic Barrier Material | P | Galvanized steel guide rail with rubber bumper | TRFCBARR - Traffic Barrier | TRRRMAT - Traffic Barrier Material |  |  |  | QTY | Freeform Text | LOV 1
BRT | TRFCBARR | Traffic Barrier | 20 | TRRRMAT | Traffic Barrier Material | P | Galvanized steel guide rail with steel post | TRNSFRSW - Transfer Switch | TRSWTYPE - Transfer Switch Type |  |  |  | WATTS | Freeform Text | LOV 1
BRT | TRFCBARR | Traffic Barrier | 20 | TRRRMAT | Traffic Barrier Material | P | Galvanized steel guide rail with wood post | TRNSFRSW - Transfer Switch | TRSWTYPE - Transfer Switch Type |  |  |  | QTY | Freeform Text | LOV 1
BRT | TRFCBARR | Traffic Barrier | 20 | TRRRMAT | Traffic Barrier Material | P | Precast concrete | TRNSFRSW - Transfer Switch | TRSWTTYP - Transition Type |  |  |  | HRUSE | Freeform Text | LOV 1
BRT | TRFCBARR | Traffic Barrier | 20 | TRRRMAT | Traffic Barrier Material | P | Precast concrete with chain link fence | TRNSFRSW - Transfer Switch | TRSWTTYP - Transition Type |  |  |  | PWRSV | Freeform Text | LOV 1
BRT | TRFCBARR | Traffic Barrier | 20 | TRRRMAT | Traffic Barrier Material | P | Water filled barrier | TRNSFRSW - Transfer Switch | SERVBYPS - Service Bypass? |  |  |  | MOTORKW | Freeform Text | LOV 1
BRT | TRNSFRSW | Transfer Switch | 10 | TRSWTYPE | Transfer Switch Type | P | Auto | TRNSFRSW - Transfer Switch | SERVBYPS - Service Bypass? |  |  |  | HTWTSC | Freeform Text | LOV 1
BRT | TRNSFRSW | Transfer Switch | 10 | TRSWTYPE | Transfer Switch Type | P | Manual | TRANTANK - Transmission tank | TRANTVOL - Transmission tank VOLUME |  |  |  | HTWTGI | Freeform Text | LOV 1
BRT | TRNSFRSW | Transfer Switch | 20 | TRSWTTYP | Transition Type | P | Closed | TRANTANK - Transmission tank | TRANTEIH - Transmission tank Electric immersion heater |  |  |  | PWRSV | Freeform Text | LOV 1
BRT | TRNSFRSW | Transfer Switch | 20 | TRSWTTYP | Transition Type | P | Open | TRANTANK - Transmission tank | TRANTEIH - Transmission tank Electric immersion heater |  |  |  | CAPACITY | Freeform Text | LOV 1
BRT | TRNSFRSW | Transfer Switch | 30 | SERVBYPS | Service Bypass? | P | No | TRANTANK - Transmission tank | TRANTMAT - Transmission tank Material |  |  |  | UTLP | Freeform Text | LOV 1
BRT | TRNSFRSW | Transfer Switch | 30 | SERVBYPS | Service Bypass? | P | Yes | TRANTANK - Transmission tank | TRANTMAT - Transmission tank Material |  |  |  | LSH | Freeform Text | LOV 1
BRT | TRANTANK | Transmission tank | 10 | TRANTVOL | Transmission tank VOLUME | - | Freeform Text | UTPWRSUP - Uninterruptable Power Supply | UTUPTYPE - Uninterruptable Power Supply Type |  |  |  | QTY | Freeform Text | LOV 1
BRT | TRANTANK | Transmission tank | 20 | TRANTEIH | Transmission tank Electric immersion heater | P | No | UTPWRSUP - Uninterruptable Power Supply | UTUPTYPE - Uninterruptable Power Supply Type |  |  |  | QTY | Freeform Text | LOV 1
BRT | TRANTANK | Transmission tank | 20 | TRANTEIH | Transmission tank Electric immersion heater | P | Yes | UTPWRSUP - Uninterruptable Power Supply | KVARAT - KVA Rating |  |  |  | VOLT | Freeform Text | LOV 1
BRT | TRANTANK | Transmission tank | 30 | TRANTMAT | Transmission tank Material | P | FRP | UTLMTR - Utility Meters | UTTRTYPE - Utility Meters Type |  |  |  | PWRSV | Freeform Text | LOV 1
BRT | TRANTANK | Transmission tank | 30 | TRANTMAT | Transmission tank Material | P | Steel | UTLMTR - Utility Meters | UTTRTYPE - Utility Meters Type |  |  |  | AMPERAGE | Freeform Text | LOV 1
BRT | UTPWRSUP | Uninterruptable Power Supply | 10 | UTUPTYPE | Uninterruptable Power Supply Type | P | 1 Phase | UTLMTR - Utility Meters | UTTRTYPE - Utility Meters Type |  |  |  | VOLT | Freeform Text | LOV 1
BRT | UTPWRSUP | Uninterruptable Power Supply | 10 | UTUPTYPE | Uninterruptable Power Supply Type | P | 3 Phase | UTLMTR - Utility Meters | UTTRTYPE - Utility Meters Type |  |  |  | INCMVOLT | Freeform Text | LOV 1
BRT | UTPWRSUP | Uninterruptable Power Supply | 20 | KVARAT | KVA Rating | - | Freeform Text | VHCLECU - Vehicle Charging Unit | VHCLVCU - Vehicle Charging Type |  |  |  | KVARAT | Freeform Text | LOV 1
BRT | UTLMTR | Utility Meters | 10 | UTTRTYPE | Utility Meters Type | P | Gas | VHCLECU - Vehicle Charging Unit | VHCLVCU - Vehicle Charging Type |  |  |  | OUTVOLT | Freeform Text | LOV 1
BRT | UTLMTR | Utility Meters | 10 | UTTRTYPE | Utility Meters Type | P | Hydro One Sealed Unit | VHCLECU - Vehicle Charging Unit | OUTRATEV - Output Rate (VA/hr) |  |  |  | MANS | Freeform Text | LOV 1
BRT | UTLMTR | Utility Meters | 10 | UTTRTYPE | Utility Meters Type | P | Power | WSTCT - Waste Coolant tank | WSTCTVOL - Waste Coolant tank Volume |  |  |  | QTY | Freeform Text | LOV 1
BRT | UTLMTR | Utility Meters | 10 | UTTRTYPE | Utility Meters Type | P | Water | WSTCT - Waste Coolant tank | WSTCTEIH - Waste Coolant tank Electric immersion heater |  |  |  | LINESIZE | Freeform Text | LOV 1
BRT | VHCLECU | Vehicle Charging Unit | 10 | VHCLVCU | Vehicle Charging Type | P | Level 2 | WSTCT - Waste Coolant tank | WSTCTEIH - Waste Coolant tank Electric immersion heater |  |  |  | INCMVOLT | Freeform Text | LOV 1
BRT | VHCLECU | Vehicle Charging Unit | 10 | VHCLVCU | Vehicle Charging Type | P | Level 3 | WSTCT - Waste Coolant tank | WSTCTMAT - Waste Coolant Tank Material |  |  |  | KVARAT | Freeform Text | LOV 1
BRT | VHCLECU | Vehicle Charging Unit | 60 | OUTRATEV | Output Rate (VA/hr) | - | Freeform Text | WSTCT - Waste Coolant tank | WSTCTMAT - Waste Coolant Tank Material |  |  |  | OUTVOLT | Freeform Text | LOV 1
BRT | WSTCT | Waste Coolant tank | 10 | WSTCTVOL | Waste Coolant tank Volume | - | Freeform Text | WSTOTANK - Waste Engine Oil tank | WEOTKVL - Waste Engine Oil tank volume |  |  |  | FRAMSIZE | Freeform Text | LOV 1
BRT | WSTCT | Waste Coolant tank | 20 | WSTCTEIH | Waste Coolant tank Electric immersion heater | P | No | WSTOTANK - Waste Engine Oil tank | WEOTKEIH - Waste Engine Oil Electric immersion heater |  |  |  | NUMCELLS | Freeform Text | LOV 1
BRT | WSTCT | Waste Coolant tank | 20 | WSTCTEIH | Waste Coolant tank Electric immersion heater | P | Yes | WSTOTANK - Waste Engine Oil tank | WEOTKEIH - Waste Engine Oil Electric immersion heater |  |  |  | LINESIZE | Freeform Text | LOV 1
BRT | WSTCT | Waste Coolant tank | 30 | WSTCTMAT | Waste Coolant Tank Material | P | FRP | WSTOTANK - Waste Engine Oil tank | WEOTKMAT - Waste Engine Oil Tank Material |  |  |  | ACCSZL | Freeform Text | LOV 1
BRT | WSTCT | Waste Coolant tank | 30 | WSTCTMAT | Waste Coolant Tank Material | P | Steel | WSTOTANK - Waste Engine Oil tank | WEOTKMAT - Waste Engine Oil Tank Material |  |  |  | ACCSZW | Freeform Text | LOV 1
BRT | WSTOTANK | Waste Engine Oil tank | 10 | WEOTKVL | Waste Engine Oil tank volume | - | Freeform Text | WSTWCOLS - Waste Water Collection System | WSCSTYPE - Waste Water Collection Sys Type |  |  |  | PSNS | Freeform Text | LOV 1
BRT | WSTOTANK | Waste Engine Oil tank | 20 | WEOTKEIH | Waste Engine Oil Electric immersion heater | P | No | WSTWCOLS - Waste Water Collection System | WSCSTYPE - Waste Water Collection Sys Type |  |  |  | ACCSZL | Freeform Text | LOV 1
BRT | WSTOTANK | Waste Engine Oil tank | 20 | WEOTKEIH | Waste Engine Oil Electric immersion heater | P | Yes | WSTWCOLS - Waste Water Collection System | WSCSTYPE - Waste Water Collection Sys Type |  |  |  | ACCSZW | Freeform Text | LOV 1
BRT | WSTOTANK | Waste Engine Oil tank | 30 | WEOTKMAT | Waste Engine Oil Tank Material | P | FRP | WSTWCOLS - Waste Water Collection System | WSCSTYPE - Waste Water Collection Sys Type |  |  |  | PSNS | Freeform Text | LOV 1
BRT | WSTOTANK | Waste Engine Oil tank | 30 | WEOTKMAT | Waste Engine Oil Tank Material | P | Steel | WSTWCOLS - Waste Water Collection System | WSCSTYPE - Waste Water Collection Sys Type |  |  |  | FRSHTSLI | Freeform Text | LOV 1
BRT | WSTWCOLS | Waste Water Collection System | 10 | WSCSTYPE | Waste Water Collection Sys Type | P | Effluent | WSTWLS - Waste Water Lift Station | WSLSTYPE - Waste Water Lift Station Type |  |  |  | PEDSWI | Freeform Text | LOV 1
BRT | WSTWCOLS | Waste Water Collection System | 10 | WSCSTYPE | Waste Water Collection Sys Type | P | Force Main | WSTWLS - Waste Water Lift Station | WSLSTYPE - Waste Water Lift Station Type |  |  |  | QTY | Freeform Text | LOV 1
BRT | WSTWCOLS | Waste Water Collection System | 10 | WSCSTYPE | Waste Water Collection Sys Type | P | Gravity Sewer | WSTWLS - Waste Water Lift Station | WSLSQUAT - Quantity |  |  |  | NUMPNLS | Freeform Text | LOV 1
BRT | WSTWCOLS | Waste Water Collection System | 10 | WSCSTYPE | Waste Water Collection Sys Type | P | Level Meter | WSTWLS - Waste Water Lift Station | WSLSQUAT - Quantity |  |  |  | PHSS | Freeform Text | LOV 1
BRT | WSTWCOLS | Waste Water Collection System | 10 | WSCSTYPE | Waste Water Collection Sys Type | P | Vaccuum | WSTWLS - Waste Water Lift Station | WSLSQUAT - Quantity |  |  |  | TYPE | Freeform Text | LOV 1
BRT | WSTWLS | Waste Water Lift Station | 10 | WSLSTYPE | Waste Water Lift Station Type | P | Grade Mounted Vertical Turbine | WSTWLS - Waste Water Lift Station | PWRSV - Power Supply Voltage |  |  |  | ACCSZL | Freeform Text | LOV 1
BRT | WSTWLS | Waste Water Lift Station | 10 | WSLSTYPE | Waste Water Lift Station Type | P | Submerged | WSTWLS - Waste Water Lift Station | MOTORKW - Motor kW |  |  |  | ACCSZW | Freeform Text | LOV 1
BRT | WSTWLS | Waste Water Lift Station | 20 | WSLSQUAT | Quantity | P | Dual | WTRSFNR - Water Softener | WTNRTYPE - Water Softener Type |  |  |  | SIZE | Freeform Text | LOV 1
BRT | WSTWLS | Waste Water Lift Station | 20 | WSLSQUAT | Quantity | P | Single | WTRSFNR - Water Softener | WTNRTYPE - Water Softener Type |  |  |  | BFPICS | Freeform Text | LOV 1
BRT | WSTWLS | Waste Water Lift Station | 20 | WSLSQUAT | Quantity | P | Unknown | WTRSFNR - Water Softener | WTNRTYPE - Water Softener Type |  |  |  | GSDSTMV | Freeform Text | LOV 1
BRT | WSTWLS | Waste Water Lift Station | 30 | PWRSV | Power Supply Voltage | - | Freeform Text | WTRSFNR - Water Softener | WTNRTYPE - Water Softener Type |  |  |  | PWRSV | Freeform Text | LOV 1
BRT | WSTWLS | Waste Water Lift Station | 40 | MOTORKW | Motor kW | - | Freeform Text | WTRSFNR - Water Softener | WTNRTYPE - Water Softener Type |  |  |  | MOTORKW | Freeform Text | LOV 1
BRT | WTRSFNR | Water Softener | 10 | WTNRTYPE | Water Softener Type | P | Dual-Tank Water Softener System | WTRSFNR - Water Softener | WTNRTYPE - Water Softener Type |  |  |  | PWRSV | Freeform Text | LOV 1
BRT | WTRSFNR | Water Softener | 10 | WTNRTYPE | Water Softener Type | P | Ion Exchange Water Softener System | WTRSFNR - Water Softener | WSEC - Exchange Capacity |  |  |  | MOTORKW | Freeform Text | LOV 1
BRT | WTRSFNR | Water Softener | 10 | WTNRTYPE | Water Softener Type | P | Magnetic Water Softener System | WTRSFNR - Water Softener | WSFR - Max. Flow rate (GPM) |  |  |  | PMPH | Freeform Text | LOV 1
BRT | WTRSFNR | Water Softener | 10 | WTNRTYPE | Water Softener Type | P | Reverse-Osmosis System | WTRSFNR - Water Softener | EMRNTS - Tank Size (Litre) |  |  |  | PMPF | Freeform Text | LOV 1
BRT | WTRSFNR | Water Softener | 10 | WTNRTYPE | Water Softener Type | P | Water Filtering | WINDSYS - Window System | WINDNOW - Number of Windows |  |  |  | ACCSZL | Freeform Text | LOV 1
BRT | WTRSFNR | Water Softener | 10 | WTNRTYPE | Water Softener Type | P | Water Sterilization System | DCSW - Disconnect Switch | AMPERAGE - Amperage |  |  |  | ACCSZW | Freeform Text | LOV 1
BRT | WTRSFNR | Water Softener | 20 | WSEC | Exchange Capacity | - | Freeform Text | DCSW - Disconnect Switch | VOLT - Volt |  |  |  | ACCSZL | Freeform Text | LOV 1
BRT | WTRSFNR | Water Softener | 30 | WSFR | Max. Flow rate (GPM) | - | Freeform Text | STPHS - Standpipe and Hose System | HOSEREEL - Hose Reel? |  |  |  | ACCSZW | Freeform Text | LOV 1
BRT | WTRSFNR | Water Softener | 40 | EMRNTS | Tank Size (Litre) | - | Freeform Text | STPHS - Standpipe and Hose System | HOSEREEL - Hose Reel? |  |  |  | VOLT | Freeform Text | LOV 1
BRT | WINDSYS | Window System | 10 | WINDNOW | Number of Windows | - | Freeform Text | STPHS - Standpipe and Hose System | FIREEXTG - Fire Extinguisher? |  |  |  | VOLT | Freeform Text | LOV 1
BRT | DCSW | Disconnect Switch | 10 | AMPERAGE | Amperage | - | Freeform Text | STPHS - Standpipe and Hose System | FIREEXTG - Fire Extinguisher? |  |  |  | MAXGDIFF | Freeform Text | LOV 1
BRT | DCSW | Disconnect Switch | 20 | VOLT | Volt | - | Freeform Text | FBFPR - Fire Backflow Preventer | BFFPTYPE - Backflow Prevention Type |  |  |  | WALLLNTH | Freeform Text | LOV 1
BRT | STPHS | Standpipe and Hose System | 10 | HOSEREEL | Hose Reel? | P | No | FBFPR - Fire Backflow Preventer | BFFPTYPE - Backflow Prevention Type |  |  |  | CEILMATL | Freeform Text | LOV 1
BRT | STPHS | Standpipe and Hose System | 10 | HOSEREEL | Hose Reel? | P | Yes | FBFPR - Fire Backflow Preventer | BFFPPRIN - Principle |  |  |  | FLRMATL | Freeform Text | LOV 1
BRT | STPHS | Standpipe and Hose System | 20 | FIREEXTG | Fire Extinguisher? | P | No | FBFPR - Fire Backflow Preventer | BFFPPRIN - Principle |  |  |  | RMISFRI | Freeform Text | LOV 1
BRT | STPHS | Standpipe and Hose System | 20 | FIREEXTG | Fire Extinguisher? | P | Yes | FBFPR - Fire Backflow Preventer | BFFPPRIN - Principle |  |  |  | WALMATL | Freeform Text | LOV 1
BRT | FBFPR | Fire Backflow Preventer | 10 | BFFPTYPE | Backflow Prevention Type | P | Fire System | FBFPR - Fire Backflow Preventer | BFFPPRIN - Principle |  |  |  | QTY | Freeform Text | LOV 1
BRT | FBFPR | Fire Backflow Preventer | 10 | BFFPTYPE | Backflow Prevention Type | P | Water Distribution | FBFPR - Fire Backflow Preventer | BFFPPRIN - Principle |  |  |  | VOLT | Freeform Text | LOV 1
BRT | FBFPR | Fire Backflow Preventer | 20 | BFFPPRIN | Principle | P | Double Check Valve Assembly | FBFPR - Fire Backflow Preventer | BFFPPRIN - Principle |  |  |  | AIRFLOW | Freeform Text | LOV 1
BRT | FBFPR | Fire Backflow Preventer | 20 | BFFPPRIN | Principle | P | Double Detector Check Valve Assembly | FBFPR - Fire Backflow Preventer | TESTABLE - Testable? |  |  |  | TANKVOL | Freeform Text | LOV 1
BRT | FBFPR | Fire Backflow Preventer | 20 | BFFPPRIN | Principle | P | Dual Check Valve Assembly | FBFPR - Fire Backflow Preventer | TESTABLE - Testable? |  |  |  | PERMIT | Freeform Text | LOV 1
BRT | FBFPR | Fire Backflow Preventer | 20 | BFFPPRIN | Principle | P | Reduced Pressure Principle | FBFPR - Fire Backflow Preventer | BFPICS - Inlet Connection Size (Inch) |  |  |  | SETS | Freeform Text | LOV 1
BRT | FBFPR | Fire Backflow Preventer | 20 | BFFPPRIN | Principle | P | Single Check Valve Assembly | FBFPR - Fire Backflow Preventer | BFPOCS - Outlet Connection Size (Inch) |  |  |  | PEDSWI | Freeform Text | LOV 1
BRT | FBFPR | Fire Backflow Preventer | 20 | BFFPPRIN | Principle | P | Unknown | BASMS - BAS boards, Modules & Sensors | BLACTYPE - Building Automation Control |  |  |  | SHDWI | Freeform Text | LOV 1
BRT | FBFPR | Fire Backflow Preventer | 30 | TESTABLE | Testable? | P | No | BASMS - BAS boards, Modules & Sensors | BLACTYPE - Building Automation Control |  |  |  | CNPYRM | Freeform Text | LOV 1
BRT | FBFPR | Fire Backflow Preventer | 30 | TESTABLE | Testable? | P | Yes | BASMS - BAS boards, Modules & Sensors | BLACTYPE - Building Automation Control |  |  |  | ACCSZL | Freeform Text | LOV 1
BRT | FBFPR | Fire Backflow Preventer | 40 | BFPICS | Inlet Connection Size (Inch) | - | Freeform Text | BASMS - BAS boards, Modules & Sensors | BLACTYPE - Building Automation Control |  |  |  | ACCSZW | Freeform Text | LOV 1
BRT | FBFPR | Fire Backflow Preventer | 50 | BFPOCS | Outlet Connection Size (Inch) | - | Freeform Text | AIRM - Air Monitoring | GSYSTYPE - Gas Detection System Type |  |  |  | LENSCNT | Freeform Text | LOV 1
BRT | BASMS | BAS boards, Modules & Sensors | 10 | BLACTYPE | Building Automation Control | P | DDC Networked | AIRM - Air Monitoring | GSYSTYPE - Gas Detection System Type |  |  |  | FRSHTSLI | Freeform Text | LOV 1
BRT | BASMS | BAS boards, Modules & Sensors | 10 | BLACTYPE | Building Automation Control | P | Electronic Stand-Alone | AIRM - Air Monitoring | GSYSTYPE - Gas Detection System Type |  |  |  | PEDSWI | Freeform Text | LOV 1
BRT | BASMS | BAS boards, Modules & Sensors | 10 | BLACTYPE | Building Automation Control | P | Hardwired Stand-Alone | AIRM - Air Monitoring | GSYSTYPE - Gas Detection System Type |  |  |  | FRSHTSLI | Freeform Text | LOV 1
BRT | BASMS | BAS boards, Modules & Sensors | 10 | BLACTYPE | Building Automation Control | P | Pneumatic | AIRM - Air Monitoring | GSYSTYPE - Gas Detection System Type |  |  |  | PEDSWI | Freeform Text | LOV 1
BRT | AIRM | Air Monitoring | 10 | GSYSTYPE | Gas Detection System Type | P | Ammonia | AIRM - Air Monitoring | GSYSTYPE - Gas Detection System Type |  |  |  | LINESIZE | Freeform Text | LOV 1
BRT | AIRM | Air Monitoring | 10 | GSYSTYPE | Gas Detection System Type | P | CO/NOx | AIRM - Air Monitoring | GSYSTYPE - Gas Detection System Type |  |  |  | SPRYSSH | Freeform Text | LOV 1
BRT | AIRM | Air Monitoring | 10 | GSYSTYPE | Gas Detection System Type | P | CO2/CO | AIRM - Air Monitoring | GSYSTYPE - Gas Detection System Type |  |  |  | STRWNS | Freeform Text | LOV 1
BRT | AIRM | Air Monitoring | 10 | GSYSTYPE | Gas Detection System Type | P | Carbon Dioxide (CO2) | AIRM - Air Monitoring | GSYSTYPE - Gas Detection System Type |  |  |  | ACCSZW | Freeform Text | LOV 1
BRT | AIRM | Air Monitoring | 10 | GSYSTYPE | Gas Detection System Type | P | Carbon Monoxide (CO) | AIRM - Air Monitoring | GSYSTYPE - Gas Detection System Type |  |  |  | QTY | Freeform Text | LOV 1
BRT | AIRM | Air Monitoring | 10 | GSYSTYPE | Gas Detection System Type | P | Hydrogen (H2) | AIRM - Air Monitoring | GSYSTYPE - Gas Detection System Type |  |  |  | TSSANUM | Freeform Text | LOV 1
BRT | AIRM | Air Monitoring | 10 | GSYSTYPE | Gas Detection System Type | P | Methane (CH4) | AIRM - Air Monitoring | GSYSTYPE - Gas Detection System Type |  |  |  | TANKVOL | Freeform Text | LOV 1
BRT | AIRM | Air Monitoring | 10 | GSYSTYPE | Gas Detection System Type | P | Nitrogen Dioxide (NOx) | HCC - Heating and Cooling Coils | FACLTYPE - Fan Coil Type |  |  |  | GSDSTMV | Freeform Text | LOV 1
BRT | AIRM | Air Monitoring | 10 | GSYSTYPE | Gas Detection System Type | P | Oxygen (O2) | HCC - Heating and Cooling Coils | FACLTYPE - Fan Coil Type |  |  |  | SMPCL | Freeform Text | LOV 1
BRT | AIRM | Air Monitoring | 10 | GSYSTYPE | Gas Detection System Type | P | Ozone | HCC - Heating and Cooling Coils | FACLTYPE - Fan Coil Type |  |  |  | VOLT | Freeform Text | LOV 1
BRT | AIRM | Air Monitoring | 10 | GSYSTYPE | Gas Detection System Type | P | Propane | HCC - Heating and Cooling Coils | FACLTYPE - Fan Coil Type |  |  |  | VOLT | Freeform Text | LOV 1
BRT | AIRM | Air Monitoring | 10 | GSYSTYPE | Gas Detection System Type | P | Refrigerant | HCC - Heating and Cooling Coils | FACLTYPE - Fan Coil Type |  |  |  | VOLT | Freeform Text | LOV 1
BRT | HCC | Heating and Cooling Coils | 10 | FACLTYPE | Fan Coil Type | P | Ceiling Cassette | HCC - Heating and Cooling Coils | FACLTYPE - Fan Coil Type |  |  |  | AMPERAGE | Freeform Text | LOV 1
BRT | HCC | Heating and Cooling Coils | 10 | FACLTYPE | Fan Coil Type | P | Ceiling Suspended | HCC - Heating and Cooling Coils | FACLESRC - Fan Coil Energy Source |  |  |  | INCMVOLT | Freeform Text | LOV 1
BRT | HCC | Heating and Cooling Coils | 10 | FACLTYPE | Fan Coil Type | P | Floor Standing Non-Ducted | HCC - Heating and Cooling Coils | FACLESRC - Fan Coil Energy Source |  |  |  | KVARAT | Freeform Text | LOV 1
BRT | HCC | Heating and Cooling Coils | 10 | FACLTYPE | Fan Coil Type | P | Horizontal Concealed Ducted | HCC - Heating and Cooling Coils | FACLESRC - Fan Coil Energy Source |  |  |  | OUTVOLT | Freeform Text | LOV 1
BRT | HCC | Heating and Cooling Coils | 10 | FACLTYPE | Fan Coil Type | P | Vertical Ducted | HCC - Heating and Cooling Coils | PWRSV - Power Supply Voltage |  |  |  | PWRSV | Freeform Text | LOV 1
BRT | HCC | Heating and Cooling Coils | 10 | FACLTYPE | Fan Coil Type | P | Wall Mounted | HCC - Heating and Cooling Coils | DRRTNCP - Capacity (kW) |  |  |  | HEATCAPK | Freeform Text | LOV 1
BRT | HCC | Heating and Cooling Coils | 20 | FACLESRC | Fan Coil Energy Source | P | Cooling Only | NGD - Natural Gas Distribution | GSPSTYPE - Gas Distribution Piping System |  |  |  | PWRSV | Freeform Text | LOV 1
BRT | HCC | Heating and Cooling Coils | 20 | FACLESRC | Fan Coil Energy Source | P | Heating & Cooling | NGD - Natural Gas Distribution | GSPSTYPE - Gas Distribution Piping System |  |  |  | HEATCAPK | Freeform Text | LOV 1
BRT | HCC | Heating and Cooling Coils | 20 | FACLESRC | Fan Coil Energy Source | P | Heating Only | NGD - Natural Gas Distribution | CAPACITY - Capacity |  |  |  | QTY | Freeform Text | LOV 1
BRT | HCC | Heating and Cooling Coils | 30 | PWRSV | Power Supply Voltage | - | Freeform Text | SANDBL - Sand Blaster | TAG - Tag |  |  |  | PWRSV | Freeform Text | LOV 1
BRT | HCC | Heating and Cooling Coils | 40 | DRRTNCP | Capacity (kW) | - | Freeform Text | SANDBL - Sand Blaster | MTRPWR - Motor Power |  |  |  | TRANTVOL | Freeform Text | LOV 1
BRT | NGD | Natural Gas Distribution | 10 | GSPSTYPE | Gas Distribution Piping System | P | Natural Gas | SANDBL - Sand Blaster | VOLT - Volt. |  |  |  | ACCSZH | Freeform Text | LOV 1
BRT | NGD | Natural Gas Distribution | 10 | GSPSTYPE | Gas Distribution Piping System | P | Propane | SANDBL - Sand Blaster | AIRFLOW - Airflow (SCFM) |  |  |  | ACCSZL | Freeform Text | LOV 1
BRT | NGD | Natural Gas Distribution | 20 | CAPACITY | Capacity | - | Freeform Text | DSTTK - Diesel Transfer Tank | STNKTYPE - Storage Tank Type |  |  |  | ACCSZW | Freeform Text | LOV 1
BRT | SANDBL | Sand Blaster | 10 | TAG | Tag | - | Freeform Text | DSTTK - Diesel Transfer Tank | STNKTYPE - Storage Tank Type |  |  |  | KVARAT | Freeform Text | LOV 1
BRT | SANDBL | Sand Blaster | 20 | MTRPWR | Motor Power | - | Freeform Text | DSTTK - Diesel Transfer Tank | STNKFLTY - Fluid Type |  |  |  | UTLP | Freeform Text | LOV 1
BRT | SANDBL | Sand Blaster | 30 | VOLT | Volt. | - | Freeform Text | DSTTK - Diesel Transfer Tank | STNKFLTY - Fluid Type |  |  |  | OUTRATEV | Freeform Text | LOV 1
BRT | SANDBL | Sand Blaster | 40 | AIRFLOW | Airflow (SCFM) | - | Freeform Text | DSTTK - Diesel Transfer Tank | STNKFLTY - Fluid Type |  |  |  | WSTCTVOL | Freeform Text | LOV 1
BRT | DSTTK | Diesel Transfer Tank | 10 | STNKTYPE | Storage Tank Type | P | AST | DSTTK - Diesel Transfer Tank | STNKFLTY - Fluid Type |  |  |  | WEOTKVL | Freeform Text | LOV 1
BRT | DSTTK | Diesel Transfer Tank | 10 | STNKTYPE | Storage Tank Type | P | UST | DSTTK - Diesel Transfer Tank | STNKFLTY - Fluid Type |  |  |  | PWRSV | Freeform Text | LOV 1
BRT | DSTTK | Diesel Transfer Tank | 20 | STNKFLTY | Fluid Type | P | Chilled Water | DSTTK - Diesel Transfer Tank | STNKFLTY - Fluid Type |  |  |  | MOTORKW | Freeform Text | LOV 1
BRT | DSTTK | Diesel Transfer Tank | 20 | STNKFLTY | Fluid Type | P | Cleaning Fluids | DSTTK - Diesel Transfer Tank | STNKFLTY - Fluid Type |  |  |  | WSEC | Freeform Text | LOV 1
BRT | DSTTK | Diesel Transfer Tank | 20 | STNKFLTY | Fluid Type | P | DEF | DSTTK - Diesel Transfer Tank | STNKFLTY - Fluid Type |  |  |  | WSFR | Freeform Text | LOV 1
BRT | DSTTK | Diesel Transfer Tank | 20 | STNKFLTY | Fluid Type | P | Diesel | DSTTK - Diesel Transfer Tank | STNKFLTY - Fluid Type |  |  |  | EMRNTS | Freeform Text | LOV 1
BRT | DSTTK | Diesel Transfer Tank | 20 | STNKFLTY | Fluid Type | P | Glycol | DSTTK - Diesel Transfer Tank | STNKFLTY - Fluid Type |  |  |  | FRAMSIZE | Freeform Text | LOV 1
BRT | DSTTK | Diesel Transfer Tank | 20 | STNKFLTY | Fluid Type | P | Indoor | DSTTK - Diesel Transfer Tank | STNKFLTY - Fluid Type |  |  |  | NUMCELLS | Freeform Text | LOV 1
BRT | DSTTK | Diesel Transfer Tank | 20 | STNKFLTY | Fluid Type | P | Non-Potable Water | DSTTK - Diesel Transfer Tank | STNKFLTY - Fluid Type |  |  |  | WINDNOW | Freeform Text | LOV 1
BRT | DSTTK | Diesel Transfer Tank | 20 | STNKFLTY | Fluid Type | P | Oil | DSTTK - Diesel Transfer Tank | STNKFLTY - Fluid Type |  |  |  | BLACTYPE | DDC Networked | LOV 1
BRT | DSTTK | Diesel Transfer Tank | 20 | STNKFLTY | Fluid Type | P | Outdoor | DSTTK - Diesel Transfer Tank | STNKFLTY - Fluid Type |  |  |  | BLACTYPE | Electronic Stand-Alone | LOV 2
BRT | DSTTK | Diesel Transfer Tank | 20 | STNKFLTY | Fluid Type | P | Potable Water | DSTTK - Diesel Transfer Tank | STNKCONS - Storage Tank Construction |  |  |  | BLACTYPE | Hardwired Stand-Alone | LOV 3
BRT | DSTTK | Diesel Transfer Tank | 20 | STNKFLTY | Fluid Type | P | Propane | DSTTK - Diesel Transfer Tank | STNKCONS - Storage Tank Construction |  |  |  | BLACTYPE | Pneumatic | LOV 4
BRT | DSTTK | Diesel Transfer Tank | 20 | STNKFLTY | Fluid Type | P | Sewage | DSTTK - Diesel Transfer Tank | STNKMAT - Storage Tank Material |  |  |  | GSYSTYPE | Ammonia | LOV 1
BRT | DSTTK | Diesel Transfer Tank | 20 | STNKFLTY | Fluid Type | P | Train Anti-Freeze | DSTTK - Diesel Transfer Tank | STNKMAT - Storage Tank Material |  |  |  | GSYSTYPE | CO/NOx | LOV 2
BRT | DSTTK | Diesel Transfer Tank | 20 | STNKFLTY | Fluid Type | P | Waste Oil | DSTTK - Diesel Transfer Tank | STNKMAT - Storage Tank Material |  |  |  | GSYSTYPE | CO2/CO | LOV 3
BRT | DSTTK | Diesel Transfer Tank | 30 | STNKCONS | Storage Tank Construction | P | Double Wall | DSTTK - Diesel Transfer Tank | TSSANUM - TSSA Number |  |  |  | GSYSTYPE | Carbon Dioxide (CO2) | LOV 4
BRT | DSTTK | Diesel Transfer Tank | 30 | STNKCONS | Storage Tank Construction | P | Single Wall | DSTTK - Diesel Transfer Tank | TANKVOL - Tank Volume |  |  |  | GSYSTYPE | Carbon Monoxide (CO) | LOV 5
BRT | DSTTK | Diesel Transfer Tank | 40 | STNKMAT | Storage Tank Material | P | FRP | DSTTK - Diesel Transfer Tank | SECCONT - Secondary Containment? |  |  |  | GSYSTYPE | Hydrogen (H2) | LOV 6
BRT | DSTTK | Diesel Transfer Tank | 40 | STNKMAT | Storage Tank Material |  | Plastic | DSTTK - Diesel Transfer Tank | SECCONT - Secondary Containment? |  |  |  | GSYSTYPE | Methane (CH4) | LOV 7
BRT | DSTTK | Diesel Transfer Tank | 40 | STNKMAT | Storage Tank Material |  | Steel | DSTTK - Diesel Transfer Tank | INDRINST - Indoor Installation? |  |  |  | GSYSTYPE | Nitrogen Dioxide (NOx) | LOV 8
BRT | DSTTK | Diesel Transfer Tank | 50 | TSSANUM | TSSA Number | - | Freeform Text | DSTTK - Diesel Transfer Tank | INDRINST - Indoor Installation? |  |  |  | GSYSTYPE | Oxygen (O2) | LOV 9
BRT | DSTTK | Diesel Transfer Tank | 60 | TANKVOL | Tank Volume | - | Freeform Text | DIFSYS - Diesel Fluid System | TAG - Tag |  |  |  | GSYSTYPE | Ozone | LOV 10
BRT | DSTTK | Diesel Transfer Tank | 70 | SECCONT | Secondary Containment? | p | No | GRSDSY - Grease Distribution System | PMMPTYPE - Pump Type |  |  |  | GSYSTYPE | Propane | LOV 11
BRT | DSTTK | Diesel Transfer Tank | 70 | SECCONT | Secondary Containment? | p | Yes | GRSDSY - Grease Distribution System | PMMPTYPE - Pump Type |  |  |  | GSYSTYPE | Refrigerant | LOV 12
BRT | DSTTK | Diesel Transfer Tank | 80 | INDRINST | Indoor Installation? | p | No | GRSDSY - Grease Distribution System | PMMPTYPE - Pump Type |  |  |  | FACLTYPE | Ceiling Cassette | LOV 1
BRT | DSTTK | Diesel Transfer Tank | 80 | INDRINST | Indoor Installation? | p | Yes | GRSDSY - Grease Distribution System | PMMPTYPE - Pump Type |  |  |  | FACLTYPE | Ceiling Suspended | LOV 2
BRT | DIFSYS | Diesel Fluid System | 10 | TAG | Tag | - | Freeform Text | GRSDSY - Grease Distribution System | PMMPTYPE - Pump Type |  |  |  | FACLTYPE | Floor Standing Non-Ducted | LOV 3
BRT | GRSDSY | Grease Distribution System | 10 | PMMPTYPE | Pump Type | P | Close-Coupled | GRSDSY - Grease Distribution System | PMMPTYPE - Pump Type |  |  |  | FACLTYPE | Horizontal Concealed Ducted | LOV 4
BRT | GRSDSY | Grease Distribution System | 10 | PMMPTYPE | Pump Type | P | Compression Air Driven | GRSDSY - Grease Distribution System | PMMPTYPE - Pump Type |  |  |  | FACLTYPE | Vertical Ducted | LOV 5
BRT | GRSDSY | Grease Distribution System | 10 | PMMPTYPE | Pump Type | P | Condensate | GRSDSY - Grease Distribution System | PMMPTYPE - Pump Type |  |  |  | FACLTYPE | Wall Mounted | LOV 6
BRT | GRSDSY | Grease Distribution System | 10 | PMMPTYPE | Pump Type | P | Double Suction | GRSDSY - Grease Distribution System | PMMPTYPE - Pump Type |  |  |  | FACLESRC | Cooling Only | LOV 1
BRT | GRSDSY | Grease Distribution System | 10 | PMMPTYPE | Pump Type | P | End Suction | GRSDSY - Grease Distribution System | PMMPTYPE - Pump Type |  |  |  | FACLESRC | Heating & Cooling | LOV 2
BRT | GRSDSY | Grease Distribution System | 10 | PMMPTYPE | Pump Type | P | Multi-Stage | GRSDSY - Grease Distribution System | PMMPTYPE - Pump Type |  |  |  | FACLESRC | Heating Only | LOV 3
BRT | GRSDSY | Grease Distribution System | 10 | PMMPTYPE | Pump Type | P | Peristaltic | GRSDSY - Grease Distribution System | PMMPTYPE - Pump Type |  |  |  | GSPSTYPE | Natural Gas | LOV 1
BRT | GRSDSY | Grease Distribution System | 10 | PMMPTYPE | Pump Type | P | Pipe Mounted (Inline) Circulator | GRSDSY - Grease Distribution System | PMMPTYPE - Pump Type |  |  |  | GSPSTYPE | Propane | LOV 2
BRT | GRSDSY | Grease Distribution System | 10 | PMMPTYPE | Pump Type | P | Positive Displacement | GRSDSY - Grease Distribution System | PMMPTYPE - Pump Type |  |  |  | TAG | Freeform Text | LOV 1
BRT | GRSDSY | Grease Distribution System | 10 | PMMPTYPE | Pump Type | P | Positive Progression | GRSDSY - Grease Distribution System | PMMPMPWR - Motive Power |  |  |  | MTRPWR | Freeform Text | LOV 1
BRT | GRSDSY | Grease Distribution System | 10 | PMMPTYPE | Pump Type | P | Rotary Lobe | GRSDSY - Grease Distribution System | PMMPMPWR - Motive Power |  |  |  | STNKTYPE | AST | LOV 1
BRT | GRSDSY | Grease Distribution System | 10 | PMMPTYPE | Pump Type | P | Split-Coupled | GRSDSY - Grease Distribution System | PMMPMPWR - Motive Power |  |  |  | STNKTYPE | UST | LOV 2
BRT | GRSDSY | Grease Distribution System | 10 | PMMPTYPE | Pump Type | P | Vertical Inline | GRSDSY - Grease Distribution System | PMMPFLUD - Pump Fluid |  |  |  | STNKFLTY | Chilled Water | LOV 1
BRT | GRSDSY | Grease Distribution System | 10 | PMMPTYPE | Pump Type | P | Vertical Turbine | GRSDSY - Grease Distribution System | PMMPFLUD - Pump Fluid |  |  |  | STNKFLTY | Cleaning Fluids | LOV 2
BRT | GRSDSY | Grease Distribution System | 20 | PMMPMPWR | Motive Power | P | Compressed Air | GRSDSY - Grease Distribution System | PMMPFLUD - Pump Fluid |  |  |  | STNKFLTY | DEF | LOV 3
BRT | GRSDSY | Grease Distribution System | 20 | PMMPMPWR | Motive Power | P | Diesel Engine | GRSDSY - Grease Distribution System | PMMPFLUD - Pump Fluid |  |  |  | STNKFLTY | Diesel | LOV 4
BRT | GRSDSY | Grease Distribution System | 20 | PMMPMPWR | Motive Power | P | Electricity | GRSDSY - Grease Distribution System | PMMPFLUD - Pump Fluid |  |  |  | STNKFLTY | Glycol | LOV 5
BRT | GRSDSY | Grease Distribution System | 30 | PMMPFLUD | Pump Fluid | P | Antifreeze | GRSDSY - Grease Distribution System | PMMPFLUD - Pump Fluid |  |  |  | STNKFLTY | Indoor | LOV 6
BRT | GRSDSY | Grease Distribution System | 30 | PMMPFLUD | Pump Fluid | P | CHW | GRSDSY - Grease Distribution System | PMMPFLUD - Pump Fluid |  |  |  | STNKFLTY | Non-Potable Water | LOV 7
BRT | GRSDSY | Grease Distribution System | 30 | PMMPFLUD | Pump Fluid | P | CWS | GRSDSY - Grease Distribution System | PMMPFLUD - Pump Fluid |  |  |  | STNKFLTY | Oil | LOV 8
BRT | GRSDSY | Grease Distribution System | 30 | PMMPFLUD | Pump Fluid | P | Chemical | GRSDSY - Grease Distribution System | PMMPFLUD - Pump Fluid |  |  |  | STNKFLTY | Outdoor | LOV 9
BRT | GRSDSY | Grease Distribution System | 30 | PMMPFLUD | Pump Fluid | P | Condensate | GRSDSY - Grease Distribution System | PMMPFLUD - Pump Fluid |  |  |  | STNKFLTY | Potable Water | LOV 10
BRT | GRSDSY | Grease Distribution System | 30 | PMMPFLUD | Pump Fluid | P | DEF | GRSDSY - Grease Distribution System | PMMPFLUD - Pump Fluid |  |  |  | STNKFLTY | Propane | LOV 11
BRT | GRSDSY | Grease Distribution System | 30 | PMMPFLUD | Pump Fluid | P | Diesel | GRSDSY - Grease Distribution System | PMMPFLUD - Pump Fluid |  |  |  | STNKFLTY | Sewage | LOV 12
BRT | GRSDSY | Grease Distribution System | 30 | PMMPFLUD | Pump Fluid | P | Glycol | GRSDSY - Grease Distribution System | PWRSV - Power Supply Voltage |  |  |  | STNKFLTY | Train Anti-Freeze | LOV 13
BRT | GRSDSY | Grease Distribution System | 30 | PMMPFLUD | Pump Fluid | P | HWS | GRSDSY - Grease Distribution System | MOTORKW - Motor kW |  |  |  | STNKFLTY | Waste Oil | LOV 14
BRT | GRSDSY | Grease Distribution System | 30 | PMMPFLUD | Pump Fluid | P | LTHW | GRSDSY - Grease Distribution System | PMPH - Head (kPa) |  |  |  | STNKCONS | Double Wall | LOV 1
BRT | GRSDSY | Grease Distribution System | 30 | PMMPFLUD | Pump Fluid | P | Oil | GRSDSY - Grease Distribution System | PMPV - VFD(Y/N) |  |  |  | STNKCONS | Single Wall | LOV 2
BRT | GRSDSY | Grease Distribution System | 30 | PMMPFLUD | Pump Fluid | P | Sanitary Sewage | GRSDSY - Grease Distribution System | PMPV - VFD(Y/N) |  |  |  | STNKMAT | FRP | LOV 1
BRT | GRSDSY | Grease Distribution System | 40 | PWRSV | Power Supply Voltage | - | Freeform Text | GRSDSY - Grease Distribution System | PMPF - Flow (litre/second) |  |  |  | STNKMAT | Plastic | LOV 2
BRT | GRSDSY | Grease Distribution System | 50 | MOTORKW | Motor kW | - | Freeform Text | CURBOX - Curb Box | MALVTYPE - Manual Valve (>=100) Type |  |  |  | STNKMAT | Steel | LOV 3
BRT | GRSDSY | Grease Distribution System | 60 | PMPH | Head (kPa) | - | Freeform Text | CURBOX - Curb Box | MALVTYPE - Manual Valve (>=100) Type |  |  |  | RLCCPLMT | Asphalt | LOV 1
BRT | GRSDSY | Grease Distribution System | 70 | PMPV | VFD(Y/N) | P | No | CURBOX - Curb Box | MALVTYPE - Manual Valve (>=100) Type |  |  |  | RLCCPLMT | Composite | LOV 2
BRT | GRSDSY | Grease Distribution System | 70 | PMPV | VFD(Y/N) | P | Yes | CURBOX - Curb Box | MALVTYPE - Manual Valve (>=100) Type |  |  |  | RLCCPLMT | Concrete | LOV 3
BRT | GRSDSY | Grease Distribution System | 80 | PMPF | Flow (litre/second) | - | Freeform Text | CURBOX - Curb Box | MALVTYPE - Manual Valve (>=100) Type |  |  |  | RLCCPLMT | Steel | LOV 4
BRT | CURBOX | Curb Box | 10 | MALVTYPE | Manual Valve (>=100) Type | P | Ball | CURBOX - Curb Box | MALVTYPE - Manual Valve (>=100) Type |  |  |  | RLCCPLMT | Wood | LOV 5
BRT | CURBOX | Curb Box | 10 | MALVTYPE | Manual Valve (>=100) Type | P | Butterfly | CURBOX - Curb Box | LINESIZE - Line Size |  |  |  | RLCCRPMT | Asphalt | LOV 1
BRT | CURBOX | Curb Box | 10 | MALVTYPE | Manual Valve (>=100) Type | P | Curb Stop | FRWST - Fire Water Storage Tank | STNKTYPE - Storage Tank Type |  |  |  | RLCCRPMT | Composite | LOV 2
BRT | CURBOX | Curb Box | 10 | MALVTYPE | Manual Valve (>=100) Type | P | Dry | FRWST - Fire Water Storage Tank | STNKTYPE - Storage Tank Type |  |  |  | RLCCRPMT | Concrete | LOV 3
BRT | CURBOX | Curb Box | 10 | MALVTYPE | Manual Valve (>=100) Type | P | Gate | FRWST - Fire Water Storage Tank | STNKFLTY - Fluid Type |  |  |  | RLCCRPMT | Steel | LOV 4
BRT | CURBOX | Curb Box | 10 | MALVTYPE | Manual Valve (>=100) Type | P | Plug | FRWST - Fire Water Storage Tank | STNKFLTY - Fluid Type |  |  |  | RLCCRPMT | Wood | LOV 5
BRT | CURBOX | Curb Box | 10 | LINESIZE | Line Size | - | Freeform Text | FRWST - Fire Water Storage Tank | STNKFLTY - Fluid Type
BRT | FRWST | Fire Water Storage Tank | 10 | STNKTYPE | Storage Tank Type | P | AST | FRWST - Fire Water Storage Tank | STNKFLTY - Fluid Type
BRT | FRWST | Fire Water Storage Tank | 10 | STNKTYPE | Storage Tank Type | P | UST | FRWST - Fire Water Storage Tank | STNKFLTY - Fluid Type
BRT | FRWST | Fire Water Storage Tank | 20 | STNKFLTY | Fluid Type | P | Chilled Water | FRWST - Fire Water Storage Tank | STNKFLTY - Fluid Type
BRT | FRWST | Fire Water Storage Tank | 20 | STNKFLTY | Fluid Type | P | Cleaning Fluids | FRWST - Fire Water Storage Tank | STNKFLTY - Fluid Type
BRT | FRWST | Fire Water Storage Tank | 20 | STNKFLTY | Fluid Type | P | DEF | FRWST - Fire Water Storage Tank | STNKFLTY - Fluid Type
BRT | FRWST | Fire Water Storage Tank | 20 | STNKFLTY | Fluid Type | P | Diesel | FRWST - Fire Water Storage Tank | STNKFLTY - Fluid Type
BRT | FRWST | Fire Water Storage Tank | 20 | STNKFLTY | Fluid Type | P | Glycol | FRWST - Fire Water Storage Tank | STNKFLTY - Fluid Type
BRT | FRWST | Fire Water Storage Tank | 20 | STNKFLTY | Fluid Type | P | Indoor | FRWST - Fire Water Storage Tank | STNKFLTY - Fluid Type
BRT | FRWST | Fire Water Storage Tank | 20 | STNKFLTY | Fluid Type | P | Non-Potable Water | FRWST - Fire Water Storage Tank | STNKFLTY - Fluid Type
BRT | FRWST | Fire Water Storage Tank | 20 | STNKFLTY | Fluid Type | P | Oil | FRWST - Fire Water Storage Tank | STNKFLTY - Fluid Type
BRT | FRWST | Fire Water Storage Tank | 20 | STNKFLTY | Fluid Type | P | Outdoor | FRWST - Fire Water Storage Tank | STNKFLTY - Fluid Type
BRT | FRWST | Fire Water Storage Tank | 20 | STNKFLTY | Fluid Type | P | Potable Water | FRWST - Fire Water Storage Tank | STNKCONS - Storage Tank Construction
BRT | FRWST | Fire Water Storage Tank | 20 | STNKFLTY | Fluid Type | P | Propane | FRWST - Fire Water Storage Tank | STNKCONS - Storage Tank Construction
BRT | FRWST | Fire Water Storage Tank | 20 | STNKFLTY | Fluid Type | P | Sewage | FRWST - Fire Water Storage Tank | STNKMAT - Storage Tank Material
BRT | FRWST | Fire Water Storage Tank | 20 | STNKFLTY | Fluid Type | P | Train Anti-Freeze | FRWST - Fire Water Storage Tank | STNKMAT - Storage Tank Material
BRT | FRWST | Fire Water Storage Tank | 20 | STNKFLTY | Fluid Type | P | Waste Oil | FRWST - Fire Water Storage Tank | STNKMAT - Storage Tank Material
BRT | FRWST | Fire Water Storage Tank | 30 | STNKCONS | Storage Tank Construction | P | Double Wall | FRWST - Fire Water Storage Tank | TSSANUM - TSSA Number
BRT | FRWST | Fire Water Storage Tank | 30 | STNKCONS | Storage Tank Construction | P | Single Wall | FRWST - Fire Water Storage Tank | TANKVOL - Tank Volume
BRT | FRWST | Fire Water Storage Tank | 40 | STNKMAT | Storage Tank Material | P | FRP | FRWST - Fire Water Storage Tank | SECCONT - Secondary Containment?
BRT | FRWST | Fire Water Storage Tank | 40 | STNKMAT | Storage Tank Material | P | Plastic | FRWST - Fire Water Storage Tank | SECCONT - Secondary Containment?
BRT | FRWST | Fire Water Storage Tank | 40 | STNKMAT | Storage Tank Material | P | Steel | FRWST - Fire Water Storage Tank | INDRINST - Indoor Installation?
BRT | FRWST | Fire Water Storage Tank | 50 | TSSANUM | TSSA Number | - | Freeform Text | FRWST - Fire Water Storage Tank | INDRINST - Indoor Installation?
BRT | FRWST | Fire Water Storage Tank | 60 | TANKVOL | Tank Volume | - | Freeform Text | TRANSFMR - Transformer | MHRSTYPE - Medium/High Voltage Transformer Type
BRT | FRWST | Fire Water Storage Tank | 70 | SECCONT | Secondary Containment? | P | No | TRANSFMR - Transformer | MHRSTYPE - Medium/High Voltage Transformer Type
BRT | FRWST | Fire Water Storage Tank | 70 | SECCONT | Secondary Containment? | P | Yes | TRANSFMR - Transformer | MHRSTYPE - Medium/High Voltage Transformer Type
BRT | FRWST | Fire Water Storage Tank | 80 | INDRINST | Indoor Installation? | P | No | TRANSFMR - Transformer | MHRSTYPE - Medium/High Voltage Transformer Type
BRT | FRWST | Fire Water Storage Tank | 80 | INDRINST | Indoor Installation? | P | Yes | TRANSFMR - Transformer | MHRSTYPE - Medium/High Voltage Transformer Type
BRT | TRANSFMR | Transformer | 10 | MHRSTYPE | Medium/High Voltage Transformer Type | P | Delta-Delta | TRANSFMR - Transformer | INCMVOLT - Incoming Voltage
BRT | TRANSFMR | Transformer | 10 | MHRSTYPE | Medium/High Voltage Transformer Type | P | Delta-Wye | TRANSFMR - Transformer | KVARAT - KVA Rating
BRT | TRANSFMR | Transformer | 10 | MHRSTYPE | Medium/High Voltage Transformer Type | P | Unknown | TRANSFMR - Transformer | OUTVOLT - Outgoing Voltage
BRT | TRANSFMR | Transformer | 10 | MHRSTYPE | Medium/High Voltage Transformer Type | P | Wye-Delta | PEDGATE - Pedestrian Gate | GATETYPE - Gate Type
BRT | TRANSFMR | Transformer | 10 | MHRSTYPE | Medium/High Voltage Transformer Type | P | Wye-Wye | PEDGATE - Pedestrian Gate | GATETYPE - Gate Type
BRT | TRANSFMR | Transformer | 20 | INCMVOLT | Incoming Voltage | - | Freeform Text | PEDGATE - Pedestrian Gate | GATETYPE - Gate Type
BRT | TRANSFMR | Transformer | 30 | KVARAT | KVA Rating | - | Freeform Text | PEDGATE - Pedestrian Gate | GATETYPE - Gate Type
BRT | TRANSFMR | Transformer | 40 | OUTVOLT | Outgoing Voltage | - | Freeform Text | PEDGATE - Pedestrian Gate | GATETYPE - Gate Type
BRT | PEDGATE | Pedestrian Gate | 10 | GATETYPE | Gate Type | P | Barrier Arm | PEDGATE - Pedestrian Gate | GATETYPE - Gate Type
BRT | PEDGATE | Pedestrian Gate | 10 | GATETYPE | Gate Type | P | Double Sliding | PEDGATE - Pedestrian Gate | GATETYPE - Gate Type
BRT | PEDGATE | Pedestrian Gate | 10 | GATETYPE | Gate Type | P | Double Swing | PEDGATE - Pedestrian Gate | GATETYPE - Gate Type
BRT | PEDGATE | Pedestrian Gate | 10 | GATETYPE | Gate Type | P | Folding | PEDGATE - Pedestrian Gate | GATETYPE - Gate Type
BRT | PEDGATE | Pedestrian Gate | 10 | GATETYPE | Gate Type | P | Pedestrian | PEDGATE - Pedestrian Gate | GATETYPE - Gate Type
BRT | PEDGATE | Pedestrian Gate | 10 | GATETYPE | Gate Type | P | Single Sliding | PEDGATE - Pedestrian Gate | GATEAUTO - Gate Automation
BRT | PEDGATE | Pedestrian Gate | 10 | GATETYPE | Gate Type | P | Single Swing | PEDGATE - Pedestrian Gate | GATEAUTO - Gate Automation
BRT | PEDGATE | Pedestrian Gate | 10 | GATETYPE | Gate Type | P | Sliding | PEDGATE - Pedestrian Gate | GATEGSPN - Gate Span
BRT | PEDGATE | Pedestrian Gate | 10 | GATETYPE | Gate Type | P | Swing | PEDGATE - Pedestrian Gate | GATEGSPN - Gate Span
BRT | PEDGATE | Pedestrian Gate | 10 | GATETYPE | Gate Type | P | Turnstile | PEDGATE - Pedestrian Gate | GATEGSPN - Gate Span
BRT | PEDGATE | Pedestrian Gate | 20 | GATEAUTO | Gate Automation | P | Manual | PEDGATE - Pedestrian Gate | GATEALCK - Access Lock
BRT | PEDGATE | Pedestrian Gate | 20 | GATEAUTO | Gate Automation | P | Powered | PEDGATE - Pedestrian Gate | GATEALCK - Access Lock
BRT | PEDGATE | Pedestrian Gate | 30 | GATEGSPN | Gate Span | P | Double Gate | PEDGATE - Pedestrian Gate | GATEALCK - Access Lock
BRT | PEDGATE | Pedestrian Gate | 30 | GATEGSPN | Gate Span | P | Single Gate | PEDGATE - Pedestrian Gate | GATEALCK - Access Lock
BRT | PEDGATE | Pedestrian Gate | 30 | GATEGSPN | Gate Span | P | Wrough Iron | ACESRMP - Accessibility Ramp | RLCCPLMT - RLMN Platform Material
BRT | PEDGATE | Pedestrian Gate | 40 | GATEALCK | Access Lock | P | Card | ACESRMP - Accessibility Ramp | RLCCPLMT - RLMN Platform Material
BRT | PEDGATE | Pedestrian Gate | 40 | GATEALCK | Access Lock | P | Keypad | ACESRMP - Accessibility Ramp | RLCCPLMT - RLMN Platform Material
BRT | PEDGATE | Pedestrian Gate | 40 | GATEALCK | Access Lock | P | Manual Lock | ACESRMP - Accessibility Ramp | RLCCPLMT - RLMN Platform Material
BRT | PEDGATE | Pedestrian Gate | 40 | GATEALCK | Access Lock | P | None | ACESRMP - Accessibility Ramp | RLCCPLMT - RLMN Platform Material
BRT | ACESRMP | Accessibility Ramp | 10 | RLCCPLMT | RLMN Platform Material | P | Asphalt | ACESRMP - Accessibility Ramp | RLCCRPMT - RLMN Ramp Material
BRT | ACESRMP | Accessibility Ramp | 10 | RLCCPLMT | RLMN Platform Material | P | Composite | ACESRMP - Accessibility Ramp | RLCCRPMT - RLMN Ramp Material
BRT | ACESRMP | Accessibility Ramp | 10 | RLCCPLMT | RLMN Platform Material | P | Concrete | ACESRMP - Accessibility Ramp | RLCCRPMT - RLMN Ramp Material
BRT | ACESRMP | Accessibility Ramp | 10 | RLCCPLMT | RLMN Platform Material | P | Steel | ACESRMP - Accessibility Ramp | RLCCRPMT - RLMN Ramp Material
BRT | ACESRMP | Accessibility Ramp | 10 | RLCCPLMT | RLMN Platform Material | P | Wood | ACESRMP - Accessibility Ramp | RLCCRPMT - RLMN Ramp Material
BRT | ACESRMP | Accessibility Ramp | 20 | RLCCRPMT | RLMN Ramp Material | P | Asphalt | ACESRMP - Accessibility Ramp | ACCSZL - Size Length (feet)
BRT | ACESRMP | Accessibility Ramp | 20 | RLCCRPMT | RLMN Ramp Material | P | Composite | ACESRMP - Accessibility Ramp | ACCSZW - Size Width (feet)
BRT | ACESRMP | Accessibility Ramp | 20 | RLCCRPMT | RLMN Ramp Material | P | Concrete | #VALUE! | #VALUE!
BRT | ACESRMP | Accessibility Ramp | 20 | RLCCRPMT | RLMN Ramp Material | P | Steel | #VALUE! | #VALUE!
BRT | ACESRMP | Accessibility Ramp | 20 | RLCCRPMT | RLMN Ramp Material | P | Wood | #VALUE! | #VALUE!
BRT | ACESRMP | Accessibility Ramp | 30 | ACCSZL | Size Length (feet) | - | Freeform Text | #VALUE! | #VALUE!
BRT | ACESRMP | Accessibility Ramp | 40 | ACCSZW | Size Width (feet) | - | Freeform Text | #VALUE! | #VALUE!

## CF Values LookUp (hidden)
|  | Not Used | Not Used
| Asset Class | #N/A | #N/A | Access Platform | Access Platform | Access Platform | Access Platform | Access Platform | Air Compressor | Air Compressor | Air Compressor | Air Compressor | Air Handling Unit | Air Handling Unit | Air Handling Unit | Air Handling Unit | Air-Conditioning - Condenser | Air-Conditioning - Condenser | Air-Conditioning - Condenser | Air-Conditioning - Condenser | Air-Conditioning - Indoor Evaporator | Air-Conditioning - Indoor Evaporator | Air-Conditioning - Indoor Evaporator | Air-Conditioning - Indoor Evaporator | Air-Conditioning - Indoor Evaporator | Air-Conditioning - Indoor Evaporator | Air-Conditioning - Indoor Evaporator | Backflow Prevention | Backflow Prevention | Backflow Prevention | Backflow Prevention | Backflow Prevention | Manual Valve (>=100) | Battery Powered Emergency Lighting and Exit Lighting | Battery Powered Emergency Lighting and Exit Lighting | Battery Powered Emergency Lighting and Exit Lighting | Battery Powered Emergency Lighting and Exit Lighting | Battery Powered Emergency Lighting and Exit Lighting | Boiler | Boiler | Boiler | Boiler | Boiler | Boiler | Bollard | Bollard | Bollard | Bollard | Canopy | Canopy | Canopy | Capacitor | Capacitor | Check Valve (>100mm) | Check Valve (>100mm) | Chiller | Chiller - Condenser | Chiller - Cooling Tower | Chiller - Cooling Tower | Draw-Out Breaker | Control Panel | Coolant tank | Coolant tank | Coolant tank | Crane | Crane | Crane | Crane Remote Control | Drainage Catch Basin | Dehumidifier | Dehumidifier | Diesel Storage Tank | Diesel Storage Tank | Diesel Storage Tank | Diesel Storage Tank | Diesel Storage Tank | Domestic Water Distribution System | Door | Door | Door | Door | Door | Door | Door Air Curtain | Door Air Curtain | Door Air Curtain | Drainage Catch Basin | Drainage Catch Basin | Draw-Out Breaker | Draw-Out Breaker | Dryer - Air Compressor | Tank Heater | Dust Collector | Dust Collector | Electric Heat Trace System | Electric Heat Trace System | Electric Heat Trace System | Electric Heat Trace System | Elevator | Elevator | Elevator | Emergency Generator | Emergency Generator | Emergency Generator | Emergency Generator | Emergency Plumbing Fixture | Emergency Plumbing Fixture | Emergency Plumbing Fixture | Engine Oil tank | Engine Oil tank | Engine Oil tank | Fall Arrest System | Fan | Fan | Fan | Coolant tank | Fence | Fence | Fence | Fence | Fence | Waste Water Lift Station | Fire Extinguisher | Fire Extinguisher | Fire Hose and Cabinet | Fire Hose and Cabinet | Fire Hydrants | Fire Pump | Fire Pump | Fire Pump | Fire Shutter | Fire Shutter | Fire Suppression Units | Fire Suppression Units | Fixed Furniture | Fixed Garbage Bin | Fixed Garbage Bin | Fixed Garbage Bin | Fixed Garbage Bin | Flag Pole | Flag Pole | Flag Pole | Flat Roof | Flat Roof | Floor Heating/ Snow Melting System | Floor Heating/ Snow Melting System | Gate | Gate | Gate | Gate | Gray Water tank | Gray Water tank | Gray Water tank | Grounding and Lightning Protection System | Guard Rail | Guard Rail | Hand Dryer | Hand Rail | Hand Rail | Heat Exchanger | Heat Exchanger | Heat Exchanger | Heat Exchanger | Heat Recovery Unit | Heat Recovery Unit | Hot Water Heater | Hot Water Heater | Hot Water Heater | Hot Water Heater | Humidifier | Hydronic System Water Treatment | Light Standard | Windshield Washer Fluid Tank | Windshield Washer Fluid Tank | Windshield Washer Fluid Tank | Windshield Washer Fluid Tank | Light Standard | Light Standard | Light Standard | Light Standard | Lighting Control System | Load Bank | Loading Dock Levelers | Low Voltage Transformer | Low Voltage Transformer | Low Voltage Transformer | Low Voltage Transformer | Manhole | Manhole | Manhole | Manual Valve (>=100) | Medium/ High Voltage Transformer | Motor Control Centers (MCC) | Motor Control Centers (MCC) | Overhead Door | Overhead Door | Overhead Door | Parapet Wall | Parking Area | Parking Area | Pedestrian Walkway | Pedestrian Walkway | Photovoltaic System | Photovoltaic System | Photovoltaic System | Plumbing Fixture - Fountains | Plumbing Fixture - Fountains | Plumbing Fixture - Fountains | Plumbing Fixture - Fountains | Plumbing Fixture - Fountains | Post Indicator Valve | Pressure Wash Pump Skid | Pump | Pump | Pump | Pump | Pump | Pump | Retaining Wall | Retaining Wall | Retaining Wall | Roadway | Room Interior | Room Interior | Room Interior | Room Interior | Separator | Separator | Separator | Separator | Septic Tank | Septic Tank | Septic Tank | Shed | Shed | Shed | Shed | Shed | Signal Light | Signal Light | Signal Light | Signs - Facility ID | Signs - Parking | Sloped Roof | Sloped Roof | Spill Kits Station | Sprinkler System | Sprinkler System | Sprinkler System | Stairway | Stairway | Substructure (Structural Framing System - Below Grade) | Sump Pit | Sump Pit | Superstructure (Structural Framing System - Above Grade) | Switchboard | Switchboard | Switchgear | Switchgear | Tank Heater | Tank Heater | Terminal Heater | Terminal Heater | Traffic Barrier | Traffic Barrier | Transfer Switch | Transfer Switch | Transfer Switch | Transmission tank | Transmission tank | Transmission tank | Uninterruptable Power Supply | Utility Meters | Vehicle Charging Unit | Vehicle Charging Unit | Waste Coolant tank | Waste Coolant tank | Waste Coolant tank | Waste Engine Oil tank | Waste Engine Oil tank | Waste Engine Oil tank | Waste Water Collection System | Waste Water Lift Station | Water Softener | Water Softener | Water Softener | Window System | BAS boards, Modules & Sensors | Air Monitoring | Heating and Cooling Coils | Heating and Cooling Coils | Natural Gas Distribution | Sand Blaster | Sand Blaster | Diesel Transfer Tank | Diesel Transfer Tank | Diesel Transfer Tank | Diesel Transfer Tank | Accessibility Ramp | Accessibility Ramp | Eco Structure Web Station
| Custom Fields | #N/A | #N/A | Access Platform Type | Guard Rail | Size Height (feet) | Size Length (feet) | Size Width (feet) | Air Compressor Type | Power Supply Voltage | Motor kW | Airflow (SCFM) | Air Handling Unit Cooling Type | Air Handling Unit Heating Type | Economizer Type | Heat/Energy Recovery Type | AC - Condenser Type | AC - Condenser Installation Type | Window/Snow Baffles? | Support Stand? | AC - Indoor Evaporator Type | AC - Indoor Evaporator Installation Type | Controller | Cooling Capacity (BTU/H) | Heating Capacity (BTU/H) | Ducted? | Condensate Pump? | Backflow Prevention Type | Principle | Testable? | Inlet Connection Size (Inch) | Outlet Connection Size (Inch) | Line Size | Batt Power. EMS and Exit Lighting Type | Charging Source | Certificate Expiry Date (yyyy-mm-dd) | Last Inspected Date (yyyy-mm-dd) | Combination? | Boiler Type | Energy source | B.H.P | TSSA Number | Heating Input | TSSA Certified? | Bollard Material | Plastic sleeve? | Lighting? | Quantity | Canopy Roof Material | Framing | Roof material | Capacitance | Volt. | Line Size (Inch) | Check Valve Type | Chiller Type | Chiller - Condenser Type | Chiller - Cooling Tower Type | Chiller - Cooling Tower Material | Amperage | Control Panel Type | Coolant tank volume | Coolant tank Electric immersion heater | Coolant tank Material | Crane Type | Power Source | Tonnage | Crane Remote Control Type | Size – Diameter (mm) | Dehumidifier Type | Capacity | Diesel Storage Tank Type | Diesel Storage Tank Construction | Diesel Storage Tank Material | Secondary Containment? | Indoor Installation? | Domestic Water Distribution System Insulated | Door Type | Door Automation | Door Configuration | Access Method | Fire Rated? | Size Length (inch) | Door Air Curtain Heating Source | Heating Output | Capacity (kW) | Drainage Catch Basin Type | Depth(m) | Draw-Out Breaker Phasing | KA Rating | Dryer - Air Compressor Type | Heating Capacity (kW) | Dust Collector Type | Collector Volume | System Type | Watts/ft | No. Circuits | Size | Elevator Type | Number of Floors (each) | Max Capacity (LBS) | Emergency Generator Fuel Type | KW | Package Unit Enclosure? | Tank Size (Litre) | Emergency Plumbing Fixture Type | EMPF Installation Type | Heat Traced? | Engine Oil tank volume | Engine Oil tank Electric immersion heater | Engine Oil tank Material | Fall Arrest System Type | Fan Type | Fan Mounting Type | Fan Material | Fluid Type | Fence Material | Height (ft) | Length (ft) | Barbed wire? | Post foundations exist/exposed? | Quantity | Fire Extinguisher Type | Fire Extin. Installation Type | Hose Reel? | Fire Extinguisher? | Fire Hydrants Type | Fire Pump Type | Pump Style | Driver | Fire Shutter Type | Fire Shutter Automation | Fire Suppression Units Type | Air Compressor? | Fixed Furniture Type | Recyclables? | Waste? | Green bin? | Other? | Flag Pole Pole Shaft Material | Flag Pole Base (Foundation) Material | Height (meter) | Flat Roof Type | Roof access hatch? | Floor Heating/ Snow Melting System Type | Floor Heating/ Snow Melting System Heating Source | Gate Type | Gate Automation | Gate Span | Access Lock | Gray Water tank VOLUME | Gray Water tank Electric immersion heater | Gray Water tank Material | Grounding and Lightning Protection Sys Type | Guard Rail Type | Guard Rail Material | Watts | Hand Rail Type | Hand Rail Material | Heat Exchanger Type | Heat Exchanger Material | Primary Medium | Secondary Medium | Heat Recovery Unit Type | Size (each) | Hot Water Heater Type | Hot Water Heater Energy Source | Storage Cap (Litre) | Gas input(BTU) | Humidifier Type | Hydronic System Water Treatment Type | Number of Fixtures | Windshield Washer Fluid Tank Volume | Windshield Washer Fluid Tank Electric Immersion Heater | Windshield Washer Fluid Tank Material | Fluid Type | Light Standard Pole Shaft Material | Light Standard Pole Base (Found.) Material | Hinge | Type Of Light | Lighting Control System Type | Type of Load Bank | Loading Dock Levelers Type | Low Voltage Transformer Type | Incoming Voltage | KVA Rating | Outgoing Voltage | Manhole Type | Cover Type | Bolted? | Manual Valve (>=100) Type | Medium/High Voltage Transformer Type | Frame Size | Motor Control Centers (MCC) Number of Cells | Overhead Door Type | Overhead Door Automation | Insulated? | Parapet Wall Material | Parking Area Material | Number of parking spots | Pedestrian Walkway Material | Size Width (inch) | Array Type | Number of Panels | Size of Panel (Inch) | Plumbing Fixture - Fountains Type | Plumbing Fixture - Fountains Material | Cooler Type | Bottle Refill(Y/N) | Type | Post Indicator Valve Type | Pressure Wash Pump Skid Type | Pump Type | Motive Power | Pump Fluid | Head (kPa) | VFD(Y/N) | Flow (litre/second) | Retaining Wall Material | Max Grade Difference | Wall Length | Roadway Material | Ceiling Material | Floor Material | Square footage of room interior | Wall Material | Separator Type | Separator Installation Type | Cleaning Type | Tank Volume | Permit | Material | Size (Litre) | Shed Type | Shed Construction | Shed Material | Roof material | Width (inch) | Signal Light Type | Housing Material | Lense Count | Illuminated? | Signs (Park.) Mounting Type | Sloped Roof Material | Roof snow guard present? | Spill Kits Station Type | Sprinkler System Type | Indicator Post Valve? | Number of sprinkler heads (each) | Stairway Material | Number of steps (each) | Substructure (SFG - Below Grade) Material | Liner Material | Pit Capicaty (Litre) | Superstructure (SFG - Above Grade) Material | Switchboard Number of Incoming Breakers | Switchboard Tie Breaker | Switchgear Number of Incoming Breakers | Switchgear Tie Breaker | Tank Heater Type | Tank Heater Energy Source | Terminal Heater Type | Terminal Heater Energy Source | Traffic Barrier Type | Traffic Barrier Material | Transfer Switch Type | Transition Type | Service Bypass? | Transmission tank VOLUME | Transmission tank Electric immersion heater | Transmission tank Material | Uninterruptable Power Supply Type | Utility Meters Type | Vehicle Charging Type | Output Rate (VA/hr) | Waste Coolant tank Volume | Waste Coolant tank Electric immersion heater | Waste Coolant Tank Material | Waste Engine Oil tank volume | Waste Engine Oil Electric immersion heater | Waste Engine Oil Tank Material | Waste Water Collection Sys Type | Waste Water Lift Station Type | Water Softener Type | Exchange Capacity | Max. Flow rate (GPM) | Number of Windows | Building Automation Control | Gas Detection System Type | Fan Coil Type | Fan Coil Energy Source | Gas Distribution Piping System | Tag | Motor Power | Storage Tank Type | Fluid Type | Storage Tank Construction | Storage Tank Material | RLMN Platform Material | RLMN Ramp Material | ESWS Type
|  | ACDRMAT | SAFECAGE | ACTFTYPE | GURDRAIL | ACCSZH | ACCSZL | ACCSZW | ARRSTYPE | PWRSV | MOTORKW | AIRFLOW | ARHUCTYP | ARHUHTYP | ARHUETYP | ARHUHETY | ARNCTYPE | ARNCITYP | WINDSNOW | SUPPSTND | ARIETYPE | ARIEITYP | ARIECONT | COOLCAP | HEATCAPB | DUCTED | CONDPUMP | BFFPTYPE | BFFPPRIN | TESTABLE | BFPICS | BFPOCS | LINESIZE | BPGLTYPE | BPGLCSRC | CERTEXD | LINSDATE | COMBATN | BOLRTYPE | BOLRESRC | BHP | TSSANUM | HEATINP | TSSACERT | BORDMAT | PLASTSLV | LIGHTING | QTY | CNPYRMAT | CNPYFRAM | CNPYRM | CAPACITN | VOLT | GSDSTMV | CHCKVT | CHLRTYPE | CHNDTYPE | CHOLTYPE | CHOLMAT | AMPERAGE | CPCPTYPE | COOLTVOL | COOLTEIH | COOLTMAT | CRRNTYPE | CRRNPSRC | TONNAGE | CRMCTYPE | MANS | DEFRTYPE | CAPACITY | DSSTTYPE | DSSTCONS | DSSTMAT | SECCONT | INDRINST | DODSINSL | DRDRTYPE | DRDRAUTO | DRDRCONF | DRDRAMET | FIRRATD | FRSHTSLI | DRTNHSRC | HEATOUT | DRRTNCP | DRHBTYPE | TSD | DRBRPHAS | KARATING | DRCPTYPE | HEATCAPK | DSLCTYPE | COLLVOL | ELTSSTYP | WATTSFT | NOCIRC | SIZE | ELTRTYPE | ELVTRNOF | ELVMXLBS | EMENFTYP | KW | PCKUENC | EMRNTS | EMPFTYPE | EMPFITYP | HEATTRC | ENGOTVL | ENGOTEIH | ENGOTMAT | FLYSTYPE | FAANTYPE | FAANMTYP | FAANMAT | COOLTKFLTYPE | FNNCMAT | HEIGHT | LENGTH | BARBWIRE | POSTFUND | WSLSQUAT | FRNGTYPE | FRNGITYP | HOSEREEL | FIREEXTG | FRDRTYPE | FRMPTYPE | FRMPPSTY | FRMPDRIV | FRTRTYPE | FRTRAUTO | FRPUTYPE | AIRCOMP | FXRNTYPE | RECYCLBE | WASTE | GREENBIN | OTHER | FLPLPMAT | FLPLBMAT | UTLP | FLOFTYPE | ROOFACC | FLMSTYPE | FLMSHSRC | GATETYPE | GATEAUTO | GATEGSPN | GATEALCK | GRYWTVOL | GRYWTEIH | GRYWTMAT | GRPSTYPE | GRRLTYPE | GRRLMAT | WATTS | HNRLTYPE | HNRLMAT | HECHTYPE | HECHMAT | HECHPMED | HECHSMED | HRRUTYPE | HRUSE | HTHTTYPE | HTHTESRC | HTWTSC | HTWTGI | HMFRTYPE | HYWTTYPE | LGTDNFIX | WWFTVOL | WWFTEIH | WWFTMAT | WWFTTYPE | LGTDPMAT | LGTDBMAT | LSH | GRNSTOL | LGRLTYPE | LBT | LODLTYPE | LOTRTYPE | INCMVOLT | KVARAT | OUTVOLT | MNOLTYPE | MNOLCOTY | BOLTED | MALVTYPE | MHRSTYPE | FRAMSIZE | NUMCELLS | OHDRTYPE | OHDRAUTO | INSULTED | PRLLMAT | PKEAMAT | PSNS | PELKMAT | PEDSWI | PHYSARTY | NUMPNLS | PHSS | PLTFTYPE | PLTFMAT | PLTFCRTY | PLMFBR | TYPE | PSLVTYPE | PRMPTYPE | PMMPTYPE | PMMPMPWR | PMMPFLUD | PMPH | PMPV | PMPF | RTLLMAT | MAXGDIFF | WALLLNTH | RDWYMAT | CEILMATL | FLRMATL | RMISFRI | WALMATL | SEEPTYPE | SEEPITYP | SEEPCLTY | TANKVOL | PERMIT | MATERIAL | SETS | SHHDTYPE | SHHDCONS | SHHDMAT | SHDRM | SHDWI | SIHTTYPE | SIHTHMAT | LENSCNT | ILLUMNTD | SGRKMTYP | SLRFMAT | ROODGURD | SPTNTYPE | SPYSTYPE | INPVLV | SPRYSSH | STWYMAT | STRWNS | SBCTMAT | SMITLMAT | SMPCL | SPCTMAT | SWRDNITB | SWRDTBRK | SWGRNITB | SWGRTBRK | TATRTYPE | TATRESRC | TRTRTYPE | TRTRESRC | TRRRTYPE | TRRRMAT | TRSWTYPE | TRSWTTYP | SERVBYPS | TRANTVOL | TRANTEIH | TRANTMAT | UTUPTYPE | UTTRTYPE | VHCLVCU | OUTRATEV | WSTCTVOL | WSTCTEIH | WSTCTMAT | WEOTKVL | WEOTKEIH | WEOTKMAT | WSCSTYPE | WSLSTYPE | WTNRTYPE | WSEC | WSFR | WINDNOW | BLACTYPE | GSYSTYPE | FACLTYPE | FACLESRC | GSPSTYPE | TAG | MTRPWR | STNKTYPE | STNKFLTY | STNKCONS | STNKMAT | RLCCPLMT | RLCCRPMT | ESWSTYPE
Look Up Values | LOV 1 | Aluminium | No | Concrete and Steel | No | Freeform Text | Freeform Text | Freeform Text | Centrifugal | Freeform Text | Freeform Text | Freeform Text | Chilled Water | Electric Heating | Manual | Fixed Plate | Air-Cooled | Floor Standing | No | No | Packaged Terminal (PTAC) | Floor Standing | BAS | Freeform Text | Freeform Text | No | No | Fire System | Double Check Valve Assembly | No | Freeform Text | Freeform Text | Freeform Text | Emergency Exit Battery Unit | Hard Wired | Freeform Text | Freeform Text | No | Glycol Heating | Electric | Freeform Text | Freeform Text | Freeform Text | No | Composite | No | No | Freeform Text | Exposed Ceiling | Concrete | Concrete | Freeform Text | Freeform Text | Freeform Text | Freeform Text | Centrifugal | Air Cooled | Mechanical Draft | Ceramic | Freeform Text | CWP | Freeform Text | No | FRP | Bridge | Manual | Freeform Text | Fixed | Freeform Text | Desiccant-Liquid | Freeform Text | AST | Double Wall | FRP | No | No | No | Bi-fold | Hybrid | Double | Keylock | No | Freeform Text | Electric-Heating | Freeform Text | Freeform Text | Double | Freeform Text | Single Phase Three Wire | Freeform Text | Refrigerated | Freeform Text | Electrostatic Precipitator | Freeform Text | Eavestrough | Freeform Text | Freeform Text | Freeform Text | Exterior | Freeform Text | Freeform Text | Diesel Fuel | Freeform Text | No | Freeform Text | Emergency Drench Shower | Indoor | No | Freeform Text | No | FRP | Ballasted Anchor | Belt Drive Fan | Base | Aluminum | Train Anti-Freeze | Black Vinyl Coated Chain Link | Freeform Text | Freeform Text | No | No | Dual | ABC-Rated Dry Chemical | Cabinet Mounted | No | No | Dry Barrel | Fire Pump | End Suction | Diesel Engine | Coiling | Fusible Link | Clean Agent Suppression System | No | Bench | No | No | No | No | Aluminum | Bare | Freeform Text | Built-Up Bituminous | No | Inground Floor Heating System | Electric | Barrier Arm | Manual | Double Gate | Card | Freeform Text | No | FRP | Above Grade Down Conductors | Embedded | Fiberglass Reinforced Plastic | Freeform Text | Embedded | Fiberglass Reinforced Plastic | Plate | Bronze | CHW | CHW | Fixed Plate | Freeform Text | Boiler-Water Heater Combination | Electric | Freeform Text | Freeform Text | Electric | Chemical Pot Feeder | Eight fixtures | Freeform Text | No | FRP | Cleaning Fluids | Aluminum | Bare | Freeform Text | High-pressure Sodium | Contactor | Capacitive | Electric | Delta-Delta | Freeform Text | Freeform Text | Freeform Text | Electrical/Communications | Catchbasin | No | Ball | Delta-Delta | Freeform Text | Freeform Text | Coiling | Hybrid | No | Precast Concrete | Asphalt | Freeform Text | Asphalt | Freeform Text | Auto Tracking | Freeform Text | Freeform Text | Drinking Fountain | Porcelain | Electric Water Cooler | No | Freeform Text | Indicator Post Valve | Dual Pump | Close-Coupled | Compressed Air | Antifreeze | Freeform Text | No | Freeform Text | Berm | Freeform Text | Freeform Text | Asphalt | Freeform Text | Freeform Text | Freeform Text | Freeform Text | Air/Water Separator | Above Ground | Manually Cleaned | Freeform Text | Freeform Text | Concrete | Freeform Text | Compressor Shed | In-situ Constructed Unit | Aluminum | Metal | Freeform Text | Fixed | Metal | Freeform Text | No | Floor | Asphalt Shingle | No | Absorbal Only | Deluge Sprinkler System | No | Freeform Text | Concrete | Freeform Text | Cast-in-Place Reinforced Concrete | Concrete | Freeform Text | Cast-in-Place Reinforced Concrete | 1 | Automatic | 1 | Automatic | External Heat Exchanger | Electric | Baseboard | Electric Heated | Guide Rail System | Cast-In-Place Concrete | Auto | Closed | No | Freeform Text | No | FRP | 1 Phase | Gas | Level 2 | Freeform Text | Freeform Text | No | FRP | Freeform Text | No | FRP | Effluent | Grade Mounted Vertical Turbine | Dual-Tank Water Softener System | Freeform Text | Freeform Text | Freeform Text | DDC Networked | Ammonia | Ceiling Cassette | Cooling Only | Natural Gas | Freeform Text | Freeform Text | AST | Chilled Water | Double Wall | FRP | Asphalt | Asphalt | DDC Networked
| LOV 2 | Fibreglass | Yes | Galvanized Steel | Yes |  |  |  | Reciprocating |  |  |  | DX | Fuel Oil Heating | Motorized | None | Ground Source | Suspended | Yes | Yes | Self-Contained | Suspended | Built-in |  |  | Yes | Yes | Water Distribution | Double Detector Check Valve Assembly | Yes |  |  |  | Emergency Sign Battery Unit | Receptacle |  |  | Yes | High-Pressure Steam Heating (>75psig) | Fuel Oil |  |  |  | Yes | Concrete | Yes | Yes |  | Metal Linear Ceiling | Steel | Glass |  |  |  |  | Reciprocating | Natural Air Draft | Natural Air Draft | Concrete |  | Distribution |  | Yes | Steel | Jib | Motorized |  | Portable |  | Desiccant-Rotary |  | UST | Single Wall | Steel | Yes | Yes | Partial | Revolving | Manual | Single | Keypad | Yes |  | Hot Water/Glycol Heating |  |  | Single |  | Three Phase 3 Wire |  | Regenerative Desiccant |  | Filter |  | Pipe |  |  |  | Interior |  |  | Gasoline |  | Yes |  | Emergency Eye/Face Wash Station | Outdoor | Yes |  | Yes | Steel | Davit Arm | Direct Drive Fan | Roof | Plastic |  | Concrete |  |  | Yes | Yes | Single | A-Rated Water | Floor Mounted | Yes | Yes | Wet Barrel | Jockey Pump | Horizontal Split Case | Electric | Sectional | Hold Open Device | Double Preaction System | Yes | Bike Rack | Yes | Yes | Yes | Yes | Concrete | Concrete |  | Concrete | Yes | Snow Melting System | Geothermal | Double Sliding | Powered | Single Gate | Keypad |  | Yes | Steel | Lightning Arrestors | Surface Mounted | Galvanized Steel |  | Integrated with guard rail | Galvanized Steel | Shell + Tube | Copper | Glycol | Glycol | Rotary Wheel |  | Heat Pump Hybrid | Hot Water |  |  | Natural Gas (NG) | Condensate Neutralizer | Five fixtures |  | Yes | Steel |  | Concrete | Concrete |  | LED | Relay | Electronic | Hydraulic | Delta-Wye |  |  |  | Rain water | Solid | Yes | Butterfly | Delta-Wye |  |  | Rubber | Manual | Yes | Reinforced Concrete | Block Pavers |  | Concrete |  | Fixed |  |  | Water Cooler | Stainless Steel | Exterior Water Cooler | Yes |  | Supervised Valve | Single Pump | Compression Air Driven | Diesel Engine | Chemical |  | Yes |  | Concrete |  |  | Block Pavers |  |  |  |  | Air-Diesel Separator | Below Grade | Mechanically Cleaned |  |  | Fiberglass |  | Salt Shed | Prefabricated (Pre-engineered) Unit | Concrete | Polycarbonate |  | Strobe | Plastic |  | Yes | Wall | Clay Tile | Yes | Biohazardous | Double Preaction Sprinkler System | Yes |  | Concrete with Nosing Tile |  | Concrete Block/Masonry Unit (CMU) | HDPE |  | Concrete Block/Masonry Unit (CMU) | 2 | Manual | 2 | Manual | In Tank | Hotwater | Cabinet Forced Flow Heater | Fuel Oil Heated | Jersey barrier | Galvanized steel guide rail with rubber bumper | Manual | Open | Yes |  | Yes | Steel | 3 Phase | Hydro One Sealed Unit | Level 3 |  |  | Yes | Steel |  | Yes | Steel | Force Main | Submerged | Ion Exchange Water Softener System |  |  |  | Electronic Stand-Alone | CO/NOx | Ceiling Suspended | Heating & Cooling | Propane |  |  | UST | Cleaning Fluids | Single Wall | Plastic | Composite | Composite | Electric Stand-Alone
| LOV 3 | Galvanized Steel |  | Painted Metal |  |  |  |  | Screw |  |  |  | None | Hot Water/Glycol Heating | None | Rotary Wheel | Water Cooled | Wall |  |  | Split | Wall | Remote Wired | [5 empty] | Dual Check Valve Assembly | [9 empty] | Hot Water Heating | Natural Gas (NG) |  |  |  |  | Metal |  |  |  | Prefinish Aluminum Panel Ceiling | Steel and Glazing | Metal |  |  |  |  | Screw | Water Cooled |  | FRP |  | Door Control |  |  |  | Monorail |  |  |  |  | Refrigerative | [6 empty] | Yes | Sliding |  |  | None |  |  | Natural Gas (NG) Heating |  |  |  |  | Three Phase 4 Wire |  |  |  | Inertial |  | Platform | [6 empty] | Natural Gas |  |  |  | Emergency Eye/Face/Shower Combo | [5 empty] | Horizontal Lifeline | In-Line Centrifugal | Suspended | Steel |  | Galvanized Chain Link |  |  |  |  | Unknown | BC-Rated Carbon Dioxide | Surface Mounted |  |  |  |  | Vertical Inline |  |  |  | Single Preaction System | [6 empty] | Steel | Sleeve Concrete |  | Modified Bituminous Sheet Membrane |  |  | Hydronic (Hot Water/Glycol) | Double Swing |  | Wrough Iron | Manual Lock |  |  |  | Open Ground Bus |  | Painted Metal |  | Surface Mounted | Painted Metal |  | Iron | LTHW | LTHW |  |  | Steam-to-Water | Natural Gas (NG) |  |  | Steam | Corrosion Coupon Rack | Four fixtures |  |  |  |  | Steel | Not Exposed |  | Low-pressure Sodium |  | Inductive |  | Unknown |  |  |  | Sewer | Vented |  | Curb Stop | Unknown |  |  | Sectional | Powered |  | Steel | Concrete |  | Gravel | [5 empty] | Stone | No Cooler |  |  |  |  | Condensate | Electricity | CHW |  |  |  | Gabion |  |  | Concrete |  |  |  |  | Grease-Water Separator |  |  |  |  | HPDE |  | Utility/Storage Shed |  | Fibreglass | Wood shingles | [6 empty] | Composite Tile |  | Full Kit | Dry Sprinkler Alarm Check Valve Assembly |  |  | Concrete with Tread & Riser Tile |  | Masonry Brick | Metallic |  | Masonry Brick | 3 | None | 3 | None |  | Natural Gas | Convector | Gas (Unknown Type) | Parapet Wall | Galvanized steel guide rail with steel post | [7 empty] | Power | [8 empty] | Gravity Sewer |  | Magnetic Water Softener System |  |  |  | Hardwired Stand-Alone | CO2/CO | Floor Standing Non-Ducted | Heating Only |  |  |  |  | DEF |  | Steel | Concrete | Concrete | Hardwired Stand-Alone
| LOV 4 | Stainless Steel |  | Reinforced Fibreglass |  |  |  |  | Scroll |  |  |  | Unknown | Natural Gas (NG) Heating | Unknown |  |  | Window |  |  |  | Window | Remote Wireless | [5 empty] | Reduced Pressure Principle | [9 empty] | Low Pressure Steam heating (<15psig) | None |  |  |  |  | Plastic |  |  |  | Prefinish Aluminum Panel Flashing | [6 empty] | Scroll |  |  | Metal |  | Fire Alarm Annunciation | [16 empty] | Swing |  |  | Panic Bar |  |  | Non-Heated |  |  |  |  | Three Phase 6 Wire |  |  |  | Local Unit Collector |  | Sidewalk | [6 empty] | Propane |  |  |  | Emergency Eyewash Station | [5 empty] | Ladder Rail | Unknown | Wall |  |  | Green Vinyl Coated Chain Link | [5 empty] | Chemical Agent | [5 empty] | Vertical Multi-Stage | [10 empty] | Wood |  |  | Single-Ply |  |  |  | Folding |  |  | None | [5 empty] | Stainless Steel |  |  | Stainless Steel |  | Steel | Steam |  |  |  | Tank | Propane Gas (LPG) |  |  |  | Water Filter | Nine fixtures |  |  |  |  | Wood | Sleeve Concrete |  | Mercury Vapor |  | Resistive |  | Wye-Delta |  |  |  | Snow Melt |  |  | Dry | Wye-Delta | [5 empty] | Wood | Gravel |  | Pavers | [5 empty] | Vitreous China | [5 empty] | Double Suction |  | Condensate |  |  |  | Masonry |  |  | Gravel |  |  |  |  | Grit-Water Separator | [8 empty] | Resin | [7 empty] | Concrete Tile |  | Unknown | Single Preaction Sprinkler System |  |  | Concrete with Tread Tile |  | Missing Cast in Place Concrete | Other |  | Not Visible | 16 |  |  |  |  | Oil | Infrared | Geothermal Heated |  | Galvanized steel guide rail with wood post | [7 empty] | Water | [8 empty] | Level Meter |  | Reverse-Osmosis System |  |  |  | Pneumatic | Carbon Dioxide (CO2) | Horizontal Concealed Ducted | [5 empty] | Diesel |  |  | Steel | Steel | Pneumatic
| LOV 5 | Wood | [11 empty] | None | [14 empty] | Single Check Valve Assembly | [9 empty] | Medium Pressure Steam heating (>16psig) | Propane Gas (LPG) | [8 empty] | Timber | [9 empty] | Wood |  | Fire Alarm Control | [19 empty] | Swipe |  |  | Propane Gas (LPG) Heating | [8 empty] | Wet Scrubber |  | Steps | [10 empty] | Enclosed Booth with Shower | [5 empty] | Roof Anchor |  |  |  |  | Masonry | [5 empty] | Dry Chemical | [5 empty] | Vertical Turbine | [13 empty] | Vegetated Roof |  |  |  | Pedestrian | [8 empty] | Wood |  |  | Wood | [6 empty] | Tankless | Steam |  |  |  |  | Seven fixtures | [7 empty] | Metal Halide |  | Resistive Reactive |  | Wye-Wye |  |  |  | Storm |  |  | Gate | Wye-Wye | [6 empty] | Mastic | [13 empty] | End Suction |  | CWS |  |  |  | Natural Stone |  |  | Mastic |  |  |  |  | Oil-Water Separator | [8 empty] | Steel | [7 empty] | Glass |  |  | Wet Sprinkler Alarm Check Valve Assembly |  |  | Fibreglass Reinforced Plastic |  | Not Visible |  |  | Precast Concrete | [5 empty] | Propane Gas | Radiant Panel | Hot Water/Glycol Heated |  | Precast concrete | [16 empty] | Vaccuum |  | Water Filtering |  |  |  |  | Carbon Monoxide (CO) | Vertical Ducted | [5 empty] | Glycol |  |  | Wood | Wood
| LOV 6 | [12 empty] | Propane Gas (LPG) Heating | [14 empty] | Unknown | [10 empty] | Unknown | [20 empty] | Fuel Accuload | [22 empty] | Steam Heating | [32 empty] | Page-Wire | [5 empty] | Foam | [23 empty] | Single Sliding | [24 empty] | Single fixture | [7 empty] | Solar | [7 empty] | Unknown |  |  | Plug | [7 empty] | Permeable Pavers | [13 empty] | Multi-Stage |  | DEF |  |  |  | Secant |  |  | Permeable Pavers |  |  |  |  | Solvent-Water Separator | [8 empty] | Wood | [7 empty] | Metal | [5 empty] | Metal Stair with Concrete Filled Treads |  | Precast Concrete |  |  | Rubble (Stone) | [5 empty] | Steam | Radiator | Natural Gas (NG) Heated |  | Precast concrete with chain link fence | [18 empty] | Water Sterilization System |  |  |  |  | Hydrogen (H2) | Wall Mounted
| LOV 7 | [59 empty] | Level | [55 empty] | Soldier Pile and Lagging | [5 empty] | Purple K | [23 empty] | Single Swing | [24 empty] | Six fixtures | [15 empty] | Valve | [10 empty] | Sealer | [13 empty] | Peristaltic |  | Diesel |  |  |  | Sheet Piling |  |  | Sealer | [21 empty] | Polycarbonate | [5 empty] | Metal Stair with Grating Treads |  | Rubble (Stone) |  |  | Steel | [6 empty] | Unit Heater - Horizontal | Propane Gas (LPG) Heated |  | Water filled barrier | [23 empty] | Methane (CH4)
| LOV 8 | [59 empty] | Loading | [55 empty] | Steel Rail | [5 empty] | Wet Chemical | [23 empty] | Sliding | [24 empty] | Ten Fixtures | [26 empty] | Thin Membrane Waterproofing System | [13 empty] | Pipe Mounted (Inline) Circulator |  | Glycol |  |  |  | Soldier Pile and Lagging |  |  | Thin Membrane Waterproofing System | [21 empty] | Precast Concrete | [5 empty] | Wood |  | Steel |  |  | Timber | [6 empty] | Unit Heater - Vertical | Steam Heated | [25 empty] | Nitrogen Dioxide (NOx)
| LOV 9 | [59 empty] | Relay | [55 empty] | Unknown | [29 empty] | Revolving | [24 empty] | Three fixtures | [26 empty] | Unit Pavers | [13 empty] | Positive Displacement |  | HWS |  |  |  | Timber |  |  | Unit Pavers | [21 empty] | Wood Shingle | [7 empty] | Timber | [9 empty] | Wall Fin | [26 empty] | Oxygen (O2)
| LOV 10 | [59 empty] | Sand Transfer | [55 empty] | Welded Wire Mesh | [29 empty] | Swing | [24 empty] | Two fixtures | [40 empty] | Positive Progression |  | LTHW |  |  |  | Unknown | [69 empty] | Ozone
| LOV 11 | [59 empty] | Seperator | [55 empty] | Wood | [29 empty] | Turnstile | [65 empty] | Rotary Lobe |  | Oil | [73 empty] | Propane
| LOV 12 | [59 empty] | Snow Melt | [55 empty] | Wrought Iron | [95 empty] | Split-Coupled |  | Sanitary Sewage | [73 empty] | Refrigerant
| LOV 13 | [59 empty] | Sump | [151 empty] | Vertical Inline
| LOV 14 | [59 empty] | Unloading | [151 empty] | Vertical Turbine
| LOV 15 | [59 empty] | Waste Water
| LOV 16 | [59 empty] | Wayside Power
LOV 17
LOV 18
LOV 19
LOV 20
LOV 21
LOV 22
LOV 23

## 9.3 MAL- Bus Facilities Entry
INDEX |  | DO NOT INSERT ROWS
Section | Record Management & Notes | Record Management & Notes |  |  |  | Asset Descriptive Data | Asset Descriptive Data | [5 empty] | Asset Classification | Asset Classification |  |  |  | Custom Fields |  | Custom Fields | [38 empty] | Functional Information (System) | Functional Hierarchy | [8 empty] | Functional Hierarchy | [6 empty] | Location & GIS Information | [11 empty] | Asset Identifiers | Asset Identifiers | Asset Identifiers | [8 empty] | Maintenance | Maintenance |  |  | Meters | Meters |  | Asset Life Cycle | Asset Life Cycle |  |  |  |  | Asset Flags | Asset Flags
Section Description |  | Defines what will happen to this asset in MX EMMS system (Infor EAM) If a row has to be inserted ,copy an existing row and paste/insert to retain formulas | [16 empty] | CFV 1 | Custom Field 1 |  |  | CFV 2 | Custom Field 2 |  |  | CFV 3 | Custom Field 3 |  |  | CFV 4 | Custom Field 4 |  |  | CFV 5 | Custom Field 5 |  |  | CFV 6 | Custom Field 6 |  |  | CFV 7 | Custom Field 7 |  |  | CFV 8 | Custom Field 8 |  |  | CFV 9 | Custom Field 9 |  |  | CFV 10 | Custom Field 10 | [28 empty] | GIS - HIDE |  |  |  | FOR NEW AND REPLACED ASSETS ONLY | FOR NEW AND REPLACED ASSETS ONLY | [22 empty] | To Be Filled In By The Asset Owner in Metrolinx HIDDEN
Instructions |  | Select from the following: 'NEW' = Create New Asset Record 'UPDATE' = Update existing asset record 'DECOMMISSION'=Existing asset was decommissioned "REPLACE" - Replace with a New Asset | Indicate if the asset is owned and/or maintained by Metrolinx |  | Indicate additional information |  |  |  | Entry Format example: Aug 01, 2023 Enter Jan 1, 1900 for Commission Dates that are not known |  |  | Manufacturer/Contractor |  | Generally associated with hierarchy NOTE* When Selecting an item from the drop-down List, scroll-up to the top to see the Lis | Classification codes based on the class selected. DO NOT EDIT |  | Not Used by Stations. Leave blank. |  | List of Values Code HIDE Do Not Update | Auto populated | NOTE* When Selecting an item from the drop-down List, scroll-up to the top to see the List | If Field 1 Value is "Freeform" enter data here | List of Values Code HIDE Do Not Update | Auto populated | NOTE* When Selecting an item from the drop-down List, scroll-up to the top to see the List | If Field 2 Value is "Freeform" enter data here | List of Values Code HIDE Do Not Update | Auto populated | NOTE* When Selecting an item from the drop-down List, scroll-up to the top to see the List | If Field 3 Value is "Freeform" enter data here | List of Values Code HIDE Do Not Update | Auto populated | NOTE* When Selecting an item from the drop-down List, scroll-up to the top to see the List | If Field 4 Value is "Freeform" enter data here | List of Values Code HIDE Do Not Update | Auto populated | NOTE* When Selecting an item from the drop-down List, scroll-up to the top to see the List | If Field 5 Value is "Freeform" enter data here | List of Values Code HIDE Do Not Update | Auto populated | NOTE* When Selecting an item from the drop-down List, scroll-up to the top to see the List | If Field 6 Value is "Freeform" enter data here | List of Values Code HIDE Do Not Update | Auto populated | NOTE* When Selecting an item from the drop-down List, scroll-up to the top to see the List | If Field 7 Value is "Freeform" enter data here | List of Values Code HIDE Do Not Update | Auto populated | NOTE* When Selecting an item from the drop-down List, scroll-up to the top to see the List | If Field 8 Value is "Freeform" enter data here | List of Values Code HIDE Do Not Update | Auto populated | NOTE* When Selecting an item from the drop-down List, scroll-up to the top to see the List | If Field 9 Value is "Freeform" enter data here | List of Values Code HIDE Do Not Update | Auto populated | NOTE* When Selecting an item from the drop-down List, scroll-up to the top to see the List | If Field 10 Value is "Freeform" enter data here |  | Facility Code HIDE Do Not Update |  | Facility Component Code HIDE Do Not Update | Component Type Code HIDE Do Not Update | Component Category Code HIDE Do Not Update | Sub-Category HIDE Do Not Update | = Level 5 +Level 6 + Level 7 +Level 8' HIDE Do Not Update | System Code HIDE Do Not Update | Position ID HIDE Do Not Update | Facility NOTE* When Selecting an item from the drop-down List, scroll-up to the top to see the List | Facility Component (i.e.. Building, Roads and Grounds) | Sub-Component Type | Component Category | Position / Asset | Asset | 4 Character Limit (alias) Unique Identifier (No Duplicate) |  | Do Not Update HIDE | Do Not Update HIDE | Eg. Floor Level: F1, F2... Basement Level: B1, B2,.. | Free form or Select from drop-down | Eg.. Door No. 123 | READ ONLY- DO NOT EDIT HIDE | Enter the X Coordinate | Enter the Y Coordinate | Location X (Longitude) OBJ_XLOCATION Do Not Update | Location Y (Latitude) OBJ_YLOCATION Do Not Update | Will be auto populated once asset class Do Not Update |  | Unique identifier, as assigned by Project Team in MAL Instructions. Used to create the Legacy Identifier code. | Unique identifier, as assigned by Project Team to link: 1.parent/child relationships and 2. to associated documents in Asset Document Control List Eg. CADD No., File Geo Database Reference | DO NOT UPDATE | Barcode that the asset is tagged with (selected from the predefined asset id range provided) | DO NOT UPDATE | Asset Class Description + Facility Description + Room No./ Area Name Description HIDE DO NOT UPDATE |  |  | Enter the Manufacturer's Model | List Manufacturer's Serial Number |  | Is the project delivering maintenance plans separate from OEM instructions? | Are Manuals provided? | Is the project providing surplus parts to Metrolinx? |  | Eg. Hour meter, odometer, door cycle,... or 'Not Applicable' | Meter Unit Of Measure (Eg. KM, Hours) Meter units |  | $ CAD | YYYY | Indicate condition on a scale of 1-5: 1 = Worst 5 = Best | Entry Format example: Aug 01, 2023 | Eg. No. of Years (2 yrs.) No. of Cycles (3 Cycles) |  |  | Indicates if it is a critical asset (Yes/No) | Indicates if safety precautions above and beyond normal work is required. (Yes / No) | Indicates if the asset is governed by a regulatory body (Yes/No) |  | Prevent Non PM WO Completion Default to No
Field |  | Action Status | Maintenance Responsibility | Replaced/Decommissioned Asset ID | Notes |  | Asset Status | Operational Status | Commission / In Service Date | Withdrawal / Decommission Date | Parts Associated if Yes provide information in Tab "9.2 Surplus Parts" | Warranty Warranty information MUST be provided in Tab "10.1 MAL-Warranty" for the drop-downs to auto populate |  | Asset Class (generally associated with hierarchy) | Class Code | Category | Category Code |  | Field 1 Code | Custom Field 1 | Custom Field 1 Value | Free Form Entry | Field 2 Code | Custom Field 2 | Custom Field 2 Value | Free Form Entry | Field 3 Code | Custom Field 3 | Custom Field 3 Value | Free Form Entry | Field 4 Code | Custom Field 4 | Custom Field 4 Value | Free Form Entry | Field 5 Code | Custom Field 5 | Custom Field 5 Value | Free Form Entry | Field 6 Code | Custom Field 6 | Custom Field 6 Value | Free Form Entry | Field 7 Code | Custom Field 7 | Custom Field 7 Value | Free Form Entry | Field 8 Code | Custom Field 8 | Custom Field 8 Value | Free Form Entry | Field 9 Code | Custom Field 9 | Custom Field 9 Value | Free Form Entry | Field 10 Code | Custom Field 10 | Custom Field 10 Value | Free Form Entry |  | Level 3 | Level 4 | Level_5 Code | Level_6 Code | Level_7 Code | Leve_8 Code | System Code | System Code INCLUDING STATION | Position ID | Level_3 | Level_4 | Level_5 | Level_6 | Level_7 | Level_8 | Position/Asset Sequence Tag |  | Room No / Area Name | Location CODE | Floor / Basement Level | Room No./Area Name | Asset Specific Information | → Asset Location Description | X Coordinates (Longitude) | Y Coordinates (Latitude) | GIS Details - HIDE |  | GIS Layer- HIDE |  | Project No. HIDDEN | CADD Reference | Legacy CODE - HIDDEN | INFOR EAM Unique Asset ID/Barcode ID | Asset Description | Position Description HIDE | Manufacturer | Manufacturer Code HIDE | Model | Serial Number |  | Maintenance Plan | OEM Maintenance Manuals | Surplus/Spare Parts |  | Type | Unit |  | Replacement Asset Value | Currency Year | Condition | Condition Inspection Date | Expected Service Life |  | Out of Service | Criticality | Safety | Regulatory | GL Code | Prevent Non PM WO Completion
Mandatory / Optional |  | Mandatory |  |  | Optional |  | Mandatory | Mandatory | Mandatory | Optional |  | Mandatory |  | Mandatory | Mandatory | Optional | Leave Blank |  | Do Not Update | Do Not Update |  |  | Do Not Update | Do Not Update |  |  | Do Not Update | Do Not Update |  |  | Do Not Update | Do Not Update |  |  | Do Not Update | Do Not Update |  |  | Do Not Update | Do Not Update |  |  | Do Not Update | Do Not Update |  |  | Do Not Update | Do Not Update |  |  | Do Not Update | Do Not Update |  |  | Do Not Update | Do Not Update | [12 empty] | Mandatory | Mandatory | Mandatory | Mandatory | Mandatory | Mandatory | Mandatory |  |  |  | Optional | Optional | Optional | Mandatory | Mandatory | Mandatory |  |  |  |  | Mandatory/Optional | Mandatory |  | Optional | Mandatory |  | Mandatory |  | Mandatory | Optional |  | Mandatory | Mandatory | Mandatory |  | Mandatory
Field Type |  | nvarchar |  |  | n/a |  |  | nvarchar | Date | Date |  |  |  |  | nvarchar |  | nvarchar |  | Do Not Update | Do Not Update |  |  | Do Not Update | Do Not Update |  |  | Do Not Update | Do Not Update |  |  | Do Not Update | Do Not Update |  |  | Do Not Update | Do Not Update |  |  | Do Not Update | Do Not Update |  |  | Do Not Update | Do Not Update |  |  | Do Not Update | Do Not Update |  |  | Do Not Update | Do Not Update |  |  | Do Not Update | Do Not Update |  |  |  | n/a | [31 empty] | nvarchar |  |  | nvarchar |  | nvarchar | nvarchar
Field Length |  | 20 |  |  | n/a | [9 empty] | 8 |  | 30 |  | Do Not Update | Do Not Update |  |  | Do Not Update | Do Not Update |  |  | Do Not Update | Do Not Update |  |  | Do Not Update | Do Not Update |  |  | Do Not Update | Do Not Update |  |  | Do Not Update | Do Not Update |  |  | Do Not Update | Do Not Update |  |  | Do Not Update | Do Not Update |  |  | Do Not Update | Do Not Update |  |  | Do Not Update | Do Not Update |  |  |  | n/a | [7 empty] | 30 | [23 empty] | 30 | 80 character limit |  | 45 |  | 30 | 30
Formula / Reference |  | ACTIONCODE / MAL-OTHERLOOKUPS |  | = if ( Action Code = "REPLACE - NEW", hIghlight cell) | n/a | [5 empty] | yes / No dropdown |  |  | CLASSLOOKUP | =INDEX(AssetClass[Class Code],MATCH('MAL-Stations Entry'!AA Cell on the left,AssetClass[Asset Class],0))' |  |  |  | =VLOOKUP($V12,CLASSLOOKUP!$A$2:$P$107,3,FALSE) | =VLOOKUP($V12,CLASSLOOKUP!$A$2:$P$107,4,FALSE) |  |  | =VLOOKUP($V12,CLASSLOOKUP!$A$2:$P$107,5,FALSE) | =VLOOKUP($V12,CLASSLOOKUP!$A$2:$P$107,6,FALSE) |  |  | =VLOOKUP($V12,CLASSLOOKUP!$A$2:$P$107,7,FALSE) | =VLOOKUP($V11,CLASSLOOKUP!$A$2:$P$107,8,FALSE) |  |  | =VLOOKUP($V11,CLASSLOOKUP!$A$2:$P$107,9,FALSE) | =VLOOKUP($V11,CLASSLOOKUP!$A$2:$P$107,10,FALSE) |  |  | =VLOOKUP($V11,CLASSLOOKUP!$A$2:$P$107,11,FALSE) | =VLOOKUP($V11,CLASSLOOKUP!$A$2:$P$107,12,FALSE) |  |  | =VLOOKUP($V11,CLASSLOOKUP!$A$2:$P$107,13,FALSE) | =VLOOKUP($V11,CLASSLOOKUP!$A$2:$P$107,14,FALSE) |  |  | =VLOOKUP($V11,CLASSLOOKUP!$A$2:$P$107,15,FALSE) | =VLOOKUP($V11,CLASSLOOKUP!$A$2:$P$107,16,FALSE) |  |  | =VLOOKUP($V11,CLASSLOOKUP!$A$2:$P$107,13,FALSE) | =VLOOKUP($V11,CLASSLOOKUP!$A$2:$P$107,14,FALSE) |  |  | =VLOOKUP($V11,CLASSLOOKUP!$A$2:$P$107,15,FALSE) | =VLOOKUP($V11,CLASSLOOKUP!$A$2:$P$107,16,FALSE) |  |  | =VLOOKUP($V11,CLASSLOOKUP!$A$2:$P$107,13,FALSE) | =VLOOKUP($V11,CLASSLOOKUP!$A$2:$P$107,14,FALSE) |  |  |  | n/a | [5 empty] | unifies codes from Level 5, 6,7 and 8, into one string | [24 empty] | = "Project No.' + 'Project Asset ID' =$CC10&"-"&$CD10 |  |  |  | Stores the manufacturer name of the asset |  | Stores the model name of the asset
[15 empty] | #N/A |  | #N/A |  | #N/A | Field Not Required |  |  | #N/A | Field Not Required |  |  | #N/A | Field Not Required |  |  | #N/A | Field Not Required |  |  | #N/A | Field Not Required |  |  | #N/A | Field Not Required |  |  |  | Field Not Required |  |  | #N/A | Field Not Required |  |  | #N/A | Field Not Required |  |  | #N/A | Field Not Required |  |  |  | ABR | MBLG | #VALUE! | #VALUE! | #VALUE! | #VALUE! | #VALUE! | #VALUE! | #VALUE! | Aberfoyle | Main Building | [6 empty] | #N/A | L-ABRMF- | [6 empty] | 253595.1671 | 4813565.601 | MX_Common_BRT |  | 0 |  | MX_Common_BRT- |  | ; ; | ; Aberfoyle; |  | #REF!
[15 empty] | #N/A |  | #N/A |  | #N/A | Field Not Required |  |  | #N/A | Field Not Required |  |  | #N/A | Field Not Required |  |  | #N/A | Field Not Required |  |  | #N/A | Field Not Required |  |  | #N/A | Field Not Required |  |  |  | Field Not Required |  |  | #N/A | Field Not Required |  |  | #N/A | Field Not Required |  |  | #N/A | Field Not Required |  |  |  | #N/A | #N/A | #VALUE! | #VALUE! | #VALUE! | #VALUE! | #N/A | #N/A | #VALUE! | [8 empty] | #N/A | L-- | [6 empty] | #N/A | #N/A | MX_Common_BRT |  | 0 |  | MX_Common_BRT- |  | ; ; | ; ; |  | #REF!
[15 empty] | #N/A |  | #N/A |  | #N/A | Field Not Required |  |  | #N/A | Field Not Required |  |  | #N/A | Field Not Required |  |  | #N/A | Field Not Required |  |  | #N/A | Field Not Required |  |  | #N/A | Field Not Required |  |  |  | Field Not Required |  |  | #N/A | Field Not Required |  |  | #N/A | Field Not Required |  |  | #N/A | Field Not Required |  |  |  | #N/A | #N/A | #VALUE! | #VALUE! | #VALUE! | #VALUE! | #N/A | #N/A | #VALUE! | [8 empty] | #N/A | L-- | [6 empty] | #N/A | #N/A | MX_Common_BRT |  | 0 |  | MX_Common_BRT- |  | ; ; | ; ; |  | #REF!
[15 empty] | #N/A |  | #N/A |  | #N/A | Field Not Required |  |  | #N/A | Field Not Required |  |  | #N/A | Field Not Required |  |  | #N/A | Field Not Required |  |  | #N/A | Field Not Required |  |  | #N/A | Field Not Required |  |  |  | Field Not Required |  |  | #N/A | Field Not Required |  |  | #N/A | Field Not Required |  |  | #N/A | Field Not Required |  |  |  | BRM | MBLG | SRV | HVAC | RTU | ARCONC | MBLG-SRV-HVAC | BRM-MBLG-SRV-HVAC | BRM-MBLG-SRV-HVAC-ARCONC- | Brampton | Main Building | Services | HVAC | Roof Top Units | Air-Conditioning – Condenser |  |  | #N/A | L-BRMMF- | [6 empty] | 280608.6409 | 4840571.902 | MX_Common_BRT |  | 0 |  | MX_Common_BRT- |  | ; ; | ; Brampton; |  | #REF!
[15 empty] | #N/A |  | #N/A |  | #N/A | Field Not Required |  |  | #N/A | Field Not Required |  |  | #N/A | Field Not Required |  |  | #N/A | Field Not Required |  |  | #N/A | Field Not Required |  |  | #N/A | Field Not Required |  |  |  | Field Not Required |  |  | #N/A | Field Not Required |  |  | #N/A | Field Not Required |  |  | #N/A | Field Not Required |  |  |  | #N/A | #N/A | #VALUE! | #VALUE! | #VALUE! | #VALUE! | #N/A | #N/A | #VALUE! | [8 empty] | #N/A | L-- | [6 empty] | #N/A | #N/A | MX_Common_BRT |  | 0 |  | MX_Common_BRT- |  | ; ; | ; Brampton; |  | #REF!
[15 empty] | #N/A |  | #N/A |  | #N/A | Field Not Required |  |  | #N/A | Field Not Required |  |  | #N/A | Field Not Required |  |  | #N/A | Field Not Required |  |  | #N/A | Field Not Required |  |  | #N/A | Field Not Required |  |  |  | Field Not Required |  |  | #N/A | Field Not Required |  |  | #N/A | Field Not Required |  |  | #N/A | Field Not Required |  |  |  | BRM | MBLG | SRV | PLB | WNSHLWSH | ESWS | MBLG-SRV-PLB | BRM-MBLG-SRV-PLB | BRM-MBLG-SRV-PLB-ESWS- | Brampton | Main Building | Services | Plumbing | Windshield Washer | Eco Structure Web Station |  |  | #N/A | L-BRMMF- | [6 empty] | 280608.6409 | 4840571.902 | MX_Common_BRT |  | 0 |  | MX_Common_BRT- |  | ; ; | ; East Gwillimbury; |  | #REF!
[15 empty] | #N/A |  | #N/A |  | #N/A | Field Not Required |  |  | #N/A | Field Not Required |  |  | #N/A | Field Not Required |  |  | #N/A | Field Not Required |  |  | #N/A | Field Not Required |  |  | #N/A | Field Not Required |  |  |  | Field Not Required |  |  | #N/A | Field Not Required |  |  | #N/A | Field Not Required |  |  | #N/A | Field Not Required |  |  |  | EG | RDGR | PSYS | WWFT | WWFT | #VALUE! | RDGR-PSYS | EG-RDGR-PSYS | EG-RDGR-PSYS-WWFT- | East Gwillimbury | Roads and Grounds | Process Systems_2 | Windshield Washer Fluid Tank_1 | Windshield Washer Fluid Tank |  |  |  | #N/A | L-EGMF- | [6 empty] | 270579.8534 | 4822732.1359 | MX_Common_BRT |  | 0 |  | MX_Common_BRT- |  | ; ; | ; East Gwillimbury; |  | #REF!
[15 empty] | #N/A |  | #N/A |  | #N/A | Field Not Required |  |  | #N/A | Field Not Required |  |  | #N/A | Field Not Required |  |  | #N/A | Field Not Required |  |  | #N/A | Field Not Required |  |  | #N/A | Field Not Required |  |  |  | Field Not Required |  |  | #N/A | Field Not Required |  |  | #N/A | Field Not Required |  |  | #N/A | Field Not Required |  |  |  | KIT | RDGR | RDW | SGN | SGN | #VALUE! | RDGR-RDW | KIT-RDGR-RDW | KIT-RDGR-RDW-SGN- | Kitchener | Roads and Grounds | Roadways | Signs_1 | Signs |  |  |  | #N/A | L-KITMF- | [6 empty] | 227862.8536 | 4807669.6402 | MX_Common_BRT |  | 0 |  | MX_Common_BRT- |  | ; ; | ; Kitchener; |  | #REF!
[15 empty] | #N/A |  | #N/A |  | #N/A | Field Not Required |  |  | #N/A | Field Not Required |  |  | #N/A | Field Not Required |  |  | #N/A | Field Not Required |  |  | #N/A | Field Not Required |  |  | #N/A | Field Not Required |  |  |  | Field Not Required |  |  | #N/A | Field Not Required |  |  | #N/A | Field Not Required |  |  | #N/A | Field Not Required |  |  |  | OSH | MBLG | RMINT | RMINT | RMINT | #VALUE! | MBLG-RMINT | OSH-MBLG-RMINT | OSH-MBLG-RMINT-RMINT- | Oshawa | Main Building | Room Interior_1 | Room Interior__ | Room Interior |  |  |  | #N/A | L-OSHMF- | [6 empty] | 354327.1689 | 4858446.2854 | MX_Common_BRT |  | 0 |  | MX_Common_BRT- |  | ; ; | ; Oshawa; |  | #REF!
[15 empty] | #N/A |  | #N/A |  | #N/A | Field Not Required |  |  | #N/A | Field Not Required |  |  | #N/A | Field Not Required |  |  | #N/A | Field Not Required |  |  | #N/A | Field Not Required |  |  | #N/A | Field Not Required |  |  |  | Field Not Required |  |  | #N/A | Field Not Required |  |  | #N/A | Field Not Required |  |  | #N/A | Field Not Required |  |  |  | #N/A | #N/A | #VALUE! | #VALUE! | #VALUE! | #VALUE! | #N/A | #N/A | #VALUE! | [8 empty] | #N/A | L-- | [6 empty] | #N/A | #N/A | MX_Common_BRT |  | 0 |  | 0- |  | ; ; | ; ; |  | #REF!
[15 empty] | #N/A |  | #N/A |  | #N/A | Field Not Required |  |  | #N/A | Field Not Required |  |  | #N/A | Field Not Required |  |  | #N/A | Field Not Required |  |  | #N/A | Field Not Required |  |  | #N/A | Field Not Required |  |  | #N/A | Field Not Required |  |  | #N/A | Field Not Required |  |  | #N/A | Field Not Required |  |  | #N/A | Field Not Required |  |  |  | #N/A | #N/A | #VALUE! | #VALUE! | #VALUE! | #VALUE! | #N/A | #N/A | #VALUE! | [8 empty] | #N/A | L-- | [6 empty] | #N/A | #N/A | MX_Common_BRT |  | 0 |  | 0- |  | ; ; | ; ; |  | #REF!
[15 empty] | #N/A |  | #N/A |  | #N/A | Field Not Required |  |  | #N/A | Field Not Required |  |  | #N/A | Field Not Required |  |  | #N/A | Field Not Required |  |  | #N/A | Field Not Required |  |  | #N/A | Field Not Required |  |  | #N/A | Field Not Required |  |  | #N/A | Field Not Required |  |  | #N/A | Field Not Required |  |  | #N/A | Field Not Required |  |  |  | #N/A | #N/A | #VALUE! | #VALUE! | #VALUE! | #VALUE! | #N/A | #N/A | #VALUE! | [8 empty] | #N/A | L-- | [6 empty] | #N/A | #N/A | MX_Common_BRT |  | 0 |  | 0- |  | ; ; | ; ; |  | #REF!
[15 empty] | #N/A |  | #N/A |  | #N/A | Field Not Required |  |  | #N/A | Field Not Required |  |  | #N/A | Field Not Required |  |  | #N/A | Field Not Required |  |  | #N/A | Field Not Required |  |  | #N/A | Field Not Required |  |  | #N/A | Field Not Required |  |  | #N/A | Field Not Required |  |  | #N/A | Field Not Required |  |  | #N/A | Field Not Required |  |  |  | #N/A | #N/A | #VALUE! | #VALUE! | #VALUE! | #VALUE! | #N/A | #N/A | #VALUE! | [8 empty] | #N/A | L-- | [6 empty] | #N/A | #N/A | MX_Common_BRT |  | 0 |  | 0- |  | ; ; | ; ; |  | #REF!
[15 empty] | #N/A |  | #N/A |  | #N/A | Field Not Required |  |  | #N/A | Field Not Required |  |  | #N/A | Field Not Required |  |  | #N/A | Field Not Required |  |  | #N/A | Field Not Required |  |  | #N/A | Field Not Required |  |  | #N/A | Field Not Required |  |  | #N/A | Field Not Required |  |  | #N/A | Field Not Required |  |  | #N/A | Field Not Required |  |  |  | BRM | MBLG | SRV | BAS | EMS | EMS | MBLG-SRV-BAS | BRM-MBLG-SRV-BAS | BRM-MBLG-SRV-BAS-EMS- | Brampton | Main Building | Services | Building Automation System | Energy Management System | Energy Management System |  |  | #N/A | L-BRMMF- | [6 empty] | 280608.6409 | 4840571.902 | MX_Common_BRT |  | 0 |  | 0- |  | ; ; | ; Brampton; |  | #REF!
[15 empty] | #N/A |  | #N/A |  | #N/A | Field Not Required |  |  | #N/A | Field Not Required |  |  | #N/A | Field Not Required |  |  | #N/A | Field Not Required |  |  | #N/A | Field Not Required |  |  | #N/A | Field Not Required |  |  | #N/A | Field Not Required |  |  | #N/A | Field Not Required |  |  | #N/A | Field Not Required |  |  | #N/A | Field Not Required |  |  |  | #N/A | #N/A | #VALUE! | #VALUE! | #VALUE! | #VALUE! | #N/A | #N/A | #VALUE! | [8 empty] | #N/A | L-- | [6 empty] | #N/A | #N/A | MX_Common_BRT |  | 0 |  | 0- |  | ; ; | ; ; |  | #REF!
[15 empty] | #N/A |  | #N/A |  | #N/A | Field Not Required |  |  | #N/A | Field Not Required |  |  | #N/A | Field Not Required |  |  | #N/A | Field Not Required |  |  | #N/A | Field Not Required |  |  | #N/A | Field Not Required |  |  | #N/A | Field Not Required |  |  | #N/A | Field Not Required |  |  | #N/A | Field Not Required |  |  | #N/A | Field Not Required |  |  |  | #N/A | #N/A | #VALUE! | #VALUE! | #VALUE! | #VALUE! | #N/A | #N/A | #VALUE! | [8 empty] | #N/A | L-- | [6 empty] | #N/A | #N/A | MX_Common_BRT |  | 0 |  | 0- |  | ; ; | ; ; |  | #REF!
[15 empty] | #N/A |  | #N/A |  | #N/A | Field Not Required |  |  | #N/A | Field Not Required |  |  | #N/A | Field Not Required |  |  | #N/A | Field Not Required |  |  | #N/A | Field Not Required |  |  | #N/A | Field Not Required |  |  | #N/A | Field Not Required |  |  | #N/A | Field Not Required |  |  | #N/A | Field Not Required |  |  | #N/A | Field Not Required |  |  |  | #N/A | #N/A | #VALUE! | #VALUE! | #VALUE! | #VALUE! | #N/A | #N/A | #VALUE! | [8 empty] | #N/A | L-- | [6 empty] | #N/A | #N/A | MX_Common_BRT |  | 0 |  | 0- |  | ; ; | ; ; |  | #REF!
[15 empty] | #N/A |  | #N/A |  | #N/A | Field Not Required |  |  | #N/A | Field Not Required |  |  | #N/A | Field Not Required |  |  | #N/A | Field Not Required |  |  | #N/A | Field Not Required |  |  | #N/A | Field Not Required |  |  | #N/A | Field Not Required |  |  | #N/A | Field Not Required |  |  | #N/A | Field Not Required |  |  | #N/A | Field Not Required |  |  |  | #N/A | #N/A | #VALUE! | #VALUE! | #VALUE! | #VALUE! | #N/A | #N/A | #VALUE! | [8 empty] | #N/A | L-- | [6 empty] | #N/A | #N/A | MX_Common_BRT |  | 0 |  | 0- |  | ; ; | ; ; |  | #REF!
[15 empty] | #N/A |  | #N/A |  | #N/A | Field Not Required |  |  | #N/A | Field Not Required |  |  | #N/A | Field Not Required |  |  | #N/A | Field Not Required |  |  | #N/A | Field Not Required |  |  | #N/A | Field Not Required |  |  | #N/A | Field Not Required |  |  | #N/A | Field Not Required |  |  | #N/A | Field Not Required |  |  | #N/A | Field Not Required |  |  |  | #N/A | #N/A | #VALUE! | #VALUE! | #VALUE! | #VALUE! | #N/A | #N/A | #VALUE! | [8 empty] | #N/A | L-- | [6 empty] | #N/A | #N/A | MX_Common_BRT |  | 0 |  | 0- |  | ; ; | ; ; |  | #REF!
[15 empty] | #N/A |  | #N/A |  | #N/A | Field Not Required |  |  | #N/A | Field Not Required |  |  | #N/A | Field Not Required |  |  | #N/A | Field Not Required |  |  | #N/A | Field Not Required |  |  | #N/A | Field Not Required |  |  | #N/A | Field Not Required |  |  | #N/A | Field Not Required |  |  | #N/A | Field Not Required |  |  | #N/A | Field Not Required |  |  |  | #N/A | #N/A | #VALUE! | #VALUE! | #VALUE! | #VALUE! | #N/A | #N/A | #VALUE! | [8 empty] | #N/A | L-- | [6 empty] | #N/A | #N/A | MX_Common_BRT |  | 0 |  | 0- |  | ; ; | ; ; |  | #REF!
[15 empty] | #N/A |  | #N/A |  | #N/A | Field Not Required |  |  | #N/A | Field Not Required |  |  | #N/A | Field Not Required |  |  | #N/A | Field Not Required |  |  | #N/A | Field Not Required |  |  | #N/A | Field Not Required |  |  | #N/A | Field Not Required |  |  | #N/A | Field Not Required |  |  | #N/A | Field Not Required |  |  | #N/A | Field Not Required |  |  |  | #N/A | #N/A | #VALUE! | #VALUE! | #VALUE! | #VALUE! | #N/A | #N/A | #VALUE! | [8 empty] | #N/A | L-- | [6 empty] | #N/A | #N/A | MX_Common_BRT |  | 0 |  | 0- |  | ; ; | ; ; |  | #REF!
[15 empty] | #N/A |  | #N/A |  | #N/A | Field Not Required |  |  | #N/A | Field Not Required |  |  | #N/A | Field Not Required |  |  | #N/A | Field Not Required |  |  | #N/A | Field Not Required |  |  | #N/A | Field Not Required |  |  | #N/A | Field Not Required |  |  | #N/A | Field Not Required |  |  | #N/A | Field Not Required |  |  | #N/A | Field Not Required |  |  |  | #N/A | #N/A | #VALUE! | #VALUE! | #VALUE! | #VALUE! | #N/A | #N/A | #VALUE! | [8 empty] | #N/A | L-- | [6 empty] | #N/A | #N/A | MX_Common_BRT |  | 0 |  | 0- |  | ; ; | ; ; |  | #REF!
[15 empty] | #N/A |  | #N/A |  | #N/A | Field Not Required |  |  | #N/A | Field Not Required |  |  | #N/A | Field Not Required |  |  | #N/A | Field Not Required |  |  | #N/A | Field Not Required |  |  | #N/A | Field Not Required |  |  | #N/A | Field Not Required |  |  | #N/A | Field Not Required |  |  | #N/A | Field Not Required |  |  | #N/A | Field Not Required |  |  |  | #N/A | #N/A | #VALUE! | #VALUE! | #VALUE! | #VALUE! | #N/A | #N/A | #VALUE! | [8 empty] | #N/A | L-- | [6 empty] | #N/A | #N/A | MX_Common_BRT |  | 0 |  | 0- |  | ; ; | ; ; |  | #REF!
[15 empty] | #N/A |  | #N/A |  | #N/A | Field Not Required |  |  | #N/A | Field Not Required |  |  | #N/A | Field Not Required |  |  | #N/A | Field Not Required |  |  | #N/A | Field Not Required |  |  | #N/A | Field Not Required |  |  | #N/A | Field Not Required |  |  | #N/A | Field Not Required |  |  | #N/A | Field Not Required |  |  | #N/A | Field Not Required |  |  |  | #N/A | #N/A | #VALUE! | #VALUE! | #VALUE! | #VALUE! | #N/A | #N/A | #VALUE! | [8 empty] | #N/A | L-- | [6 empty] | #N/A | #N/A | MX_Common_BRT |  | 0 |  | 0- |  | ; ; | ; ; |  | #REF!
[15 empty] | #N/A |  | #N/A |  | #N/A | Field Not Required |  |  | #N/A | Field Not Required |  |  | #N/A | Field Not Required |  |  | #N/A | Field Not Required |  |  | #N/A | Field Not Required |  |  | #N/A | Field Not Required |  |  | #N/A | Field Not Required |  |  | #N/A | Field Not Required |  |  | #N/A | Field Not Required |  |  | #N/A | Field Not Required |  |  |  | #N/A | #N/A | #VALUE! | #VALUE! | #VALUE! | #VALUE! | #N/A | #N/A | #VALUE! | [8 empty] | #N/A | L-- | [6 empty] | #N/A | #N/A | MX_Common_BRT |  | 0 |  | 0- |  | ; ; | ; ; |  | #REF!
[15 empty] | #N/A |  | #N/A |  | #N/A | Field Not Required |  |  | #N/A | Field Not Required |  |  | #N/A | Field Not Required |  |  | #N/A | Field Not Required |  |  | #N/A | Field Not Required |  |  | #N/A | Field Not Required |  |  | #N/A | Field Not Required |  |  | #N/A | Field Not Required |  |  | #N/A | Field Not Required |  |  | #N/A | Field Not Required |  |  |  | #N/A | #N/A | #VALUE! | #VALUE! | #VALUE! | #VALUE! | #N/A | #N/A | #VALUE! | [8 empty] | #N/A | L-- | [6 empty] | #N/A | #N/A | MX_Common_BRT |  | 0 |  | 0- |  | ; ; | ; ; |  | #REF!
[15 empty] | #N/A |  | #N/A |  | #N/A | Field Not Required |  |  | #N/A | Field Not Required |  |  | #N/A | Field Not Required |  |  | #N/A | Field Not Required |  |  | #N/A | Field Not Required |  |  | #N/A | Field Not Required |  |  | #N/A | Field Not Required |  |  | #N/A | Field Not Required |  |  | #N/A | Field Not Required |  |  | #N/A | Field Not Required |  |  |  | #N/A | #N/A | #VALUE! | #VALUE! | #VALUE! | #VALUE! | #N/A | #N/A | #VALUE! | [8 empty] | #N/A | L-- | [6 empty] | #N/A | #N/A | MX_Common_BRT |  | 0 |  | 0- |  | ; ; | ; ; |  | #REF!
[15 empty] | #N/A |  | #N/A |  | #N/A | Field Not Required |  |  | #N/A | Field Not Required |  |  | #N/A | Field Not Required |  |  | #N/A | Field Not Required |  |  | #N/A | Field Not Required |  |  | #N/A | Field Not Required |  |  | #N/A | Field Not Required |  |  | #N/A | Field Not Required |  |  | #N/A | Field Not Required |  |  | #N/A | Field Not Required |  |  |  | #N/A | #N/A | #VALUE! | #VALUE! | #VALUE! | #VALUE! | #N/A | #N/A | #VALUE! | [8 empty] | #N/A | L-- | [6 empty] | #N/A | #N/A | MX_Common_BRT |  | 0 |  | 0- |  | ; ; | ; ; |  | #REF!
[15 empty] | #N/A |  | #N/A |  | #N/A | Field Not Required |  |  | #N/A | Field Not Required |  |  | #N/A | Field Not Required |  |  | #N/A | Field Not Required |  |  | #N/A | Field Not Required |  |  | #N/A | Field Not Required |  |  | #N/A | Field Not Required |  |  | #N/A | Field Not Required |  |  | #N/A | Field Not Required |  |  | #N/A | Field Not Required |  |  |  | #N/A | #N/A | #VALUE! | #VALUE! | #VALUE! | #VALUE! | #N/A | #N/A | #VALUE! | [8 empty] | #N/A | L-- | [6 empty] | #N/A | #N/A | MX_Common_BRT |  | 0 |  | 0- |  | ; ; | ; ; |  | #REF!
[15 empty] | #N/A |  | #N/A |  | #N/A | Field Not Required |  |  | #N/A | Field Not Required |  |  | #N/A | Field Not Required |  |  | #N/A | Field Not Required |  |  | #N/A | Field Not Required |  |  | #N/A | Field Not Required |  |  | #N/A | Field Not Required |  |  | #N/A | Field Not Required |  |  | #N/A | Field Not Required |  |  | #N/A | Field Not Required |  |  |  | #N/A | #N/A | #VALUE! | #VALUE! | #VALUE! | #VALUE! | #N/A | #N/A | #VALUE! | [8 empty] | #N/A | L-- | [6 empty] | #N/A | #N/A | MX_Common_BRT |  | 0 |  | 0- |  | ; ; | ; ; |  | #REF!
[15 empty] | #N/A |  | #N/A |  | #N/A | Field Not Required |  |  | #N/A | Field Not Required |  |  | #N/A | Field Not Required |  |  | #N/A | Field Not Required |  |  | #N/A | Field Not Required |  |  | #N/A | Field Not Required |  |  | #N/A | Field Not Required |  |  | #N/A | Field Not Required |  |  | #N/A | Field Not Required |  |  | #N/A | Field Not Required |  |  |  | #N/A | #N/A | #VALUE! | #VALUE! | #VALUE! | #VALUE! | #N/A | #N/A | #VALUE! | [8 empty] | #N/A | L-- | [6 empty] | #N/A | #N/A | MX_Common_BRT |  | 0 |  | 0- |  | ; ; | ; ; |  | #REF!
[15 empty] | #N/A |  | #N/A |  | #N/A | Field Not Required |  |  | #N/A | Field Not Required |  |  | #N/A | Field Not Required |  |  | #N/A | Field Not Required |  |  | #N/A | Field Not Required |  |  | #N/A | Field Not Required |  |  | #N/A | Field Not Required |  |  | #N/A | Field Not Required |  |  | #N/A | Field Not Required |  |  | #N/A | Field Not Required |  |  |  | #N/A | #N/A | #VALUE! | #VALUE! | #VALUE! | #VALUE! | #N/A | #N/A | #VALUE! | [8 empty] | #N/A | L-- | [6 empty] | #N/A | #N/A | MX_Common_BRT |  | 0 |  | 0- |  | ; ; | ; ; |  | #REF!
[15 empty] | #N/A |  | #N/A |  | #N/A | Field Not Required |  |  | #N/A | Field Not Required |  |  | #N/A | Field Not Required |  |  | #N/A | Field Not Required |  |  | #N/A | Field Not Required |  |  | #N/A | Field Not Required |  |  | #N/A | Field Not Required |  |  | #N/A | Field Not Required |  |  | #N/A | Field Not Required |  |  | #N/A | Field Not Required |  |  |  | #N/A | #N/A | #VALUE! | #VALUE! | #VALUE! | #VALUE! | #N/A | #N/A | #VALUE! | [8 empty] | #N/A | L-- | [6 empty] | #N/A | #N/A | MX_Common_BRT |  | 0 |  | 0- |  | ; ; | ; ; |  | #REF!
[15 empty] | #N/A |  | #N/A |  | #N/A | Field Not Required |  |  | #N/A | Field Not Required |  |  | #N/A | Field Not Required |  |  | #N/A | Field Not Required |  |  | #N/A | Field Not Required |  |  | #N/A | Field Not Required |  |  | #N/A | Field Not Required |  |  | #N/A | Field Not Required |  |  | #N/A | Field Not Required |  |  | #N/A | Field Not Required |  |  |  | #N/A | #N/A | #VALUE! | #VALUE! | #VALUE! | #VALUE! | #N/A | #N/A | #VALUE! | [8 empty] | #N/A | L-- | [6 empty] | #N/A | #N/A | MX_Common_BRT |  | 0 |  | 0- |  | ; ; | ; ; |  | #REF!
[15 empty] | #N/A |  | #N/A |  | #N/A | Field Not Required |  |  | #N/A | Field Not Required |  |  | #N/A | Field Not Required |  |  | #N/A | Field Not Required |  |  | #N/A | Field Not Required |  |  | #N/A | Field Not Required |  |  | #N/A | Field Not Required |  |  | #N/A | Field Not Required |  |  | #N/A | Field Not Required |  |  | #N/A | Field Not Required |  |  |  | #N/A | #N/A | #VALUE! | #VALUE! | #VALUE! | #VALUE! | #N/A | #N/A | #VALUE! | [8 empty] | #N/A | L-- | [6 empty] | #N/A | #N/A | MX_Common_BRT |  | 0 |  | 0- |  | ; ; | ; ; |  | #REF!
[15 empty] | #N/A |  | #N/A |  | #N/A | Field Not Required |  |  | #N/A | Field Not Required |  |  | #N/A | Field Not Required |  |  | #N/A | Field Not Required |  |  | #N/A | Field Not Required |  |  | #N/A | Field Not Required |  |  | #N/A | Field Not Required |  |  | #N/A | Field Not Required |  |  | #N/A | Field Not Required |  |  | #N/A | Field Not Required |  |  |  | #N/A | #N/A | #VALUE! | #VALUE! | #VALUE! | #VALUE! | #N/A | #N/A | #VALUE! | [8 empty] | #N/A | L-- | [6 empty] | #N/A | #N/A | MX_Common_BRT |  | 0 |  | 0- |  | ; ; | ; ; |  | #REF!
[15 empty] | #N/A |  | #N/A |  | #N/A | Field Not Required |  |  | #N/A | Field Not Required |  |  | #N/A | Field Not Required |  |  | #N/A | Field Not Required |  |  | #N/A | Field Not Required |  |  | #N/A | Field Not Required |  |  | #N/A | Field Not Required |  |  | #N/A | Field Not Required |  |  | #N/A | Field Not Required |  |  | #N/A | Field Not Required |  |  |  | #N/A | #N/A | #VALUE! | #VALUE! | #VALUE! | #VALUE! | #N/A | #N/A | #VALUE! | [8 empty] | #N/A | L-- | [6 empty] | #N/A | #N/A | MX_Common_BRT |  | 0 |  | 0- |  | ; ; | ; ; |  | #REF!
[15 empty] | #N/A |  | #N/A |  | #N/A | Field Not Required |  |  | #N/A | Field Not Required |  |  | #N/A | Field Not Required |  |  | #N/A | Field Not Required |  |  | #N/A | Field Not Required |  |  | #N/A | Field Not Required |  |  | #N/A | Field Not Required |  |  | #N/A | Field Not Required |  |  | #N/A | Field Not Required |  |  | #N/A | Field Not Required |  |  |  | #N/A | #N/A | #VALUE! | #VALUE! | #VALUE! | #VALUE! | #N/A | #N/A | #VALUE! | [8 empty] | #N/A | L-- | [6 empty] | #N/A | #N/A | MX_Common_BRT |  | 0 |  | 0- |  | ; ; | ; ; |  | #REF!
[15 empty] | #N/A |  | #N/A |  | #N/A | Field Not Required |  |  | #N/A | Field Not Required |  |  | #N/A | Field Not Required |  |  | #N/A | Field Not Required |  |  | #N/A | Field Not Required |  |  | #N/A | Field Not Required |  |  | #N/A | Field Not Required |  |  | #N/A | Field Not Required |  |  | #N/A | Field Not Required |  |  | #N/A | Field Not Required |  |  |  | #N/A | #N/A | #VALUE! | #VALUE! | #VALUE! | #VALUE! | #N/A | #N/A | #VALUE! | [8 empty] | #N/A | L-- | [6 empty] | #N/A | #N/A | MX_Common_BRT |  | 0 |  | 0- |  | ; ; | ; ; |  | #REF!
[15 empty] | #N/A |  | #N/A |  | #N/A | Field Not Required |  |  | #N/A | Field Not Required |  |  | #N/A | Field Not Required |  |  | #N/A | Field Not Required |  |  | #N/A | Field Not Required |  |  | #N/A | Field Not Required |  |  | #N/A | Field Not Required |  |  | #N/A | Field Not Required |  |  | #N/A | Field Not Required |  |  | #N/A | Field Not Required |  |  |  | #N/A | #N/A | #VALUE! | #VALUE! | #VALUE! | #VALUE! | #N/A | #N/A | #VALUE! | [8 empty] | #N/A | L-- | [6 empty] | #N/A | #N/A | MX_Common_BRT |  | 0 |  | 0- |  | ; ; | ; ; |  | #REF!
[15 empty] | #N/A |  | #N/A |  | #N/A | Field Not Required |  |  | #N/A | Field Not Required |  |  | #N/A | Field Not Required |  |  | #N/A | Field Not Required |  |  | #N/A | Field Not Required |  |  | #N/A | Field Not Required |  |  | #N/A | Field Not Required |  |  | #N/A | Field Not Required |  |  | #N/A | Field Not Required |  |  | #N/A | Field Not Required |  |  |  | #N/A | #N/A | #VALUE! | #VALUE! | #VALUE! | #VALUE! | #N/A | #N/A | #VALUE! | [8 empty] | #N/A | L-- | [6 empty] | #N/A | #N/A | MX_Common_BRT |  | 0 |  | 0- |  | ; ; | ; ; |  | #REF!
[15 empty] | #N/A |  | #N/A |  | #N/A | Field Not Required |  |  | #N/A | Field Not Required |  |  | #N/A | Field Not Required |  |  | #N/A | Field Not Required |  |  | #N/A | Field Not Required |  |  | #N/A | Field Not Required |  |  | #N/A | Field Not Required |  |  | #N/A | Field Not Required |  |  | #N/A | Field Not Required |  |  | #N/A | Field Not Required |  |  |  | #N/A | #N/A | #VALUE! | #VALUE! | #VALUE! | #VALUE! | #N/A | #N/A | #VALUE! | [8 empty] | #N/A | L-- | [6 empty] | #N/A | #N/A | MX_Common_BRT |  | 0 |  | 0- |  | ; ; | ; ; |  | #REF!
[15 empty] | #N/A |  | #N/A |  | #N/A | Field Not Required |  |  | #N/A | Field Not Required |  |  | #N/A | Field Not Required |  |  | #N/A | Field Not Required |  |  | #N/A | Field Not Required |  |  | #N/A | Field Not Required |  |  | #N/A | Field Not Required |  |  | #N/A | Field Not Required |  |  | #N/A | Field Not Required |  |  | #N/A | Field Not Required |  |  |  | #N/A | #N/A | #VALUE! | #VALUE! | #VALUE! | #VALUE! | #N/A | #N/A | #VALUE! | [8 empty] | #N/A | L-- | [6 empty] | #N/A | #N/A | MX_Common_BRT |  | 0 |  | 0- |  | ; ; | ; ; |  | #REF!
[15 empty] | #N/A |  | #N/A |  | #N/A | Field Not Required |  |  | #N/A | Field Not Required |  |  | #N/A | Field Not Required |  |  | #N/A | Field Not Required |  |  | #N/A | Field Not Required |  |  | #N/A | Field Not Required |  |  | #N/A | Field Not Required |  |  | #N/A | Field Not Required |  |  | #N/A | Field Not Required |  |  | #N/A | Field Not Required |  |  |  | #N/A | #N/A | #VALUE! | #VALUE! | #VALUE! | #VALUE! | #N/A | #N/A | #VALUE! | [8 empty] | #N/A | L-- | [6 empty] | #N/A | #N/A | MX_Common_BRT |  | 0 |  | 0- |  | ; ; | ; ; |  | #REF!
[15 empty] | #N/A |  | #N/A |  | #N/A | Field Not Required |  |  | #N/A | Field Not Required |  |  | #N/A | Field Not Required |  |  | #N/A | Field Not Required |  |  | #N/A | Field Not Required |  |  | #N/A | Field Not Required |  |  | #N/A | Field Not Required |  |  | #N/A | Field Not Required |  |  | #N/A | Field Not Required |  |  | #N/A | Field Not Required |  |  |  | #N/A | #N/A | #VALUE! | #VALUE! | #VALUE! | #VALUE! | #N/A | #N/A | #VALUE! | [8 empty] | #N/A | L-- | [6 empty] | #N/A | #N/A | MX_Common_BRT |  | 0 |  | 0- |  | ; ; | ; ; |  | #REF!
[15 empty] | #N/A |  | #N/A |  | #N/A | Field Not Required |  |  | #N/A | Field Not Required |  |  | #N/A | Field Not Required |  |  | #N/A | Field Not Required |  |  | #N/A | Field Not Required |  |  | #N/A | Field Not Required |  |  | #N/A | Field Not Required |  |  | #N/A | Field Not Required |  |  | #N/A | Field Not Required |  |  | #N/A | Field Not Required |  |  |  | #N/A | #N/A | #VALUE! | #VALUE! | #VALUE! | #VALUE! | #N/A | #N/A | #VALUE! | [8 empty] | #N/A | L-- | [6 empty] | #N/A | #N/A | MX_Common_BRT |  | 0 |  | 0- |  | ; ; | ; ; |  | #REF!
[15 empty] | #N/A |  | #N/A |  | #N/A | Field Not Required |  |  | #N/A | Field Not Required |  |  | #N/A | Field Not Required |  |  | #N/A | Field Not Required |  |  | #N/A | Field Not Required |  |  | #N/A | Field Not Required |  |  | #N/A | Field Not Required |  |  | #N/A | Field Not Required |  |  | #N/A | Field Not Required |  |  | #N/A | Field Not Required |  |  |  | #N/A | #N/A | #VALUE! | #VALUE! | #VALUE! | #VALUE! | #N/A | #N/A | #VALUE! | [8 empty] | #N/A | L-- | [6 empty] | #N/A | #N/A | MX_Common_BRT |  | 0 |  | 0- |  | ; ; | ; ; |  | #REF!
[15 empty] | #N/A |  | #N/A |  | #N/A | Field Not Required |  |  | #N/A | Field Not Required |  |  | #N/A | Field Not Required |  |  | #N/A | Field Not Required |  |  | #N/A | Field Not Required |  |  | #N/A | Field Not Required |  |  | #N/A | Field Not Required |  |  | #N/A | Field Not Required |  |  | #N/A | Field Not Required |  |  | #N/A | Field Not Required |  |  |  | #N/A | #N/A | #VALUE! | #VALUE! | #VALUE! | #VALUE! | #N/A | #N/A | #VALUE! | [8 empty] | #N/A | L-- | [6 empty] | #N/A | #N/A | MX_Common_BRT |  | 0 |  | 0- |  | ; ; | ; ; |  | #REF!
[15 empty] | #N/A |  | #N/A |  | #N/A | Field Not Required |  |  | #N/A | Field Not Required |  |  | #N/A | Field Not Required |  |  | #N/A | Field Not Required |  |  | #N/A | Field Not Required |  |  | #N/A | Field Not Required |  |  | #N/A | Field Not Required |  |  | #N/A | Field Not Required |  |  | #N/A | Field Not Required |  |  | #N/A | Field Not Required |  |  |  | #N/A | #N/A | #VALUE! | #VALUE! | #VALUE! | #VALUE! | #N/A | #N/A | #VALUE! | [8 empty] | #N/A | L-- | [6 empty] | #N/A | #N/A | MX_Common_BRT |  | 0 |  | 0- |  | ; ; | ; ; |  | #REF!
[15 empty] | #N/A |  | #N/A |  | #N/A | Field Not Required |  |  | #N/A | Field Not Required |  |  | #N/A | Field Not Required |  |  | #N/A | Field Not Required |  |  | #N/A | Field Not Required |  |  | #N/A | Field Not Required |  |  | #N/A | Field Not Required |  |  | #N/A | Field Not Required |  |  | #N/A | Field Not Required |  |  | #N/A | Field Not Required |  |  |  | #N/A | #N/A | #VALUE! | #VALUE! | #VALUE! | #VALUE! | #N/A | #N/A | #VALUE! | [8 empty] | #N/A | L-- | [6 empty] | #N/A | #N/A | MX_Common_BRT |  | 0 |  | 0- |  | ; ; | ; ; |  | #REF!
[15 empty] | #N/A |  | #N/A |  | #N/A | Field Not Required |  |  | #N/A | Field Not Required |  |  | #N/A | Field Not Required |  |  | #N/A | Field Not Required |  |  | #N/A | Field Not Required |  |  | #N/A | Field Not Required |  |  | #N/A | Field Not Required |  |  | #N/A | Field Not Required |  |  | #N/A | Field Not Required |  |  | #N/A | Field Not Required |  |  |  | #N/A | #N/A | #VALUE! | #VALUE! | #VALUE! | #VALUE! | #N/A | #N/A | #VALUE! | [8 empty] | #N/A | L-- | [6 empty] | #N/A | #N/A | MX_Common_BRT |  | 0 |  | 0- |  | ; ; | ; ; |  | #REF!
[15 empty] | #N/A |  | #N/A |  | #N/A | Field Not Required |  |  | #N/A | Field Not Required |  |  | #N/A | Field Not Required |  |  | #N/A | Field Not Required |  |  | #N/A | Field Not Required |  |  | #N/A | Field Not Required |  |  | #N/A | Field Not Required |  |  | #N/A | Field Not Required |  |  | #N/A | Field Not Required |  |  | #N/A | Field Not Required |  |  |  | #N/A | #N/A | #VALUE! | #VALUE! | #VALUE! | #VALUE! | #N/A | #N/A | #VALUE! | [8 empty] | #N/A | L-- | [6 empty] | #N/A | #N/A | MX_Common_BRT |  | 0 |  | 0- |  | ; ; | ; ; |  | #REF!
[15 empty] | #N/A |  | #N/A |  | #N/A | Field Not Required |  |  | #N/A | Field Not Required |  |  | #N/A | Field Not Required |  |  | #N/A | Field Not Required |  |  | #N/A | Field Not Required |  |  | #N/A | Field Not Required |  |  | #N/A | Field Not Required |  |  | #N/A | Field Not Required |  |  | #N/A | Field Not Required |  |  | #N/A | Field Not Required |  |  |  | #N/A | #N/A | #VALUE! | #VALUE! | #VALUE! | #VALUE! | #N/A | #N/A | #VALUE! | [8 empty] | #N/A | L-- | [6 empty] | #N/A | #N/A | MX_Common_BRT |  | 0 |  | 0- |  | ; ; | ; ; |  | #REF!
[15 empty] | #N/A |  | #N/A |  | #N/A | Field Not Required |  |  | #N/A | Field Not Required |  |  | #N/A | Field Not Required |  |  | #N/A | Field Not Required |  |  | #N/A | #N/A |  |  | #N/A | Field Not Required |  |  | #N/A | Field Not Required |  |  | #N/A | Field Not Required |  |  | #N/A | Field Not Required |  |  | #N/A | Field Not Required |  |  |  | #N/A | #N/A | #VALUE! | #VALUE! | #VALUE! | #VALUE! | #N/A | #N/A | #VALUE! | [8 empty] | #N/A | L-- | [6 empty] | #N/A | #N/A | MX_Common_BRT |  | 0 |  | 0- |  | ; ; | ; ; |  | #REF!
[15 empty] | #N/A |  | #N/A |  | #N/A | Field Not Required |  |  | #N/A | Field Not Required |  |  | #N/A | Field Not Required |  |  | #N/A | Field Not Required |  |  | #N/A | Field Not Required |  |  | #N/A | Field Not Required |  |  | #N/A | Field Not Required |  |  | #N/A | Field Not Required |  |  | #N/A | Field Not Required |  |  | #N/A | Field Not Required |  |  |  | #N/A | #N/A | #VALUE! | #VALUE! | #VALUE! | #VALUE! | #N/A | #N/A | #VALUE! | [8 empty] | #N/A | L-- | [6 empty] | #N/A | #N/A | MX_Common_BRT |  | 0 |  | 0- |  | ; ; | ; ; |  | #REF!
[15 empty] | #N/A |  | #N/A |  | #N/A | Field Not Required |  |  | #N/A | Field Not Required |  |  | #N/A | Field Not Required |  |  | #N/A | Field Not Required |  |  | #N/A | Field Not Required |  |  | #N/A | Field Not Required |  |  | #N/A | Field Not Required |  |  | #N/A | Field Not Required |  |  | #N/A | Field Not Required |  |  | #N/A | Field Not Required |  |  |  | #N/A | #N/A | #VALUE! | #VALUE! | #VALUE! | #VALUE! | #N/A | #N/A | #VALUE! | [8 empty] | #N/A | L-- | [6 empty] | #N/A | #N/A | MX_Common_BRT |  | 0 |  | 0- |  | ; ; | ; ; |  | #REF!
[15 empty] | #N/A |  | #N/A |  | #N/A | Field Not Required |  |  | #N/A | Field Not Required |  |  | #N/A | Field Not Required |  |  | #N/A | Field Not Required |  |  | #N/A | Field Not Required |  |  | #N/A | Field Not Required |  |  | #N/A | Field Not Required |  |  | #N/A | Field Not Required |  |  | #N/A | Field Not Required |  |  | #N/A | Field Not Required |  |  |  | #N/A | #N/A | #VALUE! | #VALUE! | #VALUE! | #VALUE! | #N/A | #N/A | #VALUE! | [8 empty] | #N/A | L-- | [6 empty] | #N/A | #N/A | MX_Common_BRT |  | 0 |  | 0- |  | ; ; | ; ; |  | #REF!
[15 empty] | #N/A |  | #N/A |  | #N/A | Field Not Required |  |  | #N/A | Field Not Required |  |  | #N/A | Field Not Required |  |  | #N/A | Field Not Required |  |  | #N/A | Field Not Required |  |  | #N/A | Field Not Required |  |  | #N/A | Field Not Required |  |  | #N/A | Field Not Required |  |  | #N/A | Field Not Required |  |  | #N/A | Field Not Required |  |  |  | #N/A | #N/A | #VALUE! | #VALUE! | #VALUE! | #VALUE! | #N/A | #N/A | #VALUE! | [8 empty] | #N/A | L-- | [6 empty] | #N/A | #N/A | MX_Common_BRT |  | 0 |  | 0- |  | ; ; | ; ; |  | #REF!
[15 empty] | #N/A |  | #N/A |  | #N/A | Field Not Required |  |  | #N/A | Field Not Required |  |  | #N/A | Field Not Required |  |  | #N/A | Field Not Required |  |  | #N/A | Field Not Required |  |  | #N/A | Field Not Required |  |  | #N/A | Field Not Required |  |  | #N/A | Field Not Required |  |  | #N/A | Field Not Required |  |  | #N/A | Field Not Required |  |  |  | #N/A | #N/A | #VALUE! | #VALUE! | #VALUE! | #VALUE! | #N/A | #N/A | #VALUE! | [8 empty] | #N/A | L-- | [6 empty] | #N/A | #N/A | MX_Common_BRT |  | 0 |  | 0- |  | ; ; | ; ; |  | #REF!
[15 empty] | #N/A |  | #N/A |  | #N/A | Field Not Required |  |  | #N/A | Field Not Required |  |  | #N/A | Field Not Required |  |  | #N/A | Field Not Required |  |  | #N/A | Field Not Required |  |  | #N/A | Field Not Required |  |  | #N/A | Field Not Required |  |  | #N/A | Field Not Required |  |  | #N/A | Field Not Required |  |  | #N/A | Field Not Required |  |  |  | #N/A | #N/A | #VALUE! | #VALUE! | #VALUE! | #VALUE! | #N/A | #N/A | #VALUE! | [8 empty] | #N/A | L-- | [6 empty] | #N/A | #N/A | MX_Common_BRT |  | 0 |  | 0- |  | ; ; | ; ; |  | #REF!
[15 empty] | #N/A |  | #N/A |  | #N/A | Field Not Required |  |  | #N/A | Field Not Required |  |  | #N/A | Field Not Required |  |  | #N/A | Field Not Required |  |  | #N/A | Field Not Required |  |  | #N/A | Field Not Required |  |  | #N/A | Field Not Required |  |  | #N/A | Field Not Required |  |  | #N/A | Field Not Required |  |  | #N/A | Field Not Required |  |  |  | #N/A | #N/A | #VALUE! | #VALUE! | #VALUE! | #VALUE! | #N/A | #N/A | #VALUE! | [8 empty] | #N/A | L-- | [6 empty] | #N/A | #N/A | MX_Common_BRT |  | 0 |  | 0- |  | ; ; | ; ; |  | #REF!
[15 empty] | #N/A |  | #N/A |  | #N/A | Field Not Required |  |  | #N/A | Field Not Required |  |  | #N/A | Field Not Required |  |  | #N/A | Field Not Required |  |  | #N/A | Field Not Required |  |  | #N/A | Field Not Required |  |  | #N/A | Field Not Required |  |  | #N/A | Field Not Required |  |  | #N/A | Field Not Required |  |  | #N/A | Field Not Required |  |  |  | #N/A | #N/A | #VALUE! | #VALUE! | #VALUE! | #VALUE! | #N/A | #N/A | #VALUE! | [8 empty] | #N/A | L-- | [6 empty] | #N/A | #N/A | MX_Common_BRT |  | 0 |  | 0- |  | ; ; | ; ; |  | #REF!
[15 empty] | #N/A |  | #N/A |  | #N/A | Field Not Required |  |  | #N/A | Field Not Required |  |  | #N/A | Field Not Required |  |  | #N/A | Field Not Required |  |  | #N/A | Field Not Required |  |  | #N/A | Field Not Required |  |  | #N/A | Field Not Required |  |  | #N/A | Field Not Required |  |  | #N/A | Field Not Required |  |  | #N/A | Field Not Required |  |  |  | #N/A | #N/A | #VALUE! | #VALUE! | #VALUE! | #VALUE! | #N/A | #N/A | #VALUE! | [8 empty] | #N/A | L-- | [6 empty] | #N/A | #N/A | MX_Common_BRT |  | 0 |  | 0- |  | ; ; | ; ; |  | #REF!
[15 empty] | #N/A |  | #N/A |  | #N/A | Field Not Required |  |  | #N/A | Field Not Required |  |  | #N/A | Field Not Required |  |  | #N/A | Field Not Required |  |  | #N/A | Field Not Required |  |  | #N/A | Field Not Required |  |  | #N/A | Field Not Required |  |  | #N/A | Field Not Required |  |  | #N/A | Field Not Required |  |  | #N/A | Field Not Required |  |  |  | #N/A | #N/A | #VALUE! | #VALUE! | #VALUE! | #VALUE! | #N/A | #N/A | #VALUE! | [8 empty] | #N/A | L-- | [6 empty] | #N/A | #N/A | MX_Common_BRT |  | 0 |  | 0- |  | ; ; | ; ; |  | #REF!
[15 empty] | #N/A |  | #N/A |  | #N/A | Field Not Required |  |  | #N/A | Field Not Required |  |  | #N/A | Field Not Required |  |  | #N/A | Field Not Required |  |  | #N/A | Field Not Required |  |  | #N/A | Field Not Required |  |  | #N/A | Field Not Required |  |  | #N/A | Field Not Required |  |  | #N/A | Field Not Required |  |  | #N/A | Field Not Required |  |  |  | #N/A | #N/A | #VALUE! | #VALUE! | #VALUE! | #VALUE! | #N/A | #N/A | #VALUE! | [8 empty] | #N/A | L-- | [6 empty] | #N/A | #N/A | MX_Common_BRT |  | 0 |  | 0- |  | ; ; | ; ; |  | #REF!
[15 empty] | #N/A |  | #N/A |  | #N/A | Field Not Required |  |  | #N/A | Field Not Required |  |  | #N/A | Field Not Required |  |  | #N/A | Field Not Required |  |  | #N/A | Field Not Required |  |  | #N/A | Field Not Required |  |  | #N/A | Field Not Required |  |  | #N/A | Field Not Required |  |  | #N/A | Field Not Required |  |  | #N/A | Field Not Required |  |  |  | #N/A | #N/A | #VALUE! | #VALUE! | #VALUE! | #VALUE! | #N/A | #N/A | #VALUE! | [8 empty] | #N/A | L-- | [6 empty] | #N/A | #N/A | MX_Common_BRT |  | 0 |  | 0- |  | ; ; | ; ; |  | #REF!
[15 empty] | #N/A |  | #N/A |  | #N/A | Field Not Required |  |  | #N/A | Field Not Required |  |  | #N/A | Field Not Required |  |  | #N/A | Field Not Required |  |  | #N/A | Field Not Required |  |  | #N/A | Field Not Required |  |  | #N/A | Field Not Required |  |  | #N/A | Field Not Required |  |  | #N/A | Field Not Required |  |  | #N/A | Field Not Required |  |  |  | #N/A | #N/A | #VALUE! | #VALUE! | #VALUE! | #VALUE! | #N/A | #N/A | #VALUE! | [8 empty] | #N/A | L-- | [6 empty] | #N/A | #N/A | MX_Common_BRT |  | 0 |  | 0- |  | ; ; | ; ; |  | #REF!
[15 empty] | #N/A |  | #N/A |  | #N/A | Field Not Required |  |  | #N/A | Field Not Required |  |  | #N/A | Field Not Required |  |  | #N/A | Field Not Required |  |  | #N/A | Field Not Required |  |  | #N/A | Field Not Required |  |  | #N/A | Field Not Required |  |  | #N/A | Field Not Required |  |  | #N/A | Field Not Required |  |  | #N/A | Field Not Required |  |  |  | #N/A | #N/A | #VALUE! | #VALUE! | #VALUE! | #VALUE! | #N/A | #N/A | #VALUE! | [8 empty] | #N/A | L-- | [6 empty] | #N/A | #N/A | MX_Common_BRT |  | 0 |  | 0- |  | ; ; | ; ; |  | #REF!
[15 empty] | #N/A |  | #N/A |  | #N/A | Field Not Required |  |  | #N/A | Field Not Required |  |  | #N/A | Field Not Required |  |  | #N/A | Field Not Required |  |  | #N/A | Field Not Required |  |  | #N/A | Field Not Required |  |  | #N/A | Field Not Required |  |  | #N/A | Field Not Required |  |  | #N/A | Field Not Required |  |  | #N/A | Field Not Required |  |  |  | #N/A | #N/A | #VALUE! | #VALUE! | #VALUE! | #VALUE! | #N/A | #N/A | #VALUE! | [8 empty] | #N/A | L-- | [6 empty] | #N/A | #N/A | MX_Common_BRT |  | 0 |  | 0- |  | ; ; | ; ; |  | #REF!
[15 empty] | #N/A |  | #N/A |  | #N/A | Field Not Required |  |  | #N/A | Field Not Required |  |  | #N/A | Field Not Required |  |  | #N/A | Field Not Required |  |  | #N/A | Field Not Required |  |  | #N/A | Field Not Required |  |  | #N/A | Field Not Required |  |  | #N/A | Field Not Required |  |  | #N/A | Field Not Required |  |  | #N/A | Field Not Required |  |  |  | #N/A | #N/A | #VALUE! | #VALUE! | #VALUE! | #VALUE! | #N/A | #N/A | #VALUE! | [8 empty] | #N/A | L-- | [6 empty] | #N/A | #N/A | MX_Common_BRT |  | 0 |  | 0- |  | ; ; | ; ; |  | #REF!
[15 empty] | #N/A |  | #N/A |  | #N/A | Field Not Required |  |  | #N/A | Field Not Required |  |  | #N/A | Field Not Required |  |  | #N/A | Field Not Required |  |  | #N/A | Field Not Required |  |  | #N/A | Field Not Required |  |  | #N/A | Field Not Required |  |  | #N/A | Field Not Required |  |  | #N/A | Field Not Required |  |  | #N/A | Field Not Required |  |  |  | #N/A | #N/A | #VALUE! | #VALUE! | #VALUE! | #VALUE! | #N/A | #N/A | #VALUE! | [8 empty] | #N/A | L-- | [6 empty] | #N/A | #N/A | MX_Common_BRT |  | 0 |  | 0- |  | ; ; | ; ; |  | #REF!
[15 empty] | #N/A |  | #N/A |  | #N/A | Field Not Required |  |  | #N/A | Field Not Required |  | 17 | #N/A | Field Not Required |  |  | #N/A | Field Not Required |  |  | #N/A | Field Not Required |  |  | #N/A | Field Not Required |  |  | #N/A | Field Not Required |  |  | #N/A | Field Not Required |  |  | #N/A | Field Not Required |  |  | #N/A | Field Not Required |  |  |  | #N/A | #N/A | #VALUE! | #VALUE! | #VALUE! | #VALUE! | #N/A | #N/A | #VALUE! | [8 empty] | #N/A | L-- | [6 empty] | #N/A | #N/A | MX_Common_BRT |  | 0 |  | 0- |  | ; ; | ; ; |  | #REF!
[15 empty] | #N/A |  | #N/A |  | #N/A | Field Not Required |  |  | #N/A | Field Not Required |  |  | #N/A | Field Not Required |  |  | #N/A | Field Not Required |  |  | #N/A | Field Not Required |  |  | #N/A | Field Not Required |  |  | #N/A | Field Not Required |  |  | #N/A | Field Not Required |  |  | #N/A | Field Not Required |  |  | #N/A | Field Not Required |  |  |  | #N/A | #N/A | #VALUE! | #VALUE! | #VALUE! | #VALUE! | #N/A | #N/A | #VALUE! | [8 empty] | #N/A | L-- | [6 empty] | #N/A | #N/A | MX_Common_BRT |  | 0 |  | 0- |  | ; ; | ; ; |  | #REF!
[15 empty] | #N/A |  | #N/A |  | #N/A | Field Not Required |  |  | #N/A | Field Not Required |  |  | #N/A | Field Not Required |  |  | #N/A | Field Not Required |  |  | #N/A | Field Not Required |  |  | #N/A | Field Not Required |  |  | #N/A | Field Not Required |  |  | #N/A | Field Not Required |  |  | #N/A | Field Not Required |  |  | #N/A | Field Not Required |  |  |  | #N/A | #N/A | #VALUE! | #VALUE! | #VALUE! | #VALUE! | #N/A | #N/A | #VALUE! | [8 empty] | #N/A | L-- | [6 empty] | #N/A | #N/A | MX_Common_BRT |  | 0 |  | 0- |  | ; ; | ; ; |  | #REF!
[15 empty] | #N/A |  | #N/A |  | #N/A | Field Not Required |  |  | #N/A | Field Not Required |  |  | #N/A | Field Not Required |  |  | #N/A | Field Not Required |  |  | #N/A | Field Not Required |  |  | #N/A | Field Not Required |  |  | #N/A | Field Not Required |  |  | #N/A | Field Not Required |  |  | #N/A | Field Not Required |  |  | #N/A | Field Not Required |  |  |  | #N/A | #N/A | #VALUE! | #VALUE! | #VALUE! | #VALUE! | #N/A | #N/A | #VALUE! | [8 empty] | #N/A | L-- | [6 empty] | #N/A | #N/A | MX_Common_BRT |  | 0 |  | 0- |  | ; ; | ; ; |  | #REF!
[15 empty] | #N/A |  | #N/A |  | #N/A | Field Not Required |  |  | #N/A | Field Not Required |  |  | #N/A | Field Not Required |  |  | #N/A | Field Not Required |  |  | #N/A | Field Not Required |  |  | #N/A | Field Not Required |  |  | #N/A | Field Not Required |  |  | #N/A | Field Not Required |  |  | #N/A | Field Not Required |  |  | #N/A | Field Not Required |  |  |  | #N/A | #N/A | #VALUE! | #VALUE! | #VALUE! | #VALUE! | #N/A | #N/A | #VALUE! | [8 empty] | #N/A | L-- | [6 empty] | #N/A | #N/A | MX_Common_BRT |  | 0 |  | 0- |  | ; ; | ; ; |  | #REF!
[15 empty] | #N/A |  | #N/A |  | #N/A | Field Not Required |  |  | #N/A | Field Not Required |  |  | #N/A | Field Not Required |  |  | #N/A | Field Not Required |  |  | #N/A | Field Not Required |  |  | #N/A | Field Not Required |  |  | #N/A | Field Not Required |  |  | #N/A | Field Not Required |  |  | #N/A | Field Not Required |  |  | #N/A | Field Not Required |  |  |  | #N/A | #N/A | #VALUE! | #VALUE! | #VALUE! | #VALUE! | #N/A | #N/A | #VALUE! | [8 empty] | #N/A | L-- | [6 empty] | #N/A | #N/A | MX_Common_BRT |  | 0 |  | 0- |  | ; ; | ; ; |  | #REF!
[15 empty] | #N/A |  | #N/A |  | #N/A | Field Not Required |  |  | #N/A | Field Not Required |  |  | #N/A | Field Not Required |  |  | #N/A | Field Not Required |  |  | #N/A | Field Not Required |  |  | #N/A | Field Not Required |  |  | #N/A | Field Not Required |  |  | #N/A | Field Not Required |  |  | #N/A | Field Not Required |  |  | #N/A | Field Not Required |  |  |  | #N/A | #N/A | #VALUE! | #VALUE! | #VALUE! | #VALUE! | #N/A | #N/A | #VALUE! | [8 empty] | #N/A | L-- | [6 empty] | #N/A | #N/A | MX_Common_BRT |  | 0 |  | 0- |  | ; ; | ; ; |  | #REF!
[15 empty] | #N/A |  | #N/A |  | #N/A | Field Not Required |  |  | #N/A | Field Not Required |  |  | #N/A | Field Not Required |  |  | #N/A | Field Not Required |  |  | #N/A | Field Not Required |  |  | #N/A | Field Not Required |  |  | #N/A | Field Not Required |  |  | #N/A | Field Not Required |  |  | #N/A | Field Not Required |  |  | #N/A | Field Not Required |  |  |  | #N/A | #N/A | #VALUE! | #VALUE! | #VALUE! | #VALUE! | #N/A | #N/A | #VALUE! | [8 empty] | #N/A | L-- | [6 empty] | #N/A | #N/A | MX_Common_BRT |  | 0 |  | 0- |  | ; ; | ; ; |  | #REF!
[15 empty] | #N/A |  | #N/A |  | #N/A | Field Not Required |  |  | #N/A | Field Not Required |  |  | #N/A | Field Not Required |  |  | #N/A | Field Not Required |  |  | #N/A | Field Not Required |  |  | #N/A | Field Not Required |  |  | #N/A | Field Not Required |  |  | #N/A | Field Not Required |  |  | #N/A | Field Not Required |  |  | #N/A | Field Not Required |  |  |  | #N/A | #N/A | #VALUE! | #VALUE! | #VALUE! | #VALUE! | #N/A | #N/A | #VALUE! | [8 empty] | #N/A | L-- | [6 empty] | #N/A | #N/A | MX_Common_BRT |  | 0 |  | 0- |  | ; ; | ; ; |  | #REF!
[15 empty] | #N/A |  | #N/A |  | #N/A | Field Not Required |  |  | #N/A | Field Not Required |  |  | #N/A | Field Not Required |  |  | #N/A | Field Not Required |  |  | #N/A | Field Not Required |  |  | #N/A | Field Not Required |  |  | #N/A | Field Not Required |  |  | #N/A | Field Not Required |  |  | #N/A | Field Not Required |  |  | #N/A | Field Not Required |  |  |  | #N/A | #N/A | #VALUE! | #VALUE! | #VALUE! | #VALUE! | #N/A | #N/A | #VALUE! | [8 empty] | #N/A | L-- | [6 empty] | #N/A | #N/A | MX_Common_BRT |  | 0 |  | 0- |  | ; ; | ; ; |  | #REF!
[15 empty] | #N/A |  | #N/A |  | #N/A | Field Not Required |  |  | #N/A | Field Not Required |  |  | #N/A | Field Not Required |  |  | #N/A | Field Not Required |  |  | #N/A | Field Not Required |  |  | #N/A | Field Not Required |  |  | #N/A | Field Not Required |  |  | #N/A | Field Not Required |  |  | #N/A | Field Not Required |  |  | #N/A | Field Not Required |  |  |  | #N/A | #N/A | #VALUE! | #VALUE! | #VALUE! | #VALUE! | #N/A | #N/A | #VALUE! | [8 empty] | #N/A | L-- | [6 empty] | #N/A | #N/A | MX_Common_BRT |  | 0 |  | 0- |  | ; ; | ; ; |  | #REF!
[15 empty] | #N/A |  | #N/A |  | #N/A | Field Not Required |  |  | #N/A | Field Not Required |  |  | #N/A | Field Not Required |  |  | #N/A | Field Not Required |  |  | #N/A | Field Not Required |  |  | #N/A | Field Not Required |  |  | #N/A | Field Not Required |  |  | #N/A | Field Not Required |  |  | #N/A | Field Not Required |  |  | #N/A | Field Not Required |  |  |  | #N/A | #N/A | #VALUE! | #VALUE! | #VALUE! | #VALUE! | #N/A | #N/A | #VALUE! | [8 empty] | #N/A | L-- | [6 empty] | #N/A | #N/A | MX_Common_BRT |  | 0 |  | 0- |  | ; ; | ; ; |  | #REF!
[15 empty] | #N/A |  | #N/A |  | #N/A | Field Not Required |  |  | #N/A | Field Not Required |  |  | #N/A | Field Not Required |  |  | #N/A | Field Not Required |  |  | #N/A | Field Not Required |  |  | #N/A | Field Not Required |  |  | #N/A | Field Not Required |  |  | #N/A | Field Not Required |  |  | #N/A | Field Not Required |  |  | #N/A | Field Not Required |  |  |  | #N/A | #N/A | #VALUE! | #VALUE! | #VALUE! | #VALUE! | #N/A | #N/A | #VALUE! | [8 empty] | #N/A | L-- | [6 empty] | #N/A | #N/A | MX_Common_BRT |  | 0 |  | 0- |  | ; ; | ; ; |  | #REF!
[15 empty] | #N/A |  | #N/A |  | #N/A | Field Not Required |  |  | #N/A | Field Not Required |  |  | #N/A | Field Not Required |  |  | #N/A | Field Not Required |  |  | #N/A | Field Not Required |  |  | #N/A | Field Not Required |  |  | #N/A | Field Not Required |  |  | #N/A | Field Not Required |  |  | #N/A | Field Not Required |  |  | #N/A | Field Not Required |  |  |  | #N/A | #N/A | #VALUE! | #VALUE! | #VALUE! | #VALUE! | #N/A | #N/A | #VALUE! | [8 empty] | #N/A | L-- | [6 empty] | #N/A | #N/A | MX_Common_BRT |  | 0 |  | 0- |  | ; ; | ; ; |  | #REF!
[15 empty] | #N/A |  | #N/A |  | #N/A | Field Not Required |  |  | #N/A | Field Not Required |  |  | #N/A | Field Not Required |  |  | #N/A | Field Not Required |  |  | #N/A | Field Not Required |  |  | #N/A | Field Not Required |  |  | #N/A | Field Not Required |  |  | #N/A | Field Not Required |  |  | #N/A | Field Not Required |  |  | #N/A | Field Not Required |  |  |  | #N/A | #N/A | #VALUE! | #VALUE! | #VALUE! | #VALUE! | #N/A | #N/A | #VALUE! | [8 empty] | #N/A | L-- | [6 empty] | #N/A | #N/A | MX_Common_BRT |  | 0 |  | 0- |  | ; ; | ; ; |  | #REF!
[15 empty] | #N/A |  | #N/A |  | #N/A | Field Not Required |  |  | #N/A | Field Not Required |  |  | #N/A | Field Not Required |  |  | #N/A | Field Not Required |  |  | #N/A | Field Not Required |  |  | #N/A | Field Not Required |  |  | #N/A | Field Not Required |  |  | #N/A | Field Not Required |  |  | #N/A | Field Not Required |  |  | #N/A | Field Not Required |  |  |  | #N/A | #N/A | #VALUE! | #VALUE! | #VALUE! | #VALUE! | #N/A | #N/A | #VALUE! | [8 empty] | #N/A | L-- | [6 empty] | #N/A | #N/A | MX_Common_BRT |  | 0 |  | 0- |  | ; ; | ; ; |  | #REF!
[15 empty] | #N/A |  | #N/A |  | #N/A | Field Not Required |  |  | #N/A | Field Not Required |  |  | #N/A | Field Not Required |  |  | #N/A | Field Not Required |  |  | #N/A | Field Not Required |  |  | #N/A | Field Not Required |  |  | #N/A | Field Not Required |  |  | #N/A | Field Not Required |  |  | #N/A | Field Not Required |  |  | #N/A | Field Not Required |  |  |  | #N/A | #N/A | #VALUE! | #VALUE! | #VALUE! | #VALUE! | #N/A | #N/A | #VALUE! | [8 empty] | #N/A | L-- | [6 empty] | #N/A | #N/A | MX_Common_BRT |  | 0 |  | 0- |  | ; ; | ; ; |  | #REF!
[15 empty] | #N/A |  | #N/A |  | #N/A | Field Not Required |  |  | #N/A | Field Not Required |  |  | #N/A | Field Not Required |  |  | #N/A | Field Not Required |  |  | #N/A | Field Not Required |  |  | #N/A | Field Not Required |  |  | #N/A | Field Not Required |  |  | #N/A | Field Not Required |  |  | #N/A | Field Not Required |  |  | #N/A | Field Not Required |  |  |  | #N/A | #N/A | #VALUE! | #VALUE! | #VALUE! | #VALUE! | #N/A | #N/A | #VALUE! | [8 empty] | #N/A | L-- | [6 empty] | #N/A | #N/A | MX_Common_BRT |  | 0 |  | 0- |  | ; ; | ; ; |  | #REF!
[15 empty] | #N/A |  | #N/A |  | #N/A | Field Not Required |  |  | #N/A | Field Not Required |  | 10 | #N/A | Field Not Required |  |  | #N/A | Field Not Required |  |  | #N/A | Field Not Required |  |  | #N/A | Field Not Required |  |  | #N/A | Field Not Required |  |  | #N/A | Field Not Required |  |  | #N/A | Field Not Required |  |  | #N/A | Field Not Required |  |  |  | #N/A | #N/A | #VALUE! | #VALUE! | #VALUE! | #VALUE! | #N/A | #N/A | #VALUE! | [8 empty] | #N/A | L-- | [6 empty] | #N/A | #N/A | MX_Common_BRT |  | 0 |  | 0- |  | ; ; | ; ; |  | #REF!
[15 empty] | #N/A |  | #N/A |  | #N/A | Field Not Required |  |  | #N/A | Field Not Required |  |  | #N/A | Field Not Required |  |  | #N/A | Field Not Required |  |  | #N/A | Field Not Required |  |  | #N/A | Field Not Required |  |  | #N/A | Field Not Required |  |  | #N/A | Field Not Required |  |  | #N/A | Field Not Required |  |  | #N/A | Field Not Required |  |  |  | #N/A | #N/A | #VALUE! | #VALUE! | #VALUE! | #VALUE! | #N/A | #N/A | #VALUE! | [8 empty] | #N/A | L-- | [6 empty] | #N/A | #N/A | MX_Common_BRT |  | 0 |  | 0- |  | ; ; | ; ; |  | #REF!
[15 empty] | #N/A |  | #N/A |  | #N/A | Field Not Required |  |  | #N/A | Field Not Required |  |  | #N/A | Field Not Required |  |  | #N/A | Field Not Required |  |  | #N/A | Field Not Required |  |  | #N/A | Field Not Required |  |  | #N/A | Field Not Required |  |  | #N/A | Field Not Required |  |  | #N/A | Field Not Required |  |  | #N/A | Field Not Required |  |  |  | #N/A | #N/A | #VALUE! | #VALUE! | #VALUE! | #VALUE! | #N/A | #N/A | #VALUE! | [8 empty] | #N/A | L-- | [6 empty] | #N/A | #N/A | MX_Common_BRT |  | 0 |  | 0- |  | ; ; | ; ; |  | #REF!
[15 empty] | #N/A |  | #N/A |  | #N/A | Field Not Required |  |  | #N/A | Field Not Required |  |  | #N/A | Field Not Required |  |  | #N/A | Field Not Required |  |  | #N/A | Field Not Required |  |  | #N/A | Field Not Required |  |  | #N/A | Field Not Required |  |  | #N/A | Field Not Required |  |  | #N/A | Field Not Required |  |  | #N/A | Field Not Required |  |  |  | #N/A | #N/A | #VALUE! | #VALUE! | #VALUE! | #VALUE! | #N/A | #N/A | #VALUE! | [8 empty] | #N/A | L-- | [6 empty] | #N/A | #N/A | MX_Common_BRT |  | 0 |  | 0- |  | ; ; | ; ; |  | #REF!
[15 empty] | #N/A |  | #N/A |  | #N/A | Field Not Required |  |  | #N/A | Field Not Required |  |  | #N/A | Field Not Required |  |  | #N/A | Field Not Required |  |  | #N/A | Field Not Required |  |  | #N/A | Field Not Required |  |  | #N/A | Field Not Required |  |  | #N/A | Field Not Required |  |  | #N/A | Field Not Required |  |  | #N/A | Field Not Required |  |  |  | #N/A | #N/A | #VALUE! | #VALUE! | #VALUE! | #VALUE! | #N/A | #N/A | #VALUE! | [8 empty] | #N/A | L-- | [6 empty] | #N/A | #N/A | MX_Common_BRT |  | 0 |  | 0- |  | ; ; | ; ; |  | #REF!
[15 empty] | #N/A |  | #N/A |  | #N/A | Field Not Required |  |  | #N/A | Field Not Required |  |  | #N/A | Field Not Required |  |  | #N/A | Field Not Required |  |  | #N/A | Field Not Required |  |  | #N/A | Field Not Required |  |  | #N/A | Field Not Required |  |  | #N/A | Field Not Required |  |  | #N/A | Field Not Required |  |  | #N/A | Field Not Required |  |  |  | #N/A | #N/A | #VALUE! | #VALUE! | #VALUE! | #VALUE! | #N/A | #N/A | #VALUE! | [8 empty] | #N/A | L-- | [6 empty] | #N/A | #N/A | MX_Common_BRT |  | 0 |  | 0- |  | ; ; | ; ; |  | #REF!
[15 empty] | #N/A |  | #N/A |  | #N/A | Field Not Required |  |  | #N/A | Field Not Required |  |  | #N/A | Field Not Required |  |  | #N/A | Field Not Required |  |  | #N/A | Field Not Required |  |  | #N/A | Field Not Required |  |  | #N/A | Field Not Required |  |  | #N/A | Field Not Required |  |  | #N/A | Field Not Required |  |  | #N/A | Field Not Required |  |  |  | #N/A | #N/A | #VALUE! | #VALUE! | #VALUE! | #VALUE! | #N/A | #N/A | #VALUE! | [8 empty] | #N/A | L-- | [6 empty] | #N/A | #N/A | MX_Common_BRT |  | 0 |  | 0- |  | ; ; | ; ; |  | #REF!
[15 empty] | #N/A |  | #N/A |  | #N/A | Field Not Required |  |  | #N/A | Field Not Required |  |  | #N/A | Field Not Required |  |  | #N/A | Field Not Required |  |  | #N/A | Field Not Required |  |  | #N/A | Field Not Required |  |  | #N/A | Field Not Required |  |  | #N/A | Field Not Required |  |  | #N/A | Field Not Required |  |  | #N/A | Field Not Required |  |  |  | #N/A | #N/A | #VALUE! | #VALUE! | #VALUE! | #VALUE! | #N/A | #N/A | #VALUE! | [8 empty] | #N/A | L-- | [6 empty] | #N/A | #N/A | MX_Common_BRT |  | 0 |  | 0- |  | ; ; | ; ; |  | #REF!
[15 empty] | #N/A |  | #N/A |  | #N/A | Field Not Required |  |  | #N/A | Field Not Required |  |  | #N/A | Field Not Required |  |  | #N/A | Field Not Required |  |  | #N/A | Field Not Required |  |  | #N/A | Field Not Required |  |  | #N/A | Field Not Required |  |  | #N/A | Field Not Required |  |  | #N/A | Field Not Required |  |  | #N/A | Field Not Required |  |  |  | #N/A | #N/A | #VALUE! | #VALUE! | #VALUE! | #VALUE! | #N/A | #N/A | #VALUE! | [8 empty] | #N/A | L-- | [6 empty] | #N/A | #N/A | MX_Common_BRT |  | 0 |  | 0- |  | ; ; | ; ; |  | #REF!
[15 empty] | #N/A |  | #N/A |  | #N/A | Field Not Required |  |  | #N/A | Field Not Required |  |  | #N/A | Field Not Required |  |  | #N/A | Field Not Required |  |  | #N/A | Field Not Required |  |  | #N/A | Field Not Required |  |  | #N/A | Field Not Required |  |  | #N/A | Field Not Required |  |  | #N/A | Field Not Required |  |  | #N/A | Field Not Required |  |  |  | #N/A | #N/A | #VALUE! | #VALUE! | #VALUE! | #VALUE! | #N/A | #N/A | #VALUE! | [8 empty] | #N/A | L-- | [6 empty] | #N/A | #N/A | MX_Common_BRT |  | 0 |  | 0- |  | ; ; | ; ; |  | #REF!
[15 empty] | #N/A |  | #N/A |  | #N/A | Field Not Required |  |  | #N/A | Field Not Required |  |  | #N/A | Field Not Required |  |  | #N/A | Field Not Required |  |  | #N/A | Field Not Required |  |  | #N/A | Field Not Required |  |  | #N/A | Field Not Required |  |  | #N/A | Field Not Required |  |  | #N/A | Field Not Required |  |  | #N/A | Field Not Required |  |  |  | #N/A | #N/A | #VALUE! | #VALUE! | #VALUE! | #VALUE! | #N/A | #N/A | #VALUE! | [8 empty] | #N/A | L-- | [6 empty] | #N/A | #N/A | MX_Common_BRT |  | 0 |  | 0- |  | ; ; | ; ; |  | #REF!
[15 empty] | #N/A |  | #N/A |  | #N/A | Field Not Required |  |  | #N/A | Field Not Required |  |  | #N/A | Field Not Required |  |  | #N/A | Field Not Required |  |  | #N/A | Field Not Required |  |  | #N/A | Field Not Required |  |  | #N/A | Field Not Required |  |  | #N/A | Field Not Required |  |  | #N/A | Field Not Required |  |  | #N/A | Field Not Required |  |  |  | #N/A | #N/A | #VALUE! | #VALUE! | #VALUE! | #VALUE! | #N/A | #N/A | #VALUE! | [8 empty] | #N/A | L-- | [6 empty] | #N/A | #N/A | MX_Common_BRT |  | 0 |  | 0- |  | ; ; | ; ; |  | #REF!
[15 empty] | #N/A |  | #N/A |  | #N/A | Field Not Required |  |  | #N/A | Field Not Required |  |  | #N/A | Field Not Required |  |  | #N/A | Field Not Required |  |  | #N/A | Field Not Required |  |  | #N/A | Field Not Required |  |  | #N/A | Field Not Required |  |  | #N/A | Field Not Required |  |  | #N/A | Field Not Required |  |  | #N/A | Field Not Required |  |  |  | #N/A | #N/A | #VALUE! | #VALUE! | #VALUE! | #VALUE! | #N/A | #N/A | #VALUE! | [8 empty] | #N/A | L-- | [6 empty] | #N/A | #N/A | MX_Common_BRT |  | 0 |  | 0- |  | ; ; | ; ; |  | #REF!
[15 empty] | #N/A |  | #N/A |  | #N/A | Field Not Required |  |  | #N/A | Field Not Required |  |  | #N/A | Field Not Required |  |  | #N/A | Field Not Required |  |  | #N/A | Field Not Required |  |  | #N/A | Field Not Required |  |  | #N/A | Field Not Required |  |  | #N/A | Field Not Required |  |  | #N/A | Field Not Required |  |  | #N/A | Field Not Required |  |  |  | #N/A | #N/A | #VALUE! | #VALUE! | #VALUE! | #VALUE! | #N/A | #N/A | #VALUE! | [8 empty] | #N/A | L-- | [6 empty] | #N/A | #N/A | MX_Common_BRT |  | 0 |  | 0- |  | ; ; | ; ; |  | #REF!
[15 empty] | #N/A |  | #N/A |  | #N/A | Field Not Required |  |  | #N/A | Field Not Required |  |  | #N/A | Field Not Required |  |  | #N/A | Field Not Required |  |  | #N/A | Field Not Required |  |  | #N/A | Field Not Required |  |  | #N/A | Field Not Required |  |  | #N/A | Field Not Required |  |  | #N/A | Field Not Required |  |  | #N/A | Field Not Required |  |  |  | #N/A | #N/A | #VALUE! | #VALUE! | #VALUE! | #VALUE! | #N/A | #N/A | #VALUE! | [8 empty] | #N/A | L-- | [6 empty] | #N/A | #N/A | MX_Common_BRT |  | 0 |  | 0- |  | ; ; | ; ; |  | #REF!
[15 empty] | #N/A |  | #N/A |  | #N/A | Field Not Required |  |  | #N/A | Field Not Required |  |  | #N/A | Field Not Required |  |  | #N/A | Field Not Required |  |  | #N/A | Field Not Required |  |  | #N/A | Field Not Required |  |  | #N/A | Field Not Required |  |  | #N/A | Field Not Required |  |  | #N/A | Field Not Required |  |  | #N/A | Field Not Required |  |  |  | #N/A | #N/A | #VALUE! | #VALUE! | #VALUE! | #VALUE! | #N/A | #N/A | #VALUE! | [8 empty] | #N/A | L-- | [6 empty] | #N/A | #N/A | MX_Common_BRT |  | 0 |  | 0- |  | ; ; | ; ; |  | #REF!
[15 empty] | #N/A |  | #N/A |  | #N/A | Field Not Required |  |  | #N/A | Field Not Required |  |  | #N/A | Field Not Required |  |  | #N/A | Field Not Required |  |  | #N/A | Field Not Required |  |  | #N/A | Field Not Required |  |  | #N/A | Field Not Required |  |  | #N/A | Field Not Required |  |  | #N/A | Field Not Required |  |  | #N/A | Field Not Required |  |  |  | #N/A | #N/A | #VALUE! | #VALUE! | #VALUE! | #VALUE! | #N/A | #N/A | #VALUE! | [8 empty] | #N/A | L-- | [6 empty] | #N/A | #N/A | MX_Common_BRT |  | 0 |  | 0- |  | ; ; | ; ; |  | #REF!
[15 empty] | #N/A |  | #N/A |  | #N/A | Field Not Required |  |  | #N/A | Field Not Required |  |  | #N/A | Field Not Required |  |  | #N/A | Field Not Required |  |  | #N/A | Field Not Required |  |  | #N/A | Field Not Required |  |  | #N/A | Field Not Required |  |  | #N/A | Field Not Required |  |  | #N/A | Field Not Required |  |  | #N/A | Field Not Required |  |  |  | #N/A | #N/A | #VALUE! | #VALUE! | #VALUE! | #VALUE! | #N/A | #N/A | #VALUE! | [8 empty] | #N/A | L-- | [6 empty] | #N/A | #N/A | MX_Common_BRT |  | 0 |  | 0- |  | ; ; | ; ; |  | #REF!
[15 empty] | #N/A |  | #N/A |  | #N/A | Field Not Required |  |  | #N/A | Field Not Required |  |  | #N/A | Field Not Required |  |  | #N/A | Field Not Required |  |  | #N/A | Field Not Required |  |  | #N/A | Field Not Required |  |  | #N/A | Field Not Required |  |  | #N/A | Field Not Required |  |  | #N/A | Field Not Required |  |  | #N/A | Field Not Required |  |  |  | #N/A | #N/A | #VALUE! | #VALUE! | #VALUE! | #VALUE! | #N/A | #N/A | #VALUE! | [8 empty] | #N/A | L-- | [6 empty] | #N/A | #N/A | MX_Common_BRT |  | 0 |  | 0- |  | ; ; | ; ; |  | #REF!
[15 empty] | #N/A |  | #N/A |  | #N/A | Field Not Required |  |  | #N/A | Field Not Required |  |  | #N/A | Field Not Required |  |  | #N/A | Field Not Required |  |  | #N/A | Field Not Required |  |  | #N/A | Field Not Required |  |  | #N/A | Field Not Required |  |  | #N/A | Field Not Required |  |  | #N/A | Field Not Required |  |  | #N/A | Field Not Required |  |  |  | #N/A | #N/A | #VALUE! | #VALUE! | #VALUE! | #VALUE! | #N/A | #N/A | #VALUE! | [8 empty] | #N/A | L-- | [6 empty] | #N/A | #N/A | MX_Common_BRT |  | 0 |  | 0- |  | ; ; | ; ; |  | #REF!
[15 empty] | #N/A |  | #N/A |  | #N/A | Field Not Required |  |  | #N/A | Field Not Required |  |  | #N/A | Field Not Required |  |  | #N/A | Field Not Required |  |  | #N/A | Field Not Required |  |  | #N/A | Field Not Required |  |  | #N/A | Field Not Required |  |  | #N/A | Field Not Required |  |  | #N/A | Field Not Required |  |  | #N/A | Field Not Required |  |  |  | #N/A | #N/A | #VALUE! | #VALUE! | #VALUE! | #VALUE! | #N/A | #N/A | #VALUE! | [8 empty] | #N/A | L-- | [6 empty] | #N/A | #N/A | MX_Common_BRT |  | 0 |  | 0- |  | ; ; | ; ; |  | #REF!
[15 empty] | #N/A |  | #N/A |  | #N/A | Field Not Required |  |  | #N/A | Field Not Required |  |  | #N/A | Field Not Required |  |  | #N/A | Field Not Required |  |  | #N/A | Field Not Required |  |  | #N/A | Field Not Required |  |  | #N/A | Field Not Required |  |  | #N/A | Field Not Required |  |  | #N/A | Field Not Required |  |  | #N/A | Field Not Required |  |  |  | #N/A | #N/A | #VALUE! | #VALUE! | #VALUE! | #VALUE! | #N/A | #N/A | #VALUE! | [8 empty] | #N/A | L-- | [6 empty] | #N/A | #N/A | MX_Common_BRT |  | 0 |  | 0- |  | ; ; | ; ; |  | #REF!
[15 empty] | #N/A |  | #N/A |  | #N/A | Field Not Required |  |  | #N/A | Field Not Required |  |  | #N/A | Field Not Required |  |  | #N/A | Field Not Required |  |  | #N/A | Field Not Required |  |  | #N/A | Field Not Required |  |  | #N/A | Field Not Required |  |  | #N/A | Field Not Required |  |  | #N/A | Field Not Required |  |  | #N/A | Field Not Required |  |  |  | #N/A | #N/A | #VALUE! | #VALUE! | #VALUE! | #VALUE! | #N/A | #N/A | #VALUE! | [8 empty] | #N/A | L-- | [6 empty] | #N/A | #N/A | MX_Common_BRT |  | 0 |  | 0- |  | ; ; | ; ; |  | #REF!
[15 empty] | #N/A |  | #N/A |  | #N/A | Field Not Required |  |  | #N/A | Field Not Required |  |  | #N/A | Field Not Required |  |  | #N/A | Field Not Required |  |  | #N/A | Field Not Required |  |  | #N/A | Field Not Required |  |  | #N/A | Field Not Required |  |  | #N/A | Field Not Required |  |  | #N/A | Field Not Required |  |  | #N/A | Field Not Required |  |  |  | #N/A | #N/A | #VALUE! | #VALUE! | #VALUE! | #VALUE! | #N/A | #N/A | #VALUE! | [8 empty] | #N/A | L-- | [6 empty] | #N/A | #N/A | MX_Common_BRT |  | 0 |  | 0- |  | ; ; | ; ; |  | #REF!
[15 empty] | #N/A |  | #N/A |  | #N/A | Field Not Required |  |  | #N/A | Field Not Required |  |  | #N/A | Field Not Required |  |  | #N/A | Field Not Required |  |  | #N/A | Field Not Required |  |  | #N/A | Field Not Required |  |  | #N/A | Field Not Required |  |  | #N/A | Field Not Required |  |  | #N/A | Field Not Required |  |  | #N/A | Field Not Required |  |  |  | #N/A | #N/A | #VALUE! | #VALUE! | #VALUE! | #VALUE! | #N/A | #N/A | #VALUE! | [8 empty] | #N/A | L-- | [6 empty] | #N/A | #N/A | MX_Common_BRT |  | 0 |  | 0- |  | ; ; | ; ; |  | #REF!
[15 empty] | #N/A |  | #N/A |  | #N/A | Field Not Required |  |  | #N/A | Field Not Required |  |  | #N/A | Field Not Required |  |  | #N/A | Field Not Required |  |  | #N/A | Field Not Required |  |  | #N/A | Field Not Required |  |  | #N/A | Field Not Required |  |  | #N/A | Field Not Required |  |  | #N/A | Field Not Required |  |  | #N/A | Field Not Required |  |  |  | #N/A | #N/A | #VALUE! | #VALUE! | #VALUE! | #VALUE! | #N/A | #N/A | #VALUE! | [8 empty] | #N/A | L-- | [6 empty] | #N/A | #N/A | MX_Common_BRT |  | 0 |  | 0- |  | ; ; | ; ; |  | #REF!
[15 empty] | #N/A |  | #N/A |  | #N/A | Field Not Required |  |  | #N/A | Field Not Required |  |  | #N/A | Field Not Required |  |  | #N/A | Field Not Required |  |  | #N/A | Field Not Required |  |  | #N/A | Field Not Required |  |  | #N/A | Field Not Required |  |  | #N/A | Field Not Required |  |  | #N/A | Field Not Required |  |  | #N/A | Field Not Required |  |  |  | #N/A | #N/A | #VALUE! | #VALUE! | #VALUE! | #VALUE! | #N/A | #N/A | #VALUE! | [8 empty] | #N/A | L-- | [6 empty] | #N/A | #N/A | MX_Common_BRT |  | 0 |  | 0- |  | ; ; | ; ; |  | #REF!
[15 empty] | #N/A |  | #N/A |  | #N/A | Field Not Required |  |  | #N/A | Field Not Required |  |  | #N/A | Field Not Required |  |  | #N/A | Field Not Required |  |  | #N/A | Field Not Required |  |  | #N/A | Field Not Required |  |  | #N/A | Field Not Required |  |  | #N/A | Field Not Required |  |  | #N/A | Field Not Required |  |  | #N/A | Field Not Required |  |  |  | #N/A | #N/A | #VALUE! | #VALUE! | #VALUE! | #VALUE! | #N/A | #N/A | #VALUE! | [8 empty] | #N/A | L-- | [6 empty] | #N/A | #N/A | MX_Common_BRT |  | 0 |  | 0- |  | ; ; | ; ; |  | #REF!
[15 empty] | #N/A |  | #N/A |  | #N/A | Field Not Required |  |  | #N/A | Field Not Required |  |  | #N/A | Field Not Required |  |  | #N/A | Field Not Required |  |  | #N/A | Field Not Required |  |  | #N/A | Field Not Required |  |  | #N/A | Field Not Required |  |  | #N/A | Field Not Required |  |  | #N/A | Field Not Required |  |  | #N/A | Field Not Required |  |  |  | #N/A | #N/A | #VALUE! | #VALUE! | #VALUE! | #VALUE! | #N/A | #N/A | #VALUE! | [8 empty] | #N/A | L-- | [6 empty] | #N/A | #N/A | MX_Common_BRT |  | 0 |  | 0- |  | ; ; | ; ; |  | #REF!
[15 empty] | #N/A |  | #N/A |  | #N/A | Field Not Required |  |  | #N/A | Field Not Required |  |  | #N/A | Field Not Required |  |  | #N/A | Field Not Required |  |  | #N/A | Field Not Required |  |  | #N/A | Field Not Required |  |  | #N/A | Field Not Required |  |  | #N/A | Field Not Required |  |  | #N/A | Field Not Required |  |  | #N/A | Field Not Required |  |  |  | #N/A | #N/A | #VALUE! | #VALUE! | #VALUE! | #VALUE! | #N/A | #N/A | #VALUE! | [8 empty] | #N/A | L-- | [6 empty] | #N/A | #N/A | MX_Common_BRT |  | 0 |  | 0- |  | ; ; | ; ; |  | #REF!
[15 empty] | #N/A |  | #N/A |  | #N/A | Field Not Required |  |  | #N/A | Field Not Required |  |  | #N/A | Field Not Required |  |  | #N/A | Field Not Required |  |  | #N/A | Field Not Required |  |  | #N/A | Field Not Required |  |  | #N/A | Field Not Required |  |  | #N/A | Field Not Required |  |  | #N/A | Field Not Required |  |  | #N/A | Field Not Required |  |  |  | #N/A | #N/A | #VALUE! | #VALUE! | #VALUE! | #VALUE! | #N/A | #N/A | #VALUE! | [8 empty] | #N/A | L-- | [6 empty] | #N/A | #N/A | MX_Common_BRT |  | 0 |  | 0- |  | ; ; | ; ; |  | #REF!
[15 empty] | #N/A |  | #N/A |  | #N/A | Field Not Required |  |  | #N/A | Field Not Required |  |  | #N/A | Field Not Required |  |  | #N/A | Field Not Required |  |  | #N/A | Field Not Required |  |  | #N/A | Field Not Required |  |  | #N/A | Field Not Required |  |  | #N/A | Field Not Required |  |  | #N/A | Field Not Required |  |  | #N/A | Field Not Required |  |  |  | #N/A | #N/A | #VALUE! | #VALUE! | #VALUE! | #VALUE! | #N/A | #N/A | #VALUE! | [8 empty] | #N/A | L-- | [6 empty] | #N/A | #N/A | MX_Common_BRT |  | 0 |  | 0- |  | ; ; | ; ; |  | #REF!
[15 empty] | #N/A |  | #N/A |  | #N/A | Field Not Required |  |  | #N/A | Field Not Required |  |  | #N/A | Field Not Required |  |  | #N/A | Field Not Required |  |  | #N/A | Field Not Required |  |  | #N/A | Field Not Required |  |  | #N/A | Field Not Required |  |  | #N/A | Field Not Required |  |  | #N/A | Field Not Required |  |  | #N/A | Field Not Required |  |  |  | #N/A | #N/A | #VALUE! | #VALUE! | #VALUE! | #VALUE! | #N/A | #N/A | #VALUE! | [8 empty] | #N/A | L-- | [6 empty] | #N/A | #N/A | MX_Common_BRT |  | 0 |  | 0- |  | ; ; | ; ; |  | #REF!
[15 empty] | #N/A |  | #N/A |  | #N/A | Field Not Required |  |  | #N/A | Field Not Required |  |  | #N/A | Field Not Required |  |  | #N/A | Field Not Required |  |  | #N/A | Field Not Required |  |  | #N/A | Field Not Required |  |  | #N/A | Field Not Required |  |  | #N/A | Field Not Required |  |  | #N/A | Field Not Required |  |  | #N/A | Field Not Required |  |  |  | #N/A | #N/A | #VALUE! | #VALUE! | #VALUE! | #VALUE! | #N/A | #N/A | #VALUE! | [8 empty] | #N/A | L-- | [6 empty] | #N/A | #N/A | MX_Common_BRT |  | 0 |  | 0- |  | ; ; | ; ; |  | #REF!
[15 empty] | #N/A |  | #N/A |  | #N/A | Field Not Required |  |  | #N/A | Field Not Required |  |  | #N/A | Field Not Required |  |  | #N/A | Field Not Required |  |  | #N/A | Field Not Required |  |  | #N/A | Field Not Required |  |  | #N/A | Field Not Required |  |  | #N/A | Field Not Required |  |  | #N/A | Field Not Required |  |  | #N/A | Field Not Required |  |  |  | #N/A | #N/A | #VALUE! | #VALUE! | #VALUE! | #VALUE! | #N/A | #N/A | #VALUE! | [8 empty] | #N/A | L-- | [6 empty] | #N/A | #N/A | MX_Common_BRT |  | 0 |  | 0- |  | ; ; | ; ; |  | #REF!
[15 empty] | #N/A |  | #N/A |  | #N/A | Field Not Required |  |  | #N/A | Field Not Required |  |  | #N/A | Field Not Required |  |  | #N/A | Field Not Required |  |  | #N/A | Field Not Required |  |  | #N/A | Field Not Required |  |  | #N/A | Field Not Required |  |  | #N/A | Field Not Required |  |  | #N/A | Field Not Required |  |  | #N/A | Field Not Required |  |  |  | #N/A | #N/A | #VALUE! | #VALUE! | #VALUE! | #VALUE! | #N/A | #N/A | #VALUE! | [8 empty] | #N/A | L-- | [6 empty] | #N/A | #N/A | MX_Common_BRT |  | 0 |  | 0- |  | ; ; | ; ; |  | #REF!
[15 empty] | #N/A |  | #N/A |  | #N/A | Field Not Required |  |  | #N/A | Field Not Required |  |  | #N/A | Field Not Required |  |  | #N/A | Field Not Required |  |  | #N/A | Field Not Required |  |  | #N/A | Field Not Required |  |  | #N/A | Field Not Required |  |  | #N/A | Field Not Required |  |  | #N/A | Field Not Required |  |  | #N/A | Field Not Required |  |  |  | #N/A | #N/A | #VALUE! | #VALUE! | #VALUE! | #VALUE! | #N/A | #N/A | #VALUE! | [8 empty] | #N/A | L-- | [6 empty] | #N/A | #N/A | MX_Common_BRT |  | 0 |  | 0- |  | ; ; | ; ; |  | #REF!
[15 empty] | #N/A |  | #N/A |  | #N/A | Field Not Required |  |  | #N/A | Field Not Required |  |  | #N/A | Field Not Required |  |  | #N/A | Field Not Required |  |  | #N/A | Field Not Required |  |  | #N/A | Field Not Required |  |  | #N/A | Field Not Required |  |  | #N/A | Field Not Required |  |  | #N/A | Field Not Required |  |  | #N/A | Field Not Required |  |  |  | #N/A | #N/A | #VALUE! | #VALUE! | #VALUE! | #VALUE! | #N/A | #N/A | #VALUE! | [8 empty] | #N/A | L-- | [6 empty] | #N/A | #N/A | MX_Common_BRT |  | 0 |  | 0- |  | ; ; | ; ; |  | #REF!
[15 empty] | #N/A |  | #N/A |  | #N/A | Field Not Required |  |  | #N/A | Field Not Required |  |  | #N/A | Field Not Required |  |  | #N/A | Field Not Required |  |  | #N/A | Field Not Required |  |  | #N/A | Field Not Required |  |  | #N/A | Field Not Required |  |  | #N/A | Field Not Required |  |  | #N/A | Field Not Required |  |  | #N/A | Field Not Required |  |  |  | #N/A | #N/A | #VALUE! | #VALUE! | #VALUE! | #VALUE! | #N/A | #N/A | #VALUE! | [8 empty] | #N/A | L-- | [6 empty] | #N/A | #N/A | MX_Common_BRT |  | 0 |  | 0- |  | ; ; | ; ; |  | #REF!
[15 empty] | #N/A |  | #N/A |  | #N/A | Field Not Required |  |  | #N/A | Field Not Required |  |  | #N/A | Field Not Required |  |  | #N/A | Field Not Required |  |  | #N/A | Field Not Required |  |  | #N/A | Field Not Required |  |  | #N/A | Field Not Required |  |  | #N/A | Field Not Required |  |  | #N/A | Field Not Required |  |  | #N/A | Field Not Required |  |  |  | #N/A | #N/A | #VALUE! | #VALUE! | #VALUE! | #VALUE! | #N/A | #N/A | #VALUE! | [8 empty] | #N/A | L-- | [6 empty] | #N/A | #N/A | MX_Common_BRT |  | 0 |  | 0- |  | ; ; | ; ; |  | #REF!
[15 empty] | #N/A |  | #N/A |  | #N/A | Field Not Required |  |  | #N/A | Field Not Required |  |  | #N/A | Field Not Required |  |  | #N/A | Field Not Required |  |  | #N/A | Field Not Required |  |  | #N/A | Field Not Required |  |  | #N/A | Field Not Required |  |  | #N/A | Field Not Required |  |  | #N/A | Field Not Required |  |  | #N/A | Field Not Required |  |  |  | #N/A | #N/A | #VALUE! | #VALUE! | #VALUE! | #VALUE! | #N/A | #N/A | #VALUE! | [8 empty] | #N/A | L-- | [6 empty] | #N/A | #N/A | MX_Common_BRT |  | 0 |  | 0- |  | ; ; | ; ; |  | #REF!
[15 empty] | #N/A |  | #N/A |  | #N/A | Field Not Required |  |  | #N/A | Field Not Required |  |  | #N/A | Field Not Required |  |  | #N/A | Field Not Required |  |  | #N/A | Field Not Required |  |  | #N/A | Field Not Required |  |  | #N/A | Field Not Required |  |  | #N/A | Field Not Required |  |  | #N/A | Field Not Required |  |  | #N/A | Field Not Required |  |  |  | #N/A | #N/A | #VALUE! | #VALUE! | #VALUE! | #VALUE! | #N/A | #N/A | #VALUE! | [8 empty] | #N/A | L-- | [6 empty] | #N/A | #N/A | MX_Common_BRT |  | 0 |  | 0- |  | ; ; | ; ; |  | #REF!
[15 empty] | #N/A |  | #N/A |  | #N/A | Field Not Required |  |  | #N/A | Field Not Required |  |  | #N/A | Field Not Required |  |  | #N/A | Field Not Required |  |  | #N/A | Field Not Required |  |  | #N/A | Field Not Required |  |  | #N/A | Field Not Required |  |  | #N/A | Field Not Required |  |  | #N/A | Field Not Required |  |  | #N/A | Field Not Required |  |  |  | #N/A | #N/A | #VALUE! | #VALUE! | #VALUE! | #VALUE! | #N/A | #N/A | #VALUE! | [8 empty] | #N/A | L-- | [6 empty] | #N/A | #N/A | MX_Common_BRT |  | 0 |  | 0- |  | ; ; | ; ; |  | #REF!
[15 empty] | #N/A |  | #N/A |  | #N/A | Field Not Required |  |  | #N/A | Field Not Required |  |  | #N/A | Field Not Required |  |  | #N/A | Field Not Required |  |  | #N/A | Field Not Required |  |  | #N/A | Field Not Required |  |  | #N/A | Field Not Required |  |  | #N/A | Field Not Required |  |  | #N/A | Field Not Required |  |  | #N/A | Field Not Required |  |  |  | #N/A | #N/A | #VALUE! | #VALUE! | #VALUE! | #VALUE! | #N/A | #N/A | #VALUE! | [8 empty] | #N/A | L-- | [6 empty] | #N/A | #N/A | MX_Common_BRT |  | 0 |  | 0- |  | ; ; | ; ; |  | #REF!
[15 empty] | #N/A |  | #N/A |  | #N/A | Field Not Required |  |  | #N/A | Field Not Required |  |  | #N/A | Field Not Required |  |  | #N/A | Field Not Required |  |  | #N/A | Field Not Required |  |  | #N/A | Field Not Required |  |  | #N/A | Field Not Required |  |  | #N/A | Field Not Required |  |  | #N/A | Field Not Required |  |  | #N/A | Field Not Required |  |  |  | #N/A | #N/A | #VALUE! | #VALUE! | #VALUE! | #VALUE! | #N/A | #N/A | #VALUE! | [8 empty] | #N/A | L-- | [6 empty] | #N/A | #N/A | MX_Common_BRT |  | 0 |  | 0- |  | ; ; | ; ; |  | #REF!
[15 empty] | #N/A |  | #N/A |  | #N/A | Field Not Required |  |  | #N/A | Field Not Required |  |  | #N/A | Field Not Required |  |  | #N/A | Field Not Required |  |  | #N/A | Field Not Required |  |  | #N/A | Field Not Required |  |  | #N/A | Field Not Required |  |  | #N/A | Field Not Required |  |  | #N/A | Field Not Required |  |  | #N/A | Field Not Required |  |  |  | #N/A | #N/A | #VALUE! | #VALUE! | #VALUE! | #VALUE! | #N/A | #N/A | #VALUE! | [8 empty] | #N/A | L-- | [6 empty] | #N/A | #N/A | MX_Common_BRT |  | 0 |  | 0- |  | ; ; | ; ; |  | #REF!
[15 empty] | #N/A |  | #N/A |  | #N/A | Field Not Required |  |  | #N/A | Field Not Required |  |  | #N/A | Field Not Required |  |  | #N/A | Field Not Required |  |  | #N/A | Field Not Required |  |  | #N/A | Field Not Required |  |  | #N/A | Field Not Required |  |  | #N/A | Field Not Required |  |  | #N/A | Field Not Required |  |  | #N/A | Field Not Required |  |  |  | #N/A | #N/A | #VALUE! | #VALUE! | #VALUE! | #VALUE! | #N/A | #N/A | #VALUE! | [8 empty] | #N/A | L-- | [6 empty] | #N/A | #N/A | MX_Common_BRT |  | 0 |  | 0- |  | ; ; | ; ; |  | #REF!
[15 empty] | #N/A |  | #N/A |  | #N/A | Field Not Required |  |  | #N/A | Field Not Required |  |  | #N/A | Field Not Required |  |  | #N/A | Field Not Required |  |  | #N/A | Field Not Required |  |  | #N/A | Field Not Required |  |  | #N/A | Field Not Required |  |  | #N/A | Field Not Required |  |  | #N/A | Field Not Required |  |  | #N/A | Field Not Required |  |  |  | #N/A | #N/A | #VALUE! | #VALUE! | #VALUE! | #VALUE! | #N/A | #N/A | #VALUE! | [8 empty] | #N/A | L-- | [6 empty] | #N/A | #N/A | MX_Common_BRT |  | 0 |  | 0- |  | ; ; | ; ; |  | #REF!
[15 empty] | #N/A |  | #N/A |  | #N/A | Field Not Required |  |  | #N/A | Field Not Required |  |  | #N/A | Field Not Required |  |  | #N/A | Field Not Required |  |  | #N/A | Field Not Required |  |  | #N/A | Field Not Required |  |  | #N/A | Field Not Required |  |  | #N/A | Field Not Required |  |  | #N/A | Field Not Required |  |  | #N/A | Field Not Required |  |  |  | #N/A | #N/A | #VALUE! | #VALUE! | #VALUE! | #VALUE! | #N/A | #N/A | #VALUE! | [8 empty] | #N/A | L-- | [6 empty] | #N/A | #N/A | MX_Common_BRT |  | 0 |  | 0- |  | ; ; | ; ; |  | #REF!
[15 empty] | #N/A |  | #N/A |  | #N/A | Field Not Required |  |  | #N/A | Field Not Required |  |  | #N/A | Field Not Required |  |  | #N/A | Field Not Required |  |  | #N/A | Field Not Required |  |  | #N/A | Field Not Required |  |  | #N/A | Field Not Required |  |  | #N/A | Field Not Required |  |  | #N/A | Field Not Required |  |  | #N/A | Field Not Required |  |  |  | #N/A | #N/A | #VALUE! | #VALUE! | #VALUE! | #VALUE! | #N/A | #N/A | #VALUE! | [8 empty] | #N/A | L-- | [6 empty] | #N/A | #N/A | MX_Common_BRT |  | 0 |  | 0- |  | ; ; | ; ; |  | #REF!
[15 empty] | #N/A |  | #N/A |  | #N/A | Field Not Required |  |  | #N/A | Field Not Required |  |  | #N/A | Field Not Required |  |  | #N/A | Field Not Required |  |  | #N/A | Field Not Required |  |  | #N/A | Field Not Required |  |  | #N/A | Field Not Required |  |  | #N/A | Field Not Required |  |  | #N/A | Field Not Required |  |  | #N/A | Field Not Required |  |  |  | #N/A | #N/A | #VALUE! | #VALUE! | #VALUE! | #VALUE! | #N/A | #N/A | #VALUE! | [8 empty] | #N/A | L-- | [6 empty] | #N/A | #N/A | MX_Common_BRT |  | 0 |  | 0- |  | ; ; | ; ; |  | #REF!
[15 empty] | #N/A |  | #N/A |  | #N/A | Field Not Required |  |  | #N/A | Field Not Required |  |  | #N/A | Field Not Required |  |  | #N/A | Field Not Required |  |  | #N/A | Field Not Required |  |  | #N/A | Field Not Required |  |  | #N/A | Field Not Required |  |  | #N/A | Field Not Required |  |  | #N/A | Field Not Required |  |  | #N/A | Field Not Required |  |  |  | #N/A | #N/A | #VALUE! | #VALUE! | #VALUE! | #VALUE! | #N/A | #N/A | #VALUE! | [8 empty] | #N/A | L-- | [6 empty] | #N/A | #N/A | MX_Common_BRT |  | 0 |  | 0- |  | ; ; | ; ; |  | #REF!
[15 empty] | #N/A |  | #N/A |  | #N/A | Field Not Required |  |  | #N/A | Field Not Required |  |  | #N/A | Field Not Required |  |  | #N/A | Field Not Required |  |  | #N/A | Field Not Required |  |  | #N/A | Field Not Required |  |  | #N/A | Field Not Required |  |  | #N/A | Field Not Required |  |  | #N/A | Field Not Required |  |  | #N/A | Field Not Required |  |  |  | #N/A | #N/A | #VALUE! | #VALUE! | #VALUE! | #VALUE! | #N/A | #N/A | #VALUE! | [8 empty] | #N/A | L-- | [6 empty] | #N/A | #N/A | MX_Common_BRT |  | 0 |  | 0- |  | ; ; | ; ; |  | #REF!
[15 empty] | #N/A |  | #N/A |  | #N/A | Field Not Required |  |  | #N/A | Field Not Required |  |  | #N/A | Field Not Required |  |  | #N/A | Field Not Required |  |  | #N/A | Field Not Required |  |  | #N/A | Field Not Required |  |  | #N/A | Field Not Required |  |  | #N/A | Field Not Required |  |  | #N/A | Field Not Required |  |  | #N/A | Field Not Required |  |  |  | #N/A | #N/A | #VALUE! | #VALUE! | #VALUE! | #VALUE! | #N/A | #N/A | #VALUE! | [8 empty] | #N/A | L-- | [6 empty] | #N/A | #N/A | MX_Common_BRT |  | 0 |  | 0- |  | ; ; | ; ; |  | #REF!
[15 empty] | #N/A |  | #N/A |  | #N/A | Field Not Required |  |  | #N/A | Field Not Required |  |  | #N/A | Field Not Required |  |  | #N/A | Field Not Required |  |  | #N/A | Field Not Required |  |  | #N/A | Field Not Required |  |  | #N/A | Field Not Required |  |  | #N/A | Field Not Required |  |  | #N/A | Field Not Required |  |  | #N/A | Field Not Required |  |  |  | #N/A | #N/A | #VALUE! | #VALUE! | #VALUE! | #VALUE! | #N/A | #N/A | #VALUE! | [8 empty] | #N/A | L-- | [6 empty] | #N/A | #N/A | MX_Common_BRT |  | 0 |  | 0- |  | ; ; | ; ; |  | #REF!
[15 empty] | #N/A |  | #N/A |  | #N/A | Field Not Required |  |  | #N/A | Field Not Required |  |  | #N/A | Field Not Required |  |  | #N/A | Field Not Required |  |  | #N/A | Field Not Required |  |  | #N/A | Field Not Required |  |  | #N/A | Field Not Required |  |  | #N/A | Field Not Required |  |  | #N/A | Field Not Required |  |  | #N/A | Field Not Required |  |  |  | #N/A | #N/A | #VALUE! | #VALUE! | #VALUE! | #VALUE! | #N/A | #N/A | #VALUE! | [8 empty] | #N/A | L-- | [6 empty] | #N/A | #N/A | MX_Common_BRT |  | 0 |  | 0- |  | ; ; | ; ; |  | #REF!
[15 empty] | #N/A |  | #N/A |  | #N/A | Field Not Required |  |  | #N/A | Field Not Required |  |  | #N/A | Field Not Required |  |  | #N/A | Field Not Required |  |  | #N/A | Field Not Required |  |  | #N/A | Field Not Required |  |  | #N/A | Field Not Required |  |  | #N/A | Field Not Required |  |  | #N/A | Field Not Required |  |  | #N/A | Field Not Required |  |  |  | #N/A | #N/A | #VALUE! | #VALUE! | #VALUE! | #VALUE! | #N/A | #N/A | #VALUE! | [8 empty] | #N/A | L-- | [6 empty] | #N/A | #N/A | MX_Common_BRT |  | 0 |  | 0- |  | ; ; | ; ; |  | #REF!
[15 empty] | #N/A |  | #N/A |  | #N/A | Field Not Required |  |  | #N/A | Field Not Required |  |  | #N/A | Field Not Required |  |  | #N/A | Field Not Required |  |  | #N/A | Field Not Required |  |  | #N/A | Field Not Required |  |  | #N/A | Field Not Required |  |  | #N/A | Field Not Required |  |  | #N/A | Field Not Required |  |  | #N/A | Field Not Required |  |  |  | #N/A | #N/A | #VALUE! | #VALUE! | #VALUE! | #VALUE! | #N/A | #N/A | #VALUE! | [8 empty] | #N/A | L-- | [6 empty] | #N/A | #N/A | MX_Common_BRT |  | 0 |  | 0- |  | ; ; | ; ; |  | #REF!
[15 empty] | #N/A |  | #N/A |  | #N/A | Field Not Required |  |  | #N/A | Field Not Required |  |  | #N/A | Field Not Required |  |  | #N/A | Field Not Required |  |  | #N/A | Field Not Required |  |  | #N/A | Field Not Required |  |  | #N/A | Field Not Required |  |  | #N/A | Field Not Required |  |  | #N/A | Field Not Required |  |  | #N/A | Field Not Required |  |  |  | #N/A | #N/A | #VALUE! | #VALUE! | #VALUE! | #VALUE! | #N/A | #N/A | #VALUE! | [8 empty] | #N/A | L-- | [6 empty] | #N/A | #N/A | MX_Common_BRT |  | 0 |  | 0- |  | ; ; | ; ; |  | #REF!
[15 empty] | #N/A |  | #N/A |  | #N/A | Field Not Required |  |  | #N/A | Field Not Required |  |  | #N/A | Field Not Required |  |  | #N/A | Field Not Required |  |  | #N/A | Field Not Required |  |  | #N/A | Field Not Required |  |  | #N/A | Field Not Required |  |  | #N/A | Field Not Required |  |  | #N/A | Field Not Required |  |  | #N/A | Field Not Required |  |  |  | #N/A | #N/A | #VALUE! | #VALUE! | #VALUE! | #VALUE! | #N/A | #N/A | #VALUE! | [8 empty] | #N/A | L-- | [6 empty] | #N/A | #N/A | MX_Common_BRT |  | 0 |  | 0- |  | ; ; | ; ; |  | #REF!
[15 empty] | #N/A |  | #N/A |  | #N/A | Field Not Required |  |  | #N/A | Field Not Required |  |  | #N/A | Field Not Required |  |  | #N/A | Field Not Required |  |  | #N/A | Field Not Required |  |  | #N/A | Field Not Required |  |  | #N/A | Field Not Required |  |  | #N/A | Field Not Required |  |  | #N/A | Field Not Required |  |  | #N/A | Field Not Required |  |  |  | #N/A | #N/A | #VALUE! | #VALUE! | #VALUE! | #VALUE! | #N/A | #N/A | #VALUE! | [8 empty] | #N/A | L-- | [6 empty] | #N/A | #N/A | MX_Common_BRT |  | 0 |  | 0- |  | ; ; | ; ; |  | #REF!
[15 empty] | #N/A |  | #N/A |  | #N/A | Field Not Required |  |  | #N/A | Field Not Required |  |  | #N/A | Field Not Required |  |  | #N/A | Field Not Required |  |  | #N/A | Field Not Required |  |  | #N/A | Field Not Required |  |  | #N/A | Field Not Required |  |  | #N/A | Field Not Required |  |  | #N/A | Field Not Required |  |  | #N/A | Field Not Required |  |  |  | #N/A | #N/A | #VALUE! | #VALUE! | #VALUE! | #VALUE! | #N/A | #N/A | #VALUE! | [8 empty] | #N/A | L-- | [6 empty] | #N/A | #N/A | MX_Common_BRT |  | 0 |  | 0- |  | ; ; | ; ; |  | #REF!
[15 empty] | #N/A |  | #N/A |  | #N/A | Field Not Required |  |  | #N/A | Field Not Required |  |  | #N/A | Field Not Required |  |  | #N/A | Field Not Required |  |  | #N/A | Field Not Required |  |  | #N/A | Field Not Required |  |  | #N/A | Field Not Required |  |  | #N/A | Field Not Required |  |  | #N/A | Field Not Required |  |  | #N/A | Field Not Required |  |  |  | #N/A | #N/A | #VALUE! | #VALUE! | #VALUE! | #VALUE! | #N/A | #N/A | #VALUE! | [8 empty] | #N/A | L-- | [6 empty] | #N/A | #N/A | MX_Common_BRT |  | 0 |  | 0- |  | ; ; | ; ; |  | #REF!
[15 empty] | #N/A |  | #N/A |  | #N/A | Field Not Required |  |  | #N/A | Field Not Required |  |  | #N/A | Field Not Required |  |  | #N/A | Field Not Required |  |  | #N/A | Field Not Required |  |  | #N/A | Field Not Required |  |  | #N/A | Field Not Required |  |  | #N/A | Field Not Required |  |  | #N/A | Field Not Required |  |  | #N/A | Field Not Required |  |  |  | #N/A | #N/A | #VALUE! | #VALUE! | #VALUE! | #VALUE! | #N/A | #N/A | #VALUE! | [8 empty] | #N/A | L-- | [6 empty] | #N/A | #N/A | MX_Common_BRT |  | 0 |  | 0- |  | ; ; | ; ; |  | #REF!
[15 empty] | #N/A |  | #N/A |  | #N/A | Field Not Required |  |  | #N/A | Field Not Required |  |  | #N/A | Field Not Required |  |  | #N/A | Field Not Required |  |  | #N/A | Field Not Required |  |  | #N/A | Field Not Required |  |  | #N/A | Field Not Required |  |  | #N/A | Field Not Required |  |  | #N/A | Field Not Required |  |  | #N/A | Field Not Required |  |  |  | #N/A | #N/A | #VALUE! | #VALUE! | #VALUE! | #VALUE! | #N/A | #N/A | #VALUE! | [8 empty] | #N/A | L-- | [6 empty] | #N/A | #N/A | MX_Common_BRT |  | 0 |  | 0- |  | ; ; | ; ; |  | #REF!
[15 empty] | #N/A |  | #N/A |  | #N/A | Field Not Required |  |  | #N/A | Field Not Required |  |  | #N/A | Field Not Required |  |  | #N/A | Field Not Required |  |  | #N/A | Field Not Required |  |  | #N/A | Field Not Required |  |  | #N/A | Field Not Required |  |  | #N/A | Field Not Required |  |  | #N/A | Field Not Required |  |  | #N/A | Field Not Required |  |  |  | #N/A | #N/A | #VALUE! | #VALUE! | #VALUE! | #VALUE! | #N/A | #N/A | #VALUE! | [8 empty] | #N/A | L-- | [6 empty] | #N/A | #N/A | MX_Common_BRT |  | 0 |  | 0- |  | ; ; | ; ; |  | #REF!
[15 empty] | #N/A |  | #N/A |  | #N/A | Field Not Required |  |  | #N/A | Field Not Required |  |  | #N/A | Field Not Required |  |  | #N/A | Field Not Required |  |  | #N/A | Field Not Required |  |  | #N/A | Field Not Required |  |  | #N/A | Field Not Required |  |  | #N/A | Field Not Required |  |  | #N/A | Field Not Required |  |  | #N/A | Field Not Required |  |  |  | #N/A | #N/A | #VALUE! | #VALUE! | #VALUE! | #VALUE! | #N/A | #N/A | #VALUE! | [8 empty] | #N/A | L-- | [6 empty] | #N/A | #N/A | MX_Common_BRT |  | 0 |  | 0- |  | ; ; | ; ; |  | #REF!
[15 empty] | #N/A |  | #N/A |  | #N/A | Field Not Required |  |  | #N/A | Field Not Required |  |  | #N/A | Field Not Required |  |  | #N/A | Field Not Required |  |  | #N/A | Field Not Required |  |  | #N/A | Field Not Required |  |  | #N/A | Field Not Required |  |  | #N/A | Field Not Required |  |  | #N/A | Field Not Required |  |  | #N/A | Field Not Required |  |  |  | #N/A | #N/A | #VALUE! | #VALUE! | #VALUE! | #VALUE! | #N/A | #N/A | #VALUE! | [8 empty] | #N/A | L-- | [6 empty] | #N/A | #N/A | MX_Common_BRT |  | 0 |  | 0- |  | ; ; | ; ; |  | #REF!
[15 empty] | #N/A |  | #N/A |  | #N/A | Field Not Required |  |  | #N/A | Field Not Required |  |  | #N/A | Field Not Required |  |  | #N/A | Field Not Required |  |  | #N/A | Field Not Required |  |  | #N/A | Field Not Required |  |  | #N/A | Field Not Required |  |  | #N/A | Field Not Required |  |  | #N/A | Field Not Required |  |  | #N/A | Field Not Required |  |  |  | #N/A | #N/A | #VALUE! | #VALUE! | #VALUE! | #VALUE! | #N/A | #N/A | #VALUE! | [8 empty] | #N/A | L-- | [6 empty] | #N/A | #N/A | MX_Common_BRT |  | 0 |  | 0- |  | ; ; | ; ; |  | #REF!
[15 empty] | #N/A |  | #N/A |  | #N/A | Field Not Required |  |  | #N/A | Field Not Required |  |  | #N/A | Field Not Required |  |  | #N/A | Field Not Required |  |  | #N/A | Field Not Required |  |  | #N/A | Field Not Required |  |  | #N/A | Field Not Required |  |  | #N/A | Field Not Required |  |  | #N/A | Field Not Required |  |  | #N/A | Field Not Required |  |  |  | #N/A | #N/A | #VALUE! | #VALUE! | #VALUE! | #VALUE! | #N/A | #N/A | #VALUE! | [8 empty] | #N/A | L-- | [6 empty] | #N/A | #N/A | MX_Common_BRT |  | 0 |  | 0- |  | ; ; | ; ; |  | #REF!
[15 empty] | #N/A |  | #N/A |  | #N/A | Field Not Required |  |  | #N/A | Field Not Required |  |  | #N/A | Field Not Required |  |  | #N/A | Field Not Required |  |  | #N/A | Field Not Required |  |  | #N/A | Field Not Required |  |  | #N/A | Field Not Required |  |  | #N/A | Field Not Required |  |  | #N/A | Field Not Required |  |  | #N/A | Field Not Required |  |  |  | #N/A | #N/A | #VALUE! | #VALUE! | #VALUE! | #VALUE! | #N/A | #N/A | #VALUE! | [8 empty] | #N/A | L-- | [6 empty] | #N/A | #N/A | MX_Common_BRT |  | 0 |  | 0- |  | ; ; | ; ; |  | #REF!
[15 empty] | #N/A |  | #N/A |  | #N/A | Field Not Required |  |  | #N/A | Field Not Required |  |  | #N/A | Field Not Required |  |  | #N/A | Field Not Required |  |  | #N/A | Field Not Required |  |  | #N/A | Field Not Required |  |  | #N/A | Field Not Required |  |  | #N/A | Field Not Required |  |  | #N/A | Field Not Required |  |  | #N/A | Field Not Required |  |  |  | #N/A | #N/A | #VALUE! | #VALUE! | #VALUE! | #VALUE! | #N/A | #N/A | #VALUE! | [8 empty] | #N/A | L-- | [6 empty] | #N/A | #N/A | MX_Common_BRT |  | 0 |  | 0- |  | ; ; | ; ; |  | #REF!
[15 empty] | #N/A |  | #N/A |  | #N/A | Field Not Required |  |  | #N/A | Field Not Required |  |  | #N/A | Field Not Required |  |  | #N/A | Field Not Required |  |  | #N/A | Field Not Required |  |  | #N/A | Field Not Required |  |  | #N/A | Field Not Required |  |  | #N/A | Field Not Required |  |  | #N/A | Field Not Required |  |  | #N/A | Field Not Required |  |  |  | #N/A | #N/A | #VALUE! | #VALUE! | #VALUE! | #VALUE! | #N/A | #N/A | #VALUE! | [8 empty] | #N/A | L-- | [6 empty] | #N/A | #N/A | MX_Common_BRT |  | 0 |  | 0- |  | ; ; | ; ; |  | #REF!
[15 empty] | #N/A |  | #N/A |  | #N/A | Field Not Required |  |  | #N/A | Field Not Required |  |  | #N/A | Field Not Required |  |  | #N/A | Field Not Required |  |  | #N/A | Field Not Required |  |  | #N/A | Field Not Required |  |  | #N/A | Field Not Required |  |  | #N/A | Field Not Required |  |  | #N/A | Field Not Required |  |  | #N/A | Field Not Required |  |  |  | #N/A | #N/A | #VALUE! | #VALUE! | #VALUE! | #VALUE! | #N/A | #N/A | #VALUE! | [8 empty] | #N/A | L-- | [6 empty] | #N/A | #N/A | MX_Common_BRT |  | 0 |  | 0- |  | ; ; | ; ; |  | #REF!
[15 empty] | #N/A |  | #N/A |  | #N/A | Field Not Required |  |  | #N/A | Field Not Required |  |  | #N/A | Field Not Required |  |  | #N/A | Field Not Required |  |  | #N/A | Field Not Required |  |  | #N/A | Field Not Required |  |  | #N/A | Field Not Required |  |  | #N/A | Field Not Required |  |  | #N/A | Field Not Required |  |  | #N/A | Field Not Required |  |  |  | #N/A | #N/A | #VALUE! | #VALUE! | #VALUE! | #VALUE! | #N/A | #N/A | #VALUE! | [8 empty] | #N/A | L-- | [6 empty] | #N/A | #N/A | MX_Common_BRT |  | 0 |  | 0- |  | ; ; | ; ; |  | #REF!
[15 empty] | #N/A |  | #N/A |  | #N/A | Field Not Required |  |  | #N/A | Field Not Required |  |  | #N/A | Field Not Required |  |  | #N/A | Field Not Required |  |  | #N/A | Field Not Required |  |  | #N/A | Field Not Required |  |  | #N/A | Field Not Required |  |  | #N/A | Field Not Required |  |  | #N/A | Field Not Required |  |  | #N/A | Field Not Required |  |  |  | #N/A | #N/A | #VALUE! | #VALUE! | #VALUE! | #VALUE! | #N/A | #N/A | #VALUE! | [8 empty] | #N/A | L-- | [6 empty] | #N/A | #N/A | MX_Common_BRT |  | 0 |  | 0- |  | ; ; | ; ; |  | #REF!
[15 empty] | #N/A |  | #N/A |  | #N/A | Field Not Required |  |  | #N/A | Field Not Required |  |  | #N/A | Field Not Required |  |  | #N/A | Field Not Required |  |  | #N/A | Field Not Required |  |  | #N/A | Field Not Required |  |  | #N/A | Field Not Required |  |  | #N/A | Field Not Required |  |  | #N/A | Field Not Required |  |  | #N/A | Field Not Required |  |  |  | #N/A | #N/A | #VALUE! | #VALUE! | #VALUE! | #VALUE! | #N/A | #N/A | #VALUE! | [8 empty] | #N/A | L-- | [6 empty] | #N/A | #N/A | MX_Common_BRT |  | 0 |  | 0- |  | ; ; | ; ; |  | #REF!
[15 empty] | #N/A |  | #N/A |  | #N/A | Field Not Required |  |  | #N/A | Field Not Required |  |  | #N/A | Field Not Required |  |  | #N/A | Field Not Required |  |  | #N/A | Field Not Required |  |  | #N/A | Field Not Required |  |  | #N/A | Field Not Required |  |  | #N/A | Field Not Required |  |  | #N/A | Field Not Required |  |  | #N/A | Field Not Required |  |  |  | #N/A | #N/A | #VALUE! | #VALUE! | #VALUE! | #VALUE! | #N/A | #N/A | #VALUE! | [8 empty] | #N/A | L-- | [6 empty] | #N/A | #N/A | MX_Common_BRT |  | 0 |  | 0- |  | ; ; | ; ; |  | #REF!
[15 empty] | #N/A |  | #N/A |  | #N/A | Field Not Required |  |  | #N/A | Field Not Required |  |  | #N/A | Field Not Required |  |  | #N/A | Field Not Required |  |  | #N/A | Field Not Required |  |  | #N/A | Field Not Required |  |  | #N/A | Field Not Required |  |  | #N/A | Field Not Required |  |  | #N/A | Field Not Required |  |  | #N/A | Field Not Required |  |  |  | #N/A | #N/A | #VALUE! | #VALUE! | #VALUE! | #VALUE! | #N/A | #N/A | #VALUE! | [8 empty] | #N/A | L-- | [6 empty] | #N/A | #N/A | MX_Common_BRT |  | 0 |  | 0- |  | ; ; | ; ; |  | #REF!
[15 empty] | #N/A |  | #N/A |  | #N/A | Field Not Required |  |  | #N/A | Field Not Required |  |  | #N/A | Field Not Required |  |  | #N/A | Field Not Required |  |  | #N/A | Field Not Required |  |  | #N/A | Field Not Required |  |  | #N/A | Field Not Required |  |  | #N/A | Field Not Required |  |  | #N/A | Field Not Required |  |  | #N/A | Field Not Required |  |  |  | #N/A | #N/A | #VALUE! | #VALUE! | #VALUE! | #VALUE! | #N/A | #N/A | #VALUE! | [8 empty] | #N/A | L-- | [6 empty] | #N/A | #N/A | MX_Common_BRT |  | 0 |  | 0- |  | ; ; | ; ; |  | #REF!
[15 empty] | #N/A |  | #N/A |  | #N/A | Field Not Required |  |  | #N/A | Field Not Required |  |  | #N/A | Field Not Required |  |  | #N/A | Field Not Required |  |  | #N/A | Field Not Required |  |  | #N/A | Field Not Required |  |  | #N/A | Field Not Required |  |  | #N/A | Field Not Required |  |  | #N/A | Field Not Required |  |  | #N/A | Field Not Required |  |  |  | #N/A | #N/A | #VALUE! | #VALUE! | #VALUE! | #VALUE! | #N/A | #N/A | #VALUE! | [8 empty] | #N/A | L-- | [6 empty] | #N/A | #N/A | MX_Common_BRT |  | 0 |  | 0- |  | ; ; | ; ; |  | #REF!
[15 empty] | #N/A |  | #N/A |  | #N/A | Field Not Required |  |  | #N/A | Field Not Required |  |  | #N/A | Field Not Required |  |  | #N/A | Field Not Required |  |  | #N/A | Field Not Required |  |  | #N/A | Field Not Required |  |  | #N/A | Field Not Required |  |  | #N/A | Field Not Required |  |  | #N/A | Field Not Required |  |  | #N/A | Field Not Required |  |  |  | #N/A | #N/A | #VALUE! | #VALUE! | #VALUE! | #VALUE! | #N/A | #N/A | #VALUE! | [8 empty] | #N/A | L-- | [6 empty] | #N/A | #N/A | MX_Common_BRT |  | 0 |  | 0- |  | ; ; | ; ; |  | #REF!
[15 empty] | #N/A |  | #N/A |  | #N/A | Field Not Required |  |  | #N/A | Field Not Required |  |  | #N/A | Field Not Required |  |  | #N/A | Field Not Required |  |  | #N/A | Field Not Required |  |  | #N/A | Field Not Required |  |  | #N/A | Field Not Required |  |  | #N/A | Field Not Required |  |  | #N/A | Field Not Required |  |  | #N/A | Field Not Required |  |  |  | #N/A | #N/A | #VALUE! | #VALUE! | #VALUE! | #VALUE! | #N/A | #N/A | #VALUE! | [8 empty] | #N/A | L-- | [6 empty] | #N/A | #N/A | MX_Common_BRT |  | 0 |  | 0- |  | ; ; | ; ; |  | #REF!
[15 empty] | #N/A |  | #N/A |  | #N/A | Field Not Required |  |  | #N/A | Field Not Required |  |  | #N/A | Field Not Required |  |  | #N/A | Field Not Required |  |  | #N/A | Field Not Required |  |  | #N/A | Field Not Required |  |  | #N/A | Field Not Required |  |  | #N/A | Field Not Required |  |  | #N/A | Field Not Required |  |  | #N/A | Field Not Required |  |  |  | #N/A | #N/A | #VALUE! | #VALUE! | #VALUE! | #VALUE! | #N/A | #N/A | #VALUE! | [8 empty] | #N/A | L-- | [6 empty] | #N/A | #N/A | MX_Common_BRT |  | 0 |  | 0- |  | ; ; | ; ; |  | #REF!
[15 empty] | #N/A |  | #N/A |  | #N/A | Field Not Required |  |  | #N/A | Field Not Required |  |  | #N/A | Field Not Required |  |  | #N/A | Field Not Required |  |  | #N/A | Field Not Required |  |  | #N/A | Field Not Required |  |  | #N/A | Field Not Required |  |  | #N/A | Field Not Required |  |  | #N/A | Field Not Required |  |  | #N/A | Field Not Required |  |  |  | #N/A | #N/A | #VALUE! | #VALUE! | #VALUE! | #VALUE! | #N/A | #N/A | #VALUE! | [8 empty] | #N/A | L-- | [6 empty] | #N/A | #N/A | MX_Common_BRT |  | 0 |  | 0- |  | ; ; | ; ; |  | #REF!
[15 empty] | #N/A |  | #N/A |  | #N/A | Field Not Required |  |  | #N/A | Field Not Required |  |  | #N/A | Field Not Required |  |  | #N/A | Field Not Required |  |  | #N/A | Field Not Required |  |  | #N/A | Field Not Required |  |  | #N/A | Field Not Required |  |  | #N/A | Field Not Required |  |  | #N/A | Field Not Required |  |  | #N/A | Field Not Required |  |  |  | #N/A | #N/A | #VALUE! | #VALUE! | #VALUE! | #VALUE! | #N/A | #N/A | #VALUE! | [8 empty] | #N/A | L-- | [6 empty] | #N/A | #N/A | MX_Common_BRT |  | 0 |  | 0- |  | ; ; | ; ; |  | #REF!
[15 empty] | #N/A |  | #N/A |  | #N/A | Field Not Required |  |  | #N/A | Field Not Required |  |  | #N/A | Field Not Required |  |  | #N/A | Field Not Required |  |  | #N/A | Field Not Required |  |  | #N/A | Field Not Required |  |  | #N/A | Field Not Required |  |  | #N/A | Field Not Required |  |  | #N/A | Field Not Required |  |  | #N/A | Field Not Required |  |  |  | #N/A | #N/A | #VALUE! | #VALUE! | #VALUE! | #VALUE! | #N/A | #N/A | #VALUE! | [8 empty] | #N/A | L-- | [6 empty] | #N/A | #N/A | MX_Common_BRT |  | 0 |  | 0- |  | ; ; | ; ; |  | #REF!
[15 empty] | #N/A |  | #N/A |  | #N/A | Field Not Required |  |  | #N/A | Field Not Required |  |  | #N/A | Field Not Required |  |  | #N/A | Field Not Required |  |  | #N/A | Field Not Required |  |  | #N/A | Field Not Required |  |  | #N/A | Field Not Required |  |  | #N/A | Field Not Required |  |  | #N/A | Field Not Required |  |  | #N/A | Field Not Required |  |  |  | #N/A | #N/A | #VALUE! | #VALUE! | #VALUE! | #VALUE! | #N/A | #N/A | #VALUE! | [8 empty] | #N/A | L-- | [6 empty] | #N/A | #N/A | MX_Common_BRT |  | 0 |  | 0- |  | ; ; | ; ; |  | #REF!
[15 empty] | #N/A |  | #N/A |  | #N/A | Field Not Required |  |  | #N/A | Field Not Required |  |  | #N/A | Field Not Required |  |  | #N/A | Field Not Required |  |  | #N/A | Field Not Required |  |  | #N/A | Field Not Required |  |  | #N/A | Field Not Required |  |  | #N/A | Field Not Required |  |  | #N/A | Field Not Required |  |  | #N/A | Field Not Required |  |  |  | #N/A | #N/A | #VALUE! | #VALUE! | #VALUE! | #VALUE! | #N/A | #N/A | #VALUE! | [8 empty] | #N/A | L-- | [6 empty] | #N/A | #N/A | MX_Common_BRT |  | 0 |  | 0- |  | ; ; | ; ; |  | #REF!
[15 empty] | #N/A |  | #N/A |  | #N/A | Field Not Required |  |  | #N/A | Field Not Required |  |  | #N/A | Field Not Required |  |  | #N/A | Field Not Required |  |  | #N/A | Field Not Required |  |  | #N/A | Field Not Required |  |  | #N/A | Field Not Required |  |  | #N/A | Field Not Required |  |  | #N/A | Field Not Required |  |  | #N/A | Field Not Required |  |  |  | #N/A | #N/A | #VALUE! | #VALUE! | #VALUE! | #VALUE! | #N/A | #N/A | #VALUE! | [8 empty] | #N/A | L-- | [6 empty] | #N/A | #N/A | MX_Common_BRT |  | 0 |  | 0- |  | ; ; | ; ; |  | #REF!
[15 empty] | #N/A |  | #N/A |  | #N/A | Field Not Required |  |  | #N/A | Field Not Required |  |  | #N/A | Field Not Required |  |  | #N/A | Field Not Required |  |  | #N/A | Field Not Required |  |  | #N/A | Field Not Required |  |  | #N/A | Field Not Required |  |  | #N/A | Field Not Required |  |  | #N/A | Field Not Required |  |  | #N/A | Field Not Required |  |  |  | #N/A | #N/A | #VALUE! | #VALUE! | #VALUE! | #VALUE! | #N/A | #N/A | #VALUE! | [8 empty] | #N/A | L-- | [6 empty] | #N/A | #N/A | MX_Common_BRT |  | 0 |  | 0- |  | ; ; | ; ; |  | #REF!
[15 empty] | #N/A |  | #N/A |  | #N/A | Field Not Required |  |  | #N/A | Field Not Required |  |  | #N/A | Field Not Required |  |  | #N/A | Field Not Required |  |  | #N/A | Field Not Required |  |  | #N/A | Field Not Required |  |  | #N/A | Field Not Required |  |  | #N/A | Field Not Required |  |  | #N/A | Field Not Required |  |  | #N/A | Field Not Required |  |  |  | #N/A | #N/A | #VALUE! | #VALUE! | #VALUE! | #VALUE! | #N/A | #N/A | #VALUE! | [8 empty] | #N/A | L-- | [6 empty] | #N/A | #N/A | MX_Common_BRT |  | 0 |  | 0- |  | ; ; | ; ; |  | #REF!
[15 empty] | #N/A |  | #N/A |  | #N/A | Field Not Required |  |  | #N/A | Field Not Required |  |  | #N/A | Field Not Required |  |  | #N/A | Field Not Required |  |  | #N/A | Field Not Required |  |  | #N/A | Field Not Required |  |  | #N/A | Field Not Required |  |  | #N/A | Field Not Required |  |  | #N/A | Field Not Required |  |  | #N/A | Field Not Required |  |  |  | #N/A | #N/A | #VALUE! | #VALUE! | #VALUE! | #VALUE! | #N/A | #N/A | #VALUE! | [8 empty] | #N/A | L-- | [6 empty] | #N/A | #N/A | MX_Common_BRT |  | 0 |  | 0- |  | ; ; | ; ; |  | #REF!
[15 empty] | #N/A |  | #N/A |  | #N/A | Field Not Required |  |  | #N/A | Field Not Required |  |  | #N/A | Field Not Required |  |  | #N/A | Field Not Required |  |  | #N/A | Field Not Required |  |  | #N/A | Field Not Required |  |  | #N/A | Field Not Required |  |  | #N/A | Field Not Required |  |  | #N/A | Field Not Required |  |  | #N/A | Field Not Required |  |  |  | #N/A | #N/A | #VALUE! | #VALUE! | #VALUE! | #VALUE! | #N/A | #N/A | #VALUE! | [8 empty] | #N/A | L-- | [6 empty] | #N/A | #N/A | MX_Common_BRT |  | 0 |  | 0- |  | ; ; | ; ; |  | #REF!
[15 empty] | #N/A |  | #N/A |  | #N/A | Field Not Required |  |  | #N/A | Field Not Required |  |  | #N/A | Field Not Required |  |  | #N/A | Field Not Required |  |  | #N/A | Field Not Required |  |  | #N/A | Field Not Required |  |  | #N/A | Field Not Required |  |  | #N/A | Field Not Required |  |  | #N/A | Field Not Required |  |  | #N/A | Field Not Required |  |  |  | #N/A | #N/A | #VALUE! | #VALUE! | #VALUE! | #VALUE! | #N/A | #N/A | #VALUE! | [8 empty] | #N/A | L-- | [6 empty] | #N/A | #N/A | MX_Common_BRT |  | 0 |  | 0- |  | ; ; | ; ; |  | #REF!
[15 empty] | #N/A |  | #N/A |  | #N/A | Field Not Required |  |  | #N/A | Field Not Required |  |  | #N/A | Field Not Required |  |  | #N/A | Field Not Required |  |  | #N/A | Field Not Required |  |  | #N/A | Field Not Required |  |  | #N/A | Field Not Required |  |  | #N/A | Field Not Required |  |  | #N/A | Field Not Required |  |  | #N/A | Field Not Required |  |  |  | #N/A | #N/A | #VALUE! | #VALUE! | #VALUE! | #VALUE! | #N/A | #N/A | #VALUE! | [8 empty] | #N/A | L-- | [6 empty] | #N/A | #N/A | MX_Common_BRT |  | 0 |  | 0- |  | ; ; | ; ; |  | #REF!
[15 empty] | #N/A |  | #N/A |  | #N/A | Field Not Required |  |  | #N/A | Field Not Required |  |  | #N/A | Field Not Required |  |  | #N/A | Field Not Required |  |  | #N/A | Field Not Required |  |  | #N/A | Field Not Required |  |  | #N/A | Field Not Required |  |  | #N/A | Field Not Required |  |  | #N/A | Field Not Required |  |  | #N/A | Field Not Required |  |  |  | #N/A | #N/A | #VALUE! | #VALUE! | #VALUE! | #VALUE! | #N/A | #N/A | #VALUE! | [8 empty] | #N/A | L-- | [6 empty] | #N/A | #N/A | MX_Common_BRT |  | 0 |  | 0- |  | ; ; | ; ; |  | #REF!
[15 empty] | #N/A |  | #N/A |  | #N/A | Field Not Required |  |  | #N/A | Field Not Required |  |  | #N/A | Field Not Required |  |  | #N/A | Field Not Required |  |  | #N/A | Field Not Required |  |  | #N/A | Field Not Required |  |  | #N/A | Field Not Required |  |  | #N/A | Field Not Required |  |  | #N/A | Field Not Required |  |  | #N/A | Field Not Required |  |  |  | #N/A | #N/A | #VALUE! | #VALUE! | #VALUE! | #VALUE! | #N/A | #N/A | #VALUE! | [8 empty] | #N/A | L-- | [6 empty] | #N/A | #N/A | MX_Common_BRT |  | 0 |  | 0- |  | ; ; | ; ; |  | #REF!
[15 empty] | #N/A |  | #N/A |  | #N/A | Field Not Required |  |  | #N/A | Field Not Required |  |  | #N/A | Field Not Required |  |  | #N/A | Field Not Required |  |  | #N/A | Field Not Required |  |  | #N/A | Field Not Required |  |  | #N/A | Field Not Required |  |  | #N/A | Field Not Required |  |  | #N/A | Field Not Required |  |  | #N/A | Field Not Required |  |  |  | #N/A | #N/A | #VALUE! | #VALUE! | #VALUE! | #VALUE! | #N/A | #N/A | #VALUE! | [8 empty] | #N/A | L-- | [6 empty] | #N/A | #N/A | MX_Common_BRT |  | 0 |  | 0- |  | ; ; | ; ; |  | #REF!
[15 empty] | #N/A |  | #N/A |  | #N/A | Field Not Required |  |  | #N/A | Field Not Required |  |  | #N/A | Field Not Required |  |  | #N/A | Field Not Required |  |  | #N/A | Field Not Required |  |  | #N/A | Field Not Required |  |  | #N/A | Field Not Required |  |  | #N/A | Field Not Required |  |  | #N/A | Field Not Required |  |  | #N/A | Field Not Required |  |  |  | #N/A | #N/A | #VALUE! | #VALUE! | #VALUE! | #VALUE! | #N/A | #N/A | #VALUE! | [8 empty] | #N/A | L-- | [6 empty] | #N/A | #N/A | MX_Common_BRT |  | 0 |  | 0- |  | ; ; | ; ; |  | #REF!
[15 empty] | #N/A |  | #N/A |  | #N/A | Field Not Required |  |  | #N/A | Field Not Required |  |  | #N/A | Field Not Required |  |  | #N/A | Field Not Required |  |  | #N/A | Field Not Required |  |  | #N/A | Field Not Required |  |  | #N/A | Field Not Required |  |  | #N/A | Field Not Required |  |  | #N/A | Field Not Required |  |  | #N/A | Field Not Required |  |  |  | #N/A | #N/A | #VALUE! | #VALUE! | #VALUE! | #VALUE! | #N/A | #N/A | #VALUE! | [8 empty] | #N/A | L-- | [6 empty] | #N/A | #N/A | MX_Common_BRT |  | 0 |  | 0- |  | ; ; | ; ; |  | #REF!
| 1 |  |  |  |  | 1 | [6 empty] | 1 |  | #N/A |  | #N/A | 1 | #N/A | Field Not Required |  |  | #N/A | Field Not Required |  |  | #N/A | Field Not Required |  |  | #N/A | Field Not Required |  |  | #N/A | Field Not Required |  |  | #N/A | Field Not Required |  |  | #N/A | Field Not Required |  |  | #N/A | Field Not Required |  |  | #N/A | Field Not Required |  |  | #N/A | Field Not Required |  |  | 1 | #N/A | #N/A | #VALUE! | #VALUE! | #VALUE! | #VALUE! | #N/A | #N/A | #VALUE! | [7 empty] | 1 | #N/A | L-- | [6 empty] | #N/A | #N/A | MX_Common_BRT | 1 | 0 |  | 0- |  | ; ; | ; ; |  | #REF! |  |  | 1 |  |  |  | 1 |  |  | 1 | [5 empty] | 1
[15 empty] | #N/A |  |  |  | #N/A | Field Not Required |  |  | #N/A | Field Not Required |  |  | #N/A | Field Not Required |  |  | #N/A | Field Not Required |  |  | #N/A | Field Not Required |  |  | #N/A | Field Not Required |  |  | #N/A | Field Not Required |  |  | #N/A | Field Not Required |  |  | #N/A | Field Not Required |  |  | #N/A | Field Not Required |  |  |  | #N/A | #N/A | #VALUE! | #VALUE! | #VALUE! | #VALUE! | #N/A | #N/A | #VALUE! | [8 empty] | #N/A | L-- | [6 empty] | - | - | #N/A |  | 0 |  | 0- |  | ; ; | ; ; |  | #REF!
[15 empty] | #N/A |  |  |  | #N/A | Field Not Required |  |  | #N/A | Field Not Required |  |  | #N/A | Field Not Required |  |  | #N/A | Field Not Required |  |  | #N/A | Field Not Required |  |  | #N/A | Field Not Required |  |  | #N/A | Field Not Required |  |  | #N/A | Field Not Required |  |  | #N/A | Field Not Required |  |  | #N/A | Field Not Required |  |  |  | #N/A | #N/A | #VALUE! | #VALUE! | #VALUE! | #VALUE! | #N/A | #N/A | #VALUE! | [8 empty] | #N/A | L-- | [6 empty] | - | - | #N/A |  | 0 |  | 0- |  | ; ; | ; ; |  | #REF!
[15 empty] | #N/A |  |  |  | #N/A | Field Not Required |  |  | #N/A | Field Not Required |  |  | #N/A | Field Not Required |  |  | #N/A | Field Not Required |  |  | #N/A | Field Not Required |  |  | #N/A | Field Not Required |  |  | #N/A | Field Not Required |  |  | #N/A | Field Not Required |  |  | #N/A | Field Not Required |  |  | #N/A | Field Not Required |  |  |  | #N/A | #N/A | #VALUE! | #VALUE! | #VALUE! | #VALUE! | #N/A | #N/A | #VALUE! | [8 empty] | #N/A | L-- | [6 empty] | - | - | #N/A |  | 0 |  | 0- |  | ; ; | ; ; |  | #REF!
[15 empty] | #N/A |  |  |  | #N/A | Field Not Required |  |  | #N/A | Field Not Required |  |  | #N/A | Field Not Required |  |  | #N/A | Field Not Required |  |  | #N/A | Field Not Required |  |  | #N/A | Field Not Required |  |  | #N/A | Field Not Required |  |  | #N/A | Field Not Required |  |  | #N/A | Field Not Required |  |  | #N/A | Field Not Required |  |  |  | #N/A | #N/A | #VALUE! | #VALUE! | #VALUE! | #VALUE! | #N/A | #N/A | #VALUE! | [8 empty] | #N/A | L-- | [6 empty] | - | - | #N/A |  | 0 |  | 0- |  | ; ; | ; ; |  | #REF!
[15 empty] | #N/A |  |  |  | #N/A | Field Not Required |  |  | #N/A | Field Not Required |  |  | #N/A | Field Not Required |  |  | #N/A | Field Not Required |  |  | #N/A | Field Not Required |  |  | #N/A | Field Not Required |  |  | #N/A | Field Not Required |  |  | #N/A | Field Not Required |  |  | #N/A | Field Not Required |  |  | #N/A | Field Not Required |  |  |  | #N/A | #N/A | #VALUE! | #VALUE! | #VALUE! | #VALUE! | #N/A | #N/A | #VALUE! | [8 empty] | #N/A | L-- | [6 empty] | - | - | #N/A |  | 0 |  | 0- |  | ; ; | ; ; |  | #REF!
[15 empty] | #N/A |  |  |  | #N/A | Field Not Required |  |  | #N/A | Field Not Required |  |  | #N/A | Field Not Required |  |  | #N/A | Field Not Required |  |  | #N/A | Field Not Required |  |  | #N/A | Field Not Required |  |  | #N/A | Field Not Required |  |  | #N/A | Field Not Required |  |  | #N/A | Field Not Required |  |  | #N/A | Field Not Required |  |  |  | #N/A | #N/A | #VALUE! | #VALUE! | #VALUE! | #VALUE! | #N/A | #N/A | #VALUE! | [8 empty] | #N/A | L-- | [6 empty] | - | - | #N/A |  | 0 |  | 0- |  | ; ; | ; ; |  | #REF!
[15 empty] | #N/A |  |  |  | #N/A | Field Not Required |  |  | #N/A | Field Not Required |  |  | #N/A | Field Not Required |  |  | #N/A | Field Not Required |  |  | #N/A | Field Not Required |  |  | #N/A | Field Not Required |  |  | #N/A | Field Not Required |  |  | #N/A | Field Not Required |  |  | #N/A | Field Not Required |  |  | #N/A | Field Not Required |  |  |  | #N/A | #N/A | #VALUE! | #VALUE! | #VALUE! | #VALUE! | #N/A | #N/A | #VALUE! | [8 empty] | #N/A | L-- | [6 empty] | - | - | #N/A |  | 0 |  | 0- |  | ; ; | ; ; |  | #REF!
[15 empty] | #N/A |  |  |  | #N/A | Field Not Required |  |  | #N/A | Field Not Required |  |  | #N/A | Field Not Required |  |  | #N/A | Field Not Required |  |  | #N/A | Field Not Required |  |  | #N/A | Field Not Required |  |  | #N/A | Field Not Required |  |  | #N/A | Field Not Required |  |  | #N/A | Field Not Required |  |  | #N/A | Field Not Required |  |  |  | #N/A | #N/A | #VALUE! | #VALUE! | #VALUE! | #VALUE! | #N/A | #N/A | #VALUE! | [8 empty] | #N/A | L-- | [6 empty] | - | - | #N/A |  | 0 |  | 0- |  | ; ; | ; ; |  | #REF!
[15 empty] | #N/A |  |  |  | #N/A | Field Not Required |  |  | #N/A | Field Not Required |  |  | #N/A | Field Not Required |  |  | #N/A | Field Not Required |  |  | #N/A | Field Not Required |  |  | #N/A | Field Not Required |  |  | #N/A | Field Not Required |  |  | #N/A | Field Not Required |  |  | #N/A | Field Not Required |  |  | #N/A | Field Not Required |  |  |  | #N/A | #N/A | #VALUE! | #VALUE! | #VALUE! | #VALUE! | #N/A | #N/A | #VALUE! | [8 empty] | #N/A | L-- | [6 empty] | - | - | #N/A |  | 0 |  | 0- |  | ; ; | ; ; |  | #REF!
[15 empty] | #N/A |  |  |  | #N/A | Field Not Required |  |  | #N/A | Field Not Required |  |  | #N/A | Field Not Required |  |  | #N/A | Field Not Required |  |  | #N/A | Field Not Required |  |  | #N/A | Field Not Required |  |  | #N/A | Field Not Required |  |  | #N/A | Field Not Required |  |  | #N/A | Field Not Required |  |  | #N/A | Field Not Required |  |  |  | #N/A | #N/A | #VALUE! | #VALUE! | #VALUE! | #VALUE! | #N/A | #N/A | #VALUE! | [8 empty] | #N/A | L-- | [6 empty] | - | - | #N/A |  | 0 |  | 0- |  | ; ; | ; ; |  | #REF!
[15 empty] | #N/A |  |  |  | #N/A | Field Not Required |  |  | #N/A | Field Not Required |  |  | #N/A | Field Not Required |  |  | #N/A | Field Not Required |  |  | #N/A | Field Not Required |  |  | #N/A | Field Not Required |  |  | #N/A | Field Not Required |  |  | #N/A | Field Not Required |  |  | #N/A | Field Not Required |  |  | #N/A | Field Not Required |  |  |  | #N/A | #N/A | #VALUE! | #VALUE! | #VALUE! | #VALUE! | #N/A | #N/A | #VALUE! | [8 empty] | #N/A | L-- | [6 empty] | - | - | #N/A |  | 0 |  | 0- |  | ; ; | ; ; |  | #REF!
[15 empty] | #N/A |  |  |  | #N/A | Field Not Required |  |  | #N/A | Field Not Required |  |  | #N/A | Field Not Required |  |  | #N/A | Field Not Required |  |  | #N/A | Field Not Required |  |  | #N/A | Field Not Required |  |  | #N/A | Field Not Required |  |  | #N/A | Field Not Required |  |  | #N/A | Field Not Required |  |  | #N/A | Field Not Required |  |  |  | #N/A | #N/A | #VALUE! | #VALUE! | #VALUE! | #VALUE! | #N/A | #N/A | #VALUE! | [8 empty] | #N/A | L-- | [6 empty] | - | - | #N/A |  | 0 |  | 0- |  | ; ; | ; ; |  | #REF!
[15 empty] | #N/A |  |  |  | #N/A | Field Not Required |  |  | #N/A | Field Not Required |  |  | #N/A | Field Not Required |  |  | #N/A | Field Not Required |  |  | #N/A | Field Not Required |  |  | #N/A | Field Not Required |  |  | #N/A | Field Not Required |  |  | #N/A | Field Not Required |  |  | #N/A | Field Not Required |  |  | #N/A | Field Not Required |  |  |  | #N/A | #N/A | #VALUE! | #VALUE! | #VALUE! | #VALUE! | #N/A | #N/A | #VALUE! | [8 empty] | #N/A | L-- | [6 empty] | - | - | #N/A |  | 0 |  | 0- |  | ; ; | ; ; |  | #REF!
[15 empty] | #N/A |  |  |  | #N/A | Field Not Required |  |  | #N/A | Field Not Required |  |  | #N/A | Field Not Required |  |  | #N/A | Field Not Required |  |  | #N/A | Field Not Required |  |  | #N/A | Field Not Required |  |  | #N/A | Field Not Required |  |  | #N/A | Field Not Required |  |  | #N/A | Field Not Required |  |  | #N/A | Field Not Required |  |  |  | #N/A | #N/A | #VALUE! | #VALUE! | #VALUE! | #VALUE! | #N/A | #N/A | #VALUE! | [8 empty] | #N/A | L-- | [6 empty] | - | - | #N/A |  | 0 |  | 0- |  | ; ; | ; ; |  | #REF!
[15 empty] | #N/A |  |  |  | #N/A | Field Not Required |  |  | #N/A | Field Not Required |  |  | #N/A | Field Not Required |  |  | #N/A | Field Not Required |  |  | #N/A | Field Not Required |  |  | #N/A | Field Not Required |  |  | #N/A | Field Not Required |  |  | #N/A | Field Not Required |  |  | #N/A | Field Not Required |  |  | #N/A | Field Not Required |  |  |  | #N/A | #N/A | #VALUE! | #VALUE! | #VALUE! | #VALUE! | #N/A | #N/A | #VALUE! | [8 empty] | #N/A | L-- | [6 empty] | - | - | #N/A |  | 0 |  | 0- |  | ; ; | ; ; |  | #REF!
[15 empty] | #N/A |  |  |  | #N/A | Field Not Required |  |  | #N/A | Field Not Required |  |  | #N/A | Field Not Required |  |  | #N/A | Field Not Required |  |  | #N/A | Field Not Required |  |  | #N/A | Field Not Required |  |  | #N/A | Field Not Required |  |  | #N/A | Field Not Required |  |  | #N/A | Field Not Required |  |  | #N/A | Field Not Required |  |  |  | #N/A | #N/A | #VALUE! | #VALUE! | #VALUE! | #VALUE! | #N/A | #N/A | #VALUE! | [8 empty] | #N/A | L-- | [6 empty] | - | - | #N/A |  | 0 |  | 0- |  | ; ; | ; ; |  | #REF!
[15 empty] | #N/A |  |  |  | #N/A | Field Not Required |  |  | #N/A | Field Not Required |  |  | #N/A | Field Not Required |  |  | #N/A | Field Not Required |  |  | #N/A | Field Not Required |  |  | #N/A | Field Not Required |  |  | #N/A | Field Not Required |  |  | #N/A | Field Not Required |  |  | #N/A | Field Not Required |  |  | #N/A | Field Not Required |  |  |  | #N/A | #N/A | #VALUE! | #VALUE! | #VALUE! | #VALUE! | #N/A | #N/A | #VALUE! | [8 empty] | #N/A | L-- | [6 empty] | - | - | #N/A |  | 0 |  | 0- |  | ; ; | ; ; |  | #REF!
[15 empty] | #N/A |  |  |  | #N/A | Field Not Required |  |  | #N/A | Field Not Required |  |  | #N/A | Field Not Required |  |  | #N/A | Field Not Required |  |  | #N/A | Field Not Required |  |  | #N/A | Field Not Required |  |  | #N/A | Field Not Required |  |  | #N/A | Field Not Required |  |  | #N/A | Field Not Required |  |  | #N/A | Field Not Required |  |  |  | #N/A | #N/A | #VALUE! | #VALUE! | #VALUE! | #VALUE! | #N/A | #N/A | #VALUE! | [8 empty] | #N/A | L-- | [6 empty] | - | - | #N/A |  | 0 |  | 0- |  | ; ; | ; ; |  | #REF!
[15 empty] | #N/A |  |  |  | #N/A | Field Not Required |  |  | #N/A | Field Not Required |  |  | #N/A | Field Not Required |  |  | #N/A | Field Not Required |  |  | #N/A | Field Not Required |  |  | #N/A | Field Not Required |  |  | #N/A | Field Not Required |  |  | #N/A | Field Not Required |  |  | #N/A | Field Not Required |  |  | #N/A | Field Not Required |  |  |  | #N/A | #N/A | #VALUE! | #VALUE! | #VALUE! | #VALUE! | #N/A | #N/A | #VALUE! | [8 empty] | #N/A | L-- | [6 empty] | - | - | #N/A |  | 0 |  | 0- |  | ; ; | ; ; |  | #REF!
[15 empty] | #N/A |  |  |  | #N/A | Field Not Required |  |  | #N/A | Field Not Required |  |  | #N/A | Field Not Required |  |  | #N/A | Field Not Required |  |  | #N/A | Field Not Required |  |  | #N/A | Field Not Required |  |  | #N/A | Field Not Required |  |  | #N/A | Field Not Required |  |  | #N/A | Field Not Required |  |  | #N/A | Field Not Required |  |  |  | #N/A | #N/A | #VALUE! | #VALUE! | #VALUE! | #VALUE! | #N/A | #N/A | #VALUE! | [8 empty] | #N/A | L-- | [6 empty] | - | - | #N/A |  | 0 |  | 0- |  | ; ; | ; ; |  | #REF!
[15 empty] | #N/A |  |  |  | #N/A | Field Not Required |  |  | #N/A | Field Not Required |  |  | #N/A | Field Not Required |  |  | #N/A | Field Not Required |  |  | #N/A | Field Not Required |  |  | #N/A | Field Not Required |  |  | #N/A | Field Not Required |  |  | #N/A | Field Not Required |  |  | #N/A | Field Not Required |  |  | #N/A | Field Not Required |  |  |  | #N/A | #N/A | #VALUE! | #VALUE! | #VALUE! | #VALUE! | #N/A | #N/A | #VALUE! | [8 empty] | #N/A | L-- | [6 empty] | - | - | #N/A |  | 0 |  | 0- |  | ; ; | ; ; |  | #REF!
[15 empty] | #N/A |  |  |  | #N/A | Field Not Required |  |  | #N/A | Field Not Required |  |  | #N/A | Field Not Required |  |  | #N/A | Field Not Required |  |  | #N/A | Field Not Required |  |  | #N/A | Field Not Required |  |  | #N/A | Field Not Required |  |  | #N/A | Field Not Required |  |  | #N/A | Field Not Required |  |  | #N/A | Field Not Required |  |  |  | #N/A | #N/A | #VALUE! | #VALUE! | #VALUE! | #VALUE! | #N/A | #N/A | #VALUE! | [8 empty] | #N/A | L-- | [6 empty] | - | - | #N/A |  | 0 |  | 0- |  | ; ; | ; ; |  | #REF!
[15 empty] | #N/A |  |  |  | #N/A | Field Not Required |  |  | #N/A | Field Not Required |  |  | #N/A | Field Not Required |  |  | #N/A | Field Not Required |  |  | #N/A | Field Not Required |  |  | #N/A | Field Not Required |  |  | #N/A | Field Not Required |  |  | #N/A | Field Not Required |  |  | #N/A | Field Not Required |  |  | #N/A | Field Not Required |  |  |  | #N/A | #N/A | #VALUE! | #VALUE! | #VALUE! | #VALUE! | #N/A | #N/A | #VALUE! | [8 empty] | #N/A | L-- | [6 empty] | - | - | #N/A |  | 0 |  | 0- |  | ; ; | ; ; |  | #REF!
[15 empty] | #N/A |  |  |  | #N/A | Field Not Required |  |  | #N/A | Field Not Required |  |  | #N/A | Field Not Required |  |  | #N/A | Field Not Required |  |  | #N/A | Field Not Required |  |  | #N/A | Field Not Required |  |  | #N/A | Field Not Required |  |  | #N/A | Field Not Required |  |  | #N/A | Field Not Required |  |  | #N/A | Field Not Required |  |  |  | #N/A | #N/A | #VALUE! | #VALUE! | #VALUE! | #VALUE! | #N/A | #N/A | #VALUE! | [8 empty] | #N/A | L-- | [6 empty] | - | - | #N/A |  | 0 |  | 0- |  | ; ; | ; ; |  | #REF!
[15 empty] | #N/A |  |  |  | #N/A | Field Not Required |  |  | #N/A | Field Not Required |  |  | #N/A | Field Not Required |  |  | #N/A | Field Not Required |  |  | #N/A | Field Not Required |  |  | #N/A | Field Not Required |  |  | #N/A | Field Not Required |  |  | #N/A | Field Not Required |  |  | #N/A | Field Not Required |  |  | #N/A | Field Not Required |  |  |  | #N/A | #N/A | #VALUE! | #VALUE! | #VALUE! | #VALUE! | #N/A | #N/A | #VALUE! | [8 empty] | #N/A | L-- | [6 empty] | - | - | #N/A |  | 0 |  | 0- |  | ; ; | ; ; |  | #REF!
[15 empty] | #N/A |  |  |  | #N/A | Field Not Required |  |  | #N/A | Field Not Required |  |  | #N/A | Field Not Required |  |  | #N/A | Field Not Required |  |  | #N/A | Field Not Required |  |  | #N/A | Field Not Required |  |  | #N/A | Field Not Required |  |  | #N/A | Field Not Required |  |  | #N/A | Field Not Required |  |  | #N/A | Field Not Required |  |  |  | #N/A | #N/A | #VALUE! | #VALUE! | #VALUE! | #VALUE! | #N/A | #N/A | #VALUE! | [8 empty] | #N/A | L-- | [6 empty] | - | - | #N/A |  | 0 |  | 0- |  | ; ; | ; ; |  | #REF!
[15 empty] | #N/A |  |  |  | #N/A | Field Not Required |  |  | #N/A | Field Not Required |  |  | #N/A | Field Not Required |  |  | #N/A | Field Not Required |  |  | #N/A | Field Not Required |  |  | #N/A | Field Not Required |  |  | #N/A | Field Not Required |  |  | #N/A | Field Not Required |  |  | #N/A | Field Not Required |  |  | #N/A | Field Not Required |  |  |  | #N/A | #N/A | #VALUE! | #VALUE! | #VALUE! | #VALUE! | #N/A | #N/A | #VALUE! | [8 empty] | #N/A | L-- | [6 empty] | - | - | #N/A |  | 0 |  | 0- |  | ; ; | ; ; |  | #REF!
[15 empty] | #N/A |  |  |  | #N/A | Field Not Required |  |  | #N/A | Field Not Required |  |  | #N/A | Field Not Required |  |  | #N/A | Field Not Required |  |  | #N/A | Field Not Required |  |  | #N/A | Field Not Required |  |  | #N/A | Field Not Required |  |  | #N/A | Field Not Required |  |  | #N/A | Field Not Required |  |  | #N/A | Field Not Required |  |  |  | #N/A | #N/A | #VALUE! | #VALUE! | #VALUE! | #VALUE! | #N/A | #N/A | #VALUE! | [8 empty] | #N/A | L-- | [6 empty] | - | - | #N/A |  | 0 |  | 0- |  | ; ; | ; ; |  | #REF!
[15 empty] | #N/A |  |  |  | #N/A | Field Not Required |  |  | #N/A | Field Not Required |  |  | #N/A | Field Not Required |  |  | #N/A | Field Not Required |  |  | #N/A | Field Not Required |  |  | #N/A | Field Not Required |  |  | #N/A | Field Not Required |  |  | #N/A | Field Not Required |  |  | #N/A | Field Not Required |  |  | #N/A | Field Not Required |  |  |  | #N/A | #N/A | #VALUE! | #VALUE! | #VALUE! | #VALUE! | #N/A | #N/A | #VALUE! | [8 empty] | #N/A | L-- | [6 empty] | - | - | #N/A |  | 0 |  | 0- |  | ; ; | ; ; |  | #REF!
[15 empty] | #N/A |  |  |  | #N/A | Field Not Required |  |  | #N/A | Field Not Required |  |  | #N/A | Field Not Required |  |  | #N/A | Field Not Required |  |  | #N/A | Field Not Required |  |  | #N/A | Field Not Required |  |  | #N/A | Field Not Required |  |  | #N/A | Field Not Required |  |  | #N/A | Field Not Required |  |  | #N/A | Field Not Required |  |  |  | #N/A | #N/A | #VALUE! | #VALUE! | #VALUE! | #VALUE! | #N/A | #N/A | #VALUE! | [8 empty] | #N/A | L-- | [6 empty] | - | - | #N/A |  | 0 |  | 0- |  | ; ; | ; ; |  | #REF!
[15 empty] | #N/A |  |  |  | #N/A | Field Not Required |  |  | #N/A | Field Not Required |  |  | #N/A | Field Not Required |  |  | #N/A | Field Not Required |  |  | #N/A | Field Not Required |  |  | #N/A | Field Not Required |  |  | #N/A | Field Not Required |  |  | #N/A | Field Not Required |  |  | #N/A | Field Not Required |  |  | #N/A | Field Not Required |  |  |  | #N/A | #N/A | #VALUE! | #VALUE! | #VALUE! | #VALUE! | #N/A | #N/A | #VALUE! | [8 empty] | #N/A | L-- | [6 empty] | - | - | #N/A |  | 0 |  | 0- |  | ; ; | ; ; |  | #REF!
[15 empty] | #N/A |  |  |  | #N/A | Field Not Required |  |  | #N/A | Field Not Required |  |  | #N/A | Field Not Required |  |  | #N/A | Field Not Required |  |  | #N/A | Field Not Required |  |  | #N/A | Field Not Required |  |  | #N/A | Field Not Required |  |  | #N/A | Field Not Required |  |  | #N/A | Field Not Required |  |  | #N/A | Field Not Required |  |  |  | #N/A | #N/A | #VALUE! | #VALUE! | #VALUE! | #VALUE! | #N/A | #N/A | #VALUE! | [8 empty] | #N/A | L-- | [6 empty] | - | - | #N/A |  | 0 |  | 0- |  | ; ; | ; ; |  | #REF!
[15 empty] | #N/A |  |  |  | #N/A | Field Not Required |  |  | #N/A | Field Not Required |  |  | #N/A | Field Not Required |  |  | #N/A | Field Not Required |  |  | #N/A | Field Not Required |  |  | #N/A | Field Not Required |  |  | #N/A | Field Not Required |  |  | #N/A | Field Not Required |  |  | #N/A | Field Not Required |  |  | #N/A | Field Not Required |  |  |  | #N/A | #N/A | #VALUE! | #VALUE! | #VALUE! | #VALUE! | #N/A | #N/A | #VALUE! | [8 empty] | #N/A | L-- | [6 empty] | - | - | #N/A |  | 0 |  | 0- |  | ; ; | ; ; |  | #REF!
[15 empty] | #N/A |  |  |  | #N/A | Field Not Required |  |  | #N/A | Field Not Required |  |  | #N/A | Field Not Required |  |  | #N/A | Field Not Required |  |  | #N/A | Field Not Required |  |  | #N/A | Field Not Required |  |  | #N/A | Field Not Required |  |  | #N/A | Field Not Required |  |  | #N/A | Field Not Required |  |  | #N/A | Field Not Required |  |  |  | #N/A | #N/A | #VALUE! | #VALUE! | #VALUE! | #VALUE! | #N/A | #N/A | #VALUE! | [8 empty] | #N/A | L-- | [6 empty] | - | - | #N/A |  | 0 |  | 0- |  | ; ; | ; ; |  | #REF!
[15 empty] | #N/A |  |  |  | #N/A | Field Not Required |  |  | #N/A | Field Not Required |  |  | #N/A | Field Not Required |  |  | #N/A | Field Not Required |  |  | #N/A | Field Not Required |  |  | #N/A | Field Not Required |  |  | #N/A | Field Not Required |  |  | #N/A | Field Not Required |  |  | #N/A | Field Not Required |  |  | #N/A | Field Not Required |  |  |  | #N/A | #N/A | #VALUE! | #VALUE! | #VALUE! | #VALUE! | #N/A | #N/A | #VALUE! | [8 empty] | #N/A | L-- | [6 empty] | - | - | #N/A |  | 0 |  | 0- |  | ; ; | ; ; |  | #REF!
[15 empty] | #N/A |  |  |  | #N/A | Field Not Required |  |  | #N/A | Field Not Required |  |  | #N/A | Field Not Required |  |  | #N/A | Field Not Required |  |  | #N/A | Field Not Required |  |  | #N/A | Field Not Required |  |  | #N/A | Field Not Required |  |  | #N/A | Field Not Required |  |  | #N/A | Field Not Required |  |  | #N/A | Field Not Required |  |  |  | #N/A | #N/A | #VALUE! | #VALUE! | #VALUE! | #VALUE! | #N/A | #N/A | #VALUE! | [8 empty] | #N/A | L-- | [6 empty] | - | - | #N/A |  | 0 |  | 0- |  | ; ; | ; ; |  | #REF!
[15 empty] | #N/A |  |  |  | #N/A | Field Not Required |  |  | #N/A | Field Not Required |  |  | #N/A | Field Not Required |  |  | #N/A | Field Not Required |  |  | #N/A | Field Not Required |  |  | #N/A | Field Not Required |  |  | #N/A | Field Not Required |  |  | #N/A | Field Not Required |  |  | #N/A | Field Not Required |  |  | #N/A | Field Not Required |  |  |  | #N/A | #N/A | #VALUE! | #VALUE! | #VALUE! | #VALUE! | #N/A | #N/A | #VALUE! | [8 empty] | #N/A | L-- | [6 empty] | - | - | #N/A |  | 0 |  | 0- |  | ; ; | ; ; |  | #REF!
[15 empty] | #N/A |  |  |  | #N/A | Field Not Required |  |  | #N/A | Field Not Required |  |  | #N/A | Field Not Required |  |  | #N/A | Field Not Required |  |  | #N/A | Field Not Required |  |  | #N/A | Field Not Required |  |  | #N/A | Field Not Required |  |  | #N/A | Field Not Required |  |  | #N/A | Field Not Required |  |  | #N/A | Field Not Required |  |  |  | #N/A | #N/A | #VALUE! | #VALUE! | #VALUE! | #VALUE! | #N/A | #N/A | #VALUE! | [8 empty] | #N/A | L-- | [6 empty] | - | - | #N/A |  | 0 |  | 0- |  | ; ; | ; ; |  | #REF!
[15 empty] | #N/A |  |  |  | #N/A | Field Not Required |  |  | #N/A | Field Not Required |  |  | #N/A | Field Not Required |  |  | #N/A | Field Not Required |  |  | #N/A | Field Not Required |  |  | #N/A | Field Not Required |  |  | #N/A | Field Not Required |  |  | #N/A | Field Not Required |  |  | #N/A | Field Not Required |  |  | #N/A | Field Not Required |  |  |  | #N/A | #N/A | #VALUE! | #VALUE! | #VALUE! | #VALUE! | #N/A | #N/A | #VALUE! | [8 empty] | #N/A | L-- | [6 empty] | - | - | #N/A |  | 0 |  | 0- |  | ; ; | ; ; |  | #REF!
[15 empty] | #N/A |  |  |  | #N/A | Field Not Required |  |  | #N/A | Field Not Required |  |  | #N/A | Field Not Required |  |  | #N/A | Field Not Required |  |  | #N/A | Field Not Required |  |  | #N/A | Field Not Required |  |  | #N/A | Field Not Required |  |  | #N/A | Field Not Required |  |  | #N/A | Field Not Required |  |  | #N/A | Field Not Required |  |  |  | #N/A | #N/A | #VALUE! | #VALUE! | #VALUE! | #VALUE! | #N/A | #N/A | #VALUE! | [8 empty] | #N/A | L-- | [6 empty] | - | - | #N/A |  | 0 |  | 0- |  | ; ; | ; ; |  | #REF!
[15 empty] | #N/A |  |  |  | #N/A | Field Not Required |  |  | #N/A | Field Not Required |  |  | #N/A | Field Not Required |  |  | #N/A | Field Not Required |  |  | #N/A | Field Not Required |  |  | #N/A | Field Not Required |  |  | #N/A | Field Not Required |  |  | #N/A | Field Not Required |  |  | #N/A | Field Not Required |  |  | #N/A | Field Not Required |  |  |  | #N/A | #N/A | #VALUE! | #VALUE! | #VALUE! | #VALUE! | #N/A | #N/A | #VALUE! | [8 empty] | #N/A | L-- | [6 empty] | - | - | #N/A |  | 0 |  | 0- |  | ; ; | ; ; |  | #REF!
[15 empty] | #N/A |  |  |  | #N/A | Field Not Required |  |  | #N/A | Field Not Required |  |  | #N/A | Field Not Required |  |  | #N/A | Field Not Required |  |  | #N/A | Field Not Required |  |  | #N/A | Field Not Required |  |  | #N/A | Field Not Required |  |  | #N/A | Field Not Required |  |  | #N/A | Field Not Required |  |  | #N/A | Field Not Required |  |  |  | #N/A | #N/A | #VALUE! | #VALUE! | #VALUE! | #VALUE! | #N/A | #N/A | #VALUE! | [8 empty] | #N/A | L-- | [6 empty] | - | - | #N/A |  | 0 |  | 0- |  | ; ; | ; ; |  | #REF!
[15 empty] | #N/A |  |  |  | #N/A | Field Not Required |  |  | #N/A | Field Not Required |  |  | #N/A | Field Not Required |  |  | #N/A | Field Not Required |  |  | #N/A | Field Not Required |  |  | #N/A | Field Not Required |  |  | #N/A | Field Not Required |  |  | #N/A | Field Not Required |  |  | #N/A | Field Not Required |  |  | #N/A | Field Not Required |  |  |  | #N/A | #N/A | #VALUE! | #VALUE! | #VALUE! | #VALUE! | #N/A | #N/A | #VALUE! | [8 empty] | #N/A | L-- | [6 empty] | - | - | #N/A |  | 0 |  | 0- |  | ; ; | ; ; |  | #REF!
[15 empty] | #N/A |  |  |  | #N/A | Field Not Required |  |  | #N/A | Field Not Required |  |  | #N/A | Field Not Required |  |  | #N/A | Field Not Required |  |  | #N/A | Field Not Required |  |  | #N/A | Field Not Required |  |  | #N/A | Field Not Required |  |  | #N/A | Field Not Required |  |  | #N/A | Field Not Required |  |  | #N/A | Field Not Required |  |  |  | #N/A | #N/A | #VALUE! | #VALUE! | #VALUE! | #VALUE! | #N/A | #N/A | #VALUE! | [8 empty] | #N/A | L-- | [6 empty] | - | - | #N/A |  | 0 |  | 0- |  | ; ; | ; ; |  | #REF!
[15 empty] | #N/A |  |  |  | #N/A | Field Not Required |  |  | #N/A | Field Not Required |  |  | #N/A | Field Not Required |  |  | #N/A | Field Not Required |  |  | #N/A | Field Not Required |  |  | #N/A | Field Not Required |  |  | #N/A | Field Not Required |  |  | #N/A | Field Not Required |  |  | #N/A | Field Not Required |  |  | #N/A | Field Not Required |  |  |  | #N/A | #N/A | #VALUE! | #VALUE! | #VALUE! | #VALUE! | #N/A | #N/A | #VALUE! | [8 empty] | #N/A | L-- | [6 empty] | - | - | #N/A |  | 0 |  | 0- |  | ; ; | ; ; |  | #REF!
[15 empty] | #N/A |  |  |  | #N/A | Field Not Required |  |  | #N/A | Field Not Required |  |  | #N/A | Field Not Required |  |  | #N/A | Field Not Required |  |  | #N/A | Field Not Required |  |  | #N/A | Field Not Required |  |  | #N/A | Field Not Required |  |  | #N/A | Field Not Required |  |  | #N/A | Field Not Required |  |  | #N/A | Field Not Required |  |  |  | #N/A | #N/A | #VALUE! | #VALUE! | #VALUE! | #VALUE! | #N/A | #N/A | #VALUE! | [8 empty] | #N/A | L-- | [6 empty] | - | - | #N/A |  | 0 |  | 0- |  | ; ; | ; ; |  | #REF!
[15 empty] | #N/A |  |  |  | #N/A | Field Not Required |  |  | #N/A | Field Not Required |  |  | #N/A | Field Not Required |  |  | #N/A | Field Not Required |  |  | #N/A | Field Not Required |  |  | #N/A | Field Not Required |  |  | #N/A | Field Not Required |  |  | #N/A | Field Not Required |  |  | #N/A | Field Not Required |  |  | #N/A | Field Not Required |  |  |  | #N/A | #N/A | #VALUE! | #VALUE! | #VALUE! | #VALUE! | #N/A | #N/A | #VALUE! | [8 empty] | #N/A | L-- | [6 empty] | - | - | #N/A |  | 0 |  | 0- |  | ; ; | ; ; |  | #REF!
[15 empty] | #N/A |  |  |  | #N/A | Field Not Required |  |  | #N/A | Field Not Required |  |  | #N/A | Field Not Required |  |  | #N/A | Field Not Required |  |  | #N/A | Field Not Required |  |  | #N/A | Field Not Required |  |  | #N/A | Field Not Required |  |  | #N/A | Field Not Required |  |  | #N/A | Field Not Required |  |  | #N/A | Field Not Required |  |  |  | #N/A | #N/A | #VALUE! | #VALUE! | #VALUE! | #VALUE! | #N/A | #N/A | #VALUE! | [8 empty] | #N/A | L-- | [6 empty] | - | - | #N/A |  | 0 |  | 0- |  | ; ; | ; ; |  | #REF!
[15 empty] | #N/A |  |  |  | #N/A | Field Not Required |  |  | #N/A | Field Not Required |  |  | #N/A | Field Not Required |  |  | #N/A | Field Not Required |  |  | #N/A | Field Not Required |  |  | #N/A | Field Not Required |  |  | #N/A | Field Not Required |  |  | #N/A | Field Not Required |  |  | #N/A | Field Not Required |  |  | #N/A | Field Not Required |  |  |  | #N/A | #N/A | #VALUE! | #VALUE! | #VALUE! | #VALUE! | #N/A | #N/A | #VALUE! | [8 empty] | #N/A | L-- | [6 empty] | - | - | #N/A |  | 0 |  | 0- |  | ; ; | ; ; |  | #REF!
[15 empty] | #N/A |  |  |  | #N/A | Field Not Required |  |  | #N/A | Field Not Required |  |  | #N/A | Field Not Required |  |  | #N/A | Field Not Required |  |  | #N/A | Field Not Required |  |  | #N/A | Field Not Required |  |  | #N/A | Field Not Required |  |  | #N/A | Field Not Required |  |  | #N/A | Field Not Required |  |  | #N/A | Field Not Required |  |  |  | #N/A | #N/A | #VALUE! | #VALUE! | #VALUE! | #VALUE! | #N/A | #N/A | #VALUE! | [8 empty] | #N/A | L-- | [6 empty] | - | - | #N/A |  | 0 |  | 0- |  | ; ; | ; ; |  | #REF!
[15 empty] | #N/A |  |  |  | #N/A | Field Not Required |  |  | #N/A | Field Not Required |  |  | #N/A | Field Not Required |  |  | #N/A | Field Not Required |  |  | #N/A | Field Not Required |  |  | #N/A | Field Not Required |  |  | #N/A | Field Not Required |  |  | #N/A | Field Not Required |  |  | #N/A | Field Not Required |  |  | #N/A | Field Not Required |  |  |  | #N/A | #N/A | #VALUE! | #VALUE! | #VALUE! | #VALUE! | #N/A | #N/A | #VALUE! | [8 empty] | #N/A | L-- | [6 empty] | - | - | #N/A |  | 0 |  | 0- |  | ; ; | ; ; |  | #REF!
[15 empty] | #N/A |  |  |  | #N/A | Field Not Required |  |  | #N/A | Field Not Required |  |  | #N/A | Field Not Required |  |  | #N/A | Field Not Required |  |  | #N/A | Field Not Required |  |  | #N/A | Field Not Required |  |  | #N/A | Field Not Required |  |  | #N/A | Field Not Required |  |  | #N/A | Field Not Required |  |  | #N/A | Field Not Required |  |  |  | #N/A | #N/A | #VALUE! | #VALUE! | #VALUE! | #VALUE! | #N/A | #N/A | #VALUE! | [8 empty] | #N/A | L-- | [6 empty] | - | - | #N/A |  | 0 |  | 0- |  | ; ; | ; ; |  | #REF!
[15 empty] | #N/A |  |  |  | #N/A | Field Not Required |  |  | #N/A | Field Not Required |  |  | #N/A | Field Not Required |  |  | #N/A | Field Not Required |  |  | #N/A | Field Not Required |  |  | #N/A | Field Not Required |  |  | #N/A | Field Not Required |  |  | #N/A | Field Not Required |  |  | #N/A | Field Not Required |  |  | #N/A | Field Not Required |  |  |  | #N/A | #N/A | #VALUE! | #VALUE! | #VALUE! | #VALUE! | #N/A | #N/A | #VALUE! | [8 empty] | #N/A | L-- | [6 empty] | - | - | #N/A |  | 0 |  | 0- |  | ; ; | ; ; |  | #REF!
[15 empty] | #N/A |  |  |  | #N/A | Field Not Required |  |  | #N/A | Field Not Required |  |  | #N/A | Field Not Required |  |  | #N/A | Field Not Required |  |  | #N/A | Field Not Required |  |  | #N/A | Field Not Required |  |  | #N/A | Field Not Required |  |  | #N/A | Field Not Required |  |  | #N/A | Field Not Required |  |  | #N/A | Field Not Required |  |  |  | #N/A | #N/A | #VALUE! | #VALUE! | #VALUE! | #VALUE! | #N/A | #N/A | #VALUE! | [8 empty] | #N/A | L-- | [6 empty] | - | - | #N/A |  | 0 |  | 0- |  | ; ; | ; ; |  | #REF!
[15 empty] | #N/A |  |  |  | #N/A | Field Not Required |  |  | #N/A | Field Not Required |  |  | #N/A | Field Not Required |  |  | #N/A | Field Not Required |  |  | #N/A | Field Not Required |  |  | #N/A | Field Not Required |  |  | #N/A | Field Not Required |  |  | #N/A | Field Not Required |  |  | #N/A | Field Not Required |  |  | #N/A | Field Not Required |  |  |  | #N/A | #N/A | #VALUE! | #VALUE! | #VALUE! | #VALUE! | #N/A | #N/A | #VALUE! | [8 empty] | #N/A | L-- | [6 empty] | - | - | #N/A |  | 0 |  | 0- |  | ; ; | ; ; |  | #REF!
[15 empty] | #N/A |  |  |  | #N/A | Field Not Required |  |  | #N/A | Field Not Required |  |  | #N/A | Field Not Required |  |  | #N/A | Field Not Required |  |  | #N/A | Field Not Required |  |  | #N/A | Field Not Required |  |  | #N/A | Field Not Required |  |  | #N/A | Field Not Required |  |  | #N/A | Field Not Required |  |  | #N/A | Field Not Required |  |  |  | #N/A | #N/A | #VALUE! | #VALUE! | #VALUE! | #VALUE! | #N/A | #N/A | #VALUE! | [8 empty] | #N/A | L-- | [6 empty] | - | - | #N/A |  | 0 |  | 0- |  | ; ; | ; ; |  | #REF!
[15 empty] | #N/A |  |  |  | #N/A | Field Not Required |  |  | #N/A | Field Not Required |  |  | #N/A | Field Not Required |  |  | #N/A | Field Not Required |  |  | #N/A | Field Not Required |  |  | #N/A | Field Not Required |  |  | #N/A | Field Not Required |  |  | #N/A | Field Not Required |  |  | #N/A | Field Not Required |  |  | #N/A | Field Not Required |  |  |  | #N/A | #N/A | #VALUE! | #VALUE! | #VALUE! | #VALUE! | #N/A | #N/A | #VALUE! | [8 empty] | #N/A | L-- | [6 empty] | - | - | #N/A |  | 0 |  | 0- |  | ; ; | ; ; |  | #REF!
[15 empty] | #N/A |  |  |  | #N/A | Field Not Required |  |  | #N/A | Field Not Required |  |  | #N/A | Field Not Required |  |  | #N/A | Field Not Required |  |  | #N/A | Field Not Required |  |  | #N/A | Field Not Required |  |  | #N/A | Field Not Required |  |  | #N/A | Field Not Required |  |  | #N/A | Field Not Required |  |  | #N/A | Field Not Required |  |  |  | #N/A | #N/A | #VALUE! | #VALUE! | #VALUE! | #VALUE! | #N/A | #N/A | #VALUE! | [8 empty] | #N/A | L-- | [6 empty] | - | - | #N/A |  | 0 |  | 0- |  | ; ; | ; ; |  | #REF!
[15 empty] | #N/A |  |  |  | #N/A | Field Not Required |  |  | #N/A | Field Not Required |  |  | #N/A | Field Not Required |  |  | #N/A | Field Not Required |  |  | #N/A | Field Not Required |  |  | #N/A | Field Not Required |  |  | #N/A | Field Not Required |  |  | #N/A | Field Not Required |  |  | #N/A | Field Not Required |  |  | #N/A | Field Not Required |  |  |  | #N/A | #N/A | #VALUE! | #VALUE! | #VALUE! | #VALUE! | #N/A | #N/A | #VALUE! | [8 empty] | #N/A | L-- | [6 empty] | - | - | #N/A |  | 0 |  | 0- |  | ; ; | ; ; |  | #REF!
[15 empty] | #N/A |  |  |  | #N/A | Field Not Required |  |  | #N/A | Field Not Required |  |  | #N/A | Field Not Required |  |  | #N/A | Field Not Required |  |  | #N/A | Field Not Required |  |  | #N/A | Field Not Required |  |  | #N/A | Field Not Required |  |  | #N/A | Field Not Required |  |  | #N/A | Field Not Required |  |  | #N/A | Field Not Required |  |  |  | #N/A | #N/A | #VALUE! | #VALUE! | #VALUE! | #VALUE! | #N/A | #N/A | #VALUE! | [8 empty] | #N/A | L-- | [6 empty] | - | - | #N/A |  | 0 |  | 0- |  | ; ; | ; ; |  | #REF!
[15 empty] | #N/A |  |  |  | #N/A | Field Not Required |  |  | #N/A | Field Not Required |  |  | #N/A | Field Not Required |  |  | #N/A | Field Not Required |  |  | #N/A | Field Not Required |  |  | #N/A | Field Not Required |  |  | #N/A | Field Not Required |  |  | #N/A | Field Not Required |  |  | #N/A | Field Not Required |  |  | #N/A | Field Not Required |  |  |  | #N/A | #N/A | #VALUE! | #VALUE! | #VALUE! | #VALUE! | #N/A | #N/A | #VALUE! | [8 empty] | #N/A | L-- | [6 empty] | - | - | #N/A |  | 0 |  | 0- |  | ; ; | ; ; |  | #REF!
[15 empty] | #N/A |  |  |  | #N/A | Field Not Required |  |  | #N/A | Field Not Required |  |  | #N/A | Field Not Required |  |  | #N/A | Field Not Required |  |  | #N/A | Field Not Required |  |  | #N/A | Field Not Required |  |  | #N/A | Field Not Required |  |  | #N/A | Field Not Required |  |  | #N/A | Field Not Required |  |  | #N/A | Field Not Required |  |  |  | #N/A | #N/A | #VALUE! | #VALUE! | #VALUE! | #VALUE! | #N/A | #N/A | #VALUE! | [8 empty] | #N/A | L-- | [6 empty] | - | - | #N/A |  | 0 |  | 0- |  | ; ; | ; ; |  | #REF!
[15 empty] | #N/A |  |  |  | #N/A | Field Not Required |  |  | #N/A | Field Not Required |  |  | #N/A | Field Not Required |  |  | #N/A | Field Not Required |  |  | #N/A | Field Not Required |  |  | #N/A | Field Not Required |  |  | #N/A | Field Not Required |  |  | #N/A | Field Not Required |  |  | #N/A | Field Not Required |  |  | #N/A | Field Not Required |  |  |  | #N/A | #N/A | #VALUE! | #VALUE! | #VALUE! | #VALUE! | #N/A | #N/A | #VALUE! | [8 empty] | #N/A | L-- | [6 empty] | - | - | #N/A |  | 0 |  | 0- |  | ; ; | ; ; |  | #REF!
[15 empty] | #N/A |  |  |  | #N/A | Field Not Required |  |  | #N/A | Field Not Required |  |  | #N/A | Field Not Required |  |  | #N/A | Field Not Required |  |  | #N/A | Field Not Required |  |  | #N/A | Field Not Required |  |  | #N/A | Field Not Required |  |  | #N/A | Field Not Required |  |  | #N/A | Field Not Required |  |  | #N/A | Field Not Required |  |  |  | #N/A | #N/A | #VALUE! | #VALUE! | #VALUE! | #VALUE! | #N/A | #N/A | #VALUE! | [8 empty] | #N/A | L-- | [6 empty] | - | - | #N/A |  | 0 |  | 0- |  | ; ; | ; ; |  | #REF!
[15 empty] | #N/A |  |  |  | #N/A | Field Not Required |  |  | #N/A | Field Not Required |  |  | #N/A | Field Not Required |  |  | #N/A | Field Not Required |  |  | #N/A | Field Not Required |  |  | #N/A | Field Not Required |  |  | #N/A | Field Not Required |  |  | #N/A | Field Not Required |  |  | #N/A | Field Not Required |  |  | #N/A | Field Not Required |  |  |  | #N/A | #N/A | #VALUE! | #VALUE! | #VALUE! | #VALUE! | #N/A | #N/A | #VALUE! | [8 empty] | #N/A | L-- | [6 empty] | - | - | #N/A |  | 0 |  | 0- |  | ; ; | ; ; |  | #REF!
[15 empty] | #N/A |  |  |  | #N/A | Field Not Required |  |  | #N/A | Field Not Required |  |  | #N/A | Field Not Required |  |  | #N/A | Field Not Required |  |  | #N/A | Field Not Required |  |  | #N/A | Field Not Required |  |  | #N/A | Field Not Required |  |  | #N/A | Field Not Required |  |  | #N/A | Field Not Required |  |  | #N/A | Field Not Required |  |  |  | #N/A | #N/A | #VALUE! | #VALUE! | #VALUE! | #VALUE! | #N/A | #N/A | #VALUE! | [8 empty] | #N/A | L-- | [6 empty] | - | - | #N/A |  | 0 |  | 0- |  | ; ; | ; ; |  | #REF!
[15 empty] | #N/A |  |  |  | #N/A | Field Not Required |  |  | #N/A | Field Not Required |  |  | #N/A | Field Not Required |  |  | #N/A | Field Not Required |  |  | #N/A | Field Not Required |  |  | #N/A | Field Not Required |  |  | #N/A | Field Not Required |  |  | #N/A | Field Not Required |  |  | #N/A | Field Not Required |  |  | #N/A | Field Not Required |  |  |  | #N/A | #N/A | #VALUE! | #VALUE! | #VALUE! | #VALUE! | #N/A | #N/A | #VALUE! | [8 empty] | #N/A | L-- | [6 empty] | - | - | #N/A |  | 0 |  | 0- |  | ; ; | ; ; |  | #REF!
[15 empty] | #N/A |  |  |  | #N/A | Field Not Required |  |  | #N/A | Field Not Required |  |  | #N/A | Field Not Required |  |  | #N/A | Field Not Required |  |  | #N/A | Field Not Required |  |  | #N/A | Field Not Required |  |  | #N/A | Field Not Required |  |  | #N/A | Field Not Required |  |  | #N/A | Field Not Required |  |  | #N/A | Field Not Required |  |  |  | #N/A | #N/A | #VALUE! | #VALUE! | #VALUE! | #VALUE! | #N/A | #N/A | #VALUE! | [8 empty] | #N/A | L-- | [6 empty] | - | - | #N/A |  | 0 |  | 0- |  | ; ; | ; ; |  | #REF!
[15 empty] | #N/A |  |  |  | #N/A | Field Not Required |  |  | #N/A | Field Not Required |  |  | #N/A | Field Not Required |  |  | #N/A | Field Not Required |  |  | #N/A | Field Not Required |  |  | #N/A | Field Not Required |  |  | #N/A | Field Not Required |  |  | #N/A | Field Not Required |  |  | #N/A | Field Not Required |  |  | #N/A | Field Not Required |  |  |  | #N/A | #N/A | #VALUE! | #VALUE! | #VALUE! | #VALUE! | #N/A | #N/A | #VALUE! | [8 empty] | #N/A | L-- | [6 empty] | - | - | #N/A |  | 0 |  | 0- |  | ; ; | ; ; |  | #REF!
[15 empty] | #N/A |  |  |  | #N/A | Field Not Required |  |  | #N/A | Field Not Required |  |  | #N/A | Field Not Required |  |  | #N/A | Field Not Required |  |  | #N/A | Field Not Required |  |  | #N/A | Field Not Required |  |  | #N/A | Field Not Required |  |  | #N/A | Field Not Required |  |  | #N/A | Field Not Required |  |  | #N/A | Field Not Required |  |  |  | #N/A | #N/A | #VALUE! | #VALUE! | #VALUE! | #VALUE! | #N/A | #N/A | #VALUE! | [8 empty] | #N/A | L-- | [6 empty] | - | - | #N/A |  | 0 |  | 0- |  | ; ; | ; ; |  | #REF!
[15 empty] | #N/A |  |  |  | #N/A | Field Not Required |  |  | #N/A | Field Not Required |  |  | #N/A | Field Not Required |  |  | #N/A | Field Not Required |  |  | #N/A | Field Not Required |  |  | #N/A | Field Not Required |  |  | #N/A | Field Not Required |  |  | #N/A | Field Not Required |  |  | #N/A | Field Not Required |  |  | #N/A | Field Not Required |  |  |  | #N/A | #N/A | #VALUE! | #VALUE! | #VALUE! | #VALUE! | #N/A | #N/A | #VALUE! | [8 empty] | #N/A | L-- | [6 empty] | - | - | #N/A |  | 0 |  | 0- |  | ; ; | ; ; |  | #REF!
[15 empty] | #N/A |  |  |  | #N/A | Field Not Required |  |  | #N/A | Field Not Required |  |  | #N/A | Field Not Required |  |  | #N/A | Field Not Required |  |  | #N/A | Field Not Required |  |  | #N/A | Field Not Required |  |  | #N/A | Field Not Required |  |  | #N/A | Field Not Required |  |  | #N/A | Field Not Required |  |  | #N/A | Field Not Required |  |  |  | #N/A | #N/A | #VALUE! | #VALUE! | #VALUE! | #VALUE! | #N/A | #N/A | #VALUE! | [8 empty] | #N/A | L-- | [6 empty] | - | - | #N/A |  | 0 |  | 0- |  | ; ; | ; ; |  | #REF!
[15 empty] | #N/A |  |  |  | #N/A | Field Not Required |  |  | #N/A | Field Not Required |  |  | #N/A | Field Not Required |  |  | #N/A | Field Not Required |  |  | #N/A | Field Not Required |  |  | #N/A | Field Not Required |  |  | #N/A | Field Not Required |  |  | #N/A | Field Not Required |  |  | #N/A | Field Not Required |  |  | #N/A | Field Not Required |  |  |  | #N/A | #N/A | #VALUE! | #VALUE! | #VALUE! | #VALUE! | #N/A | #N/A | #VALUE! | [8 empty] | #N/A | L-- | [6 empty] | - | - | #N/A |  | 0 |  | 0- |  | ; ; | ; ; |  | #REF!
[15 empty] | #N/A |  |  |  | #N/A | Field Not Required |  |  | #N/A | Field Not Required |  |  | #N/A | Field Not Required |  |  | #N/A | Field Not Required |  |  | #N/A | Field Not Required |  |  | #N/A | Field Not Required |  |  | #N/A | Field Not Required |  |  | #N/A | Field Not Required |  |  | #N/A | Field Not Required |  |  | #N/A | Field Not Required |  |  |  | #N/A | #N/A | #VALUE! | #VALUE! | #VALUE! | #VALUE! | #N/A | #N/A | #VALUE! | [8 empty] | #N/A | L-- | [6 empty] | - | - | #N/A |  | 0 |  | 0- |  | ; ; | ; ; |  | #REF!
[15 empty] | #N/A |  |  |  | #N/A | Field Not Required |  |  | #N/A | Field Not Required |  |  | #N/A | Field Not Required |  |  | #N/A | Field Not Required |  |  | #N/A | Field Not Required |  |  | #N/A | Field Not Required |  |  | #N/A | Field Not Required |  |  | #N/A | Field Not Required |  |  | #N/A | Field Not Required |  |  | #N/A | Field Not Required |  |  |  | #N/A | #N/A | #VALUE! | #VALUE! | #VALUE! | #VALUE! | #N/A | #N/A | #VALUE! | [8 empty] | #N/A | L-- | [6 empty] | - | - | #N/A |  | 0 |  | 0- |  | ; ; | ; ; |  | #REF!
[15 empty] | #N/A |  |  |  | #N/A | Field Not Required |  |  | #N/A | Field Not Required |  |  | #N/A | Field Not Required |  |  | #N/A | Field Not Required |  |  | #N/A | Field Not Required |  |  | #N/A | Field Not Required |  |  | #N/A | Field Not Required |  |  | #N/A | Field Not Required |  |  | #N/A | Field Not Required |  |  | #N/A | Field Not Required |  |  |  | #N/A | #N/A | #VALUE! | #VALUE! | #VALUE! | #VALUE! | #N/A | #N/A | #VALUE! | [8 empty] | #N/A | L-- | [6 empty] | - | - | #N/A |  | 0 |  | 0- |  | ; ; | ; ; |  | #REF!
[15 empty] | #N/A |  |  |  | #N/A | Field Not Required |  |  | #N/A | Field Not Required |  |  | #N/A | Field Not Required |  |  | #N/A | Field Not Required |  |  | #N/A | Field Not Required |  |  | #N/A | Field Not Required |  |  | #N/A | Field Not Required |  |  | #N/A | Field Not Required |  |  | #N/A | Field Not Required |  |  | #N/A | Field Not Required |  |  |  | #N/A | #N/A | #VALUE! | #VALUE! | #VALUE! | #VALUE! | #N/A | #N/A | #VALUE! | [8 empty] | #N/A | L-- | [6 empty] | - | - | #N/A |  | 0 |  | 0- |  | ; ; | ; ; |  | #REF!
[15 empty] | #N/A |  |  |  | #N/A | Field Not Required |  |  | #N/A | Field Not Required |  |  | #N/A | Field Not Required |  |  | #N/A | Field Not Required |  |  | #N/A | Field Not Required |  |  | #N/A | Field Not Required |  |  | #N/A | Field Not Required |  |  | #N/A | Field Not Required |  |  | #N/A | Field Not Required |  |  | #N/A | Field Not Required |  |  |  | #N/A | #N/A | #VALUE! | #VALUE! | #VALUE! | #VALUE! | #N/A | #N/A | #VALUE! | [8 empty] | #N/A | L-- | [6 empty] | - | - | #N/A |  | 0 |  | 0- |  | ; ; | ; ; |  | #REF!
[15 empty] | #N/A |  |  |  | #N/A | Field Not Required |  |  | #N/A | Field Not Required |  |  | #N/A | Field Not Required |  |  | #N/A | Field Not Required |  |  | #N/A | Field Not Required |  |  | #N/A | Field Not Required |  |  | #N/A | Field Not Required |  |  | #N/A | Field Not Required |  |  | #N/A | Field Not Required |  |  | #N/A | Field Not Required |  |  |  | #N/A | #N/A | #VALUE! | #VALUE! | #VALUE! | #VALUE! | #N/A | #N/A | #VALUE! | [8 empty] | #N/A | L-- | [6 empty] | - | - | #N/A |  | 0 |  | 0- |  | ; ; | ; ; |  | #REF!
[15 empty] | #N/A |  |  |  | #N/A | Field Not Required |  |  | #N/A | Field Not Required |  |  | #N/A | Field Not Required |  |  | #N/A | Field Not Required |  |  | #N/A | Field Not Required |  |  | #N/A | Field Not Required |  |  | #N/A | Field Not Required |  |  | #N/A | Field Not Required |  |  | #N/A | Field Not Required |  |  | #N/A | Field Not Required |  |  |  | #N/A | #N/A | #VALUE! | #VALUE! | #VALUE! | #VALUE! | #N/A | #N/A | #VALUE! | [8 empty] | #N/A | L-- | [6 empty] | - | - | #N/A |  | 0 |  | 0- |  | ; ; | ; ; |  | #REF!
[15 empty] | #N/A |  |  |  | #N/A | Field Not Required |  |  | #N/A | Field Not Required |  |  | #N/A | Field Not Required |  |  | #N/A | Field Not Required |  |  | #N/A | Field Not Required |  |  | #N/A | Field Not Required |  |  | #N/A | Field Not Required |  |  | #N/A | Field Not Required |  |  | #N/A | Field Not Required |  |  | #N/A | Field Not Required |  |  |  | #N/A | #N/A | #VALUE! | #VALUE! | #VALUE! | #VALUE! | #N/A | #N/A | #VALUE! | [8 empty] | #N/A | L-- | [6 empty] | - | - | #N/A |  | 0 |  | 0- |  | ; ; | ; ; |  | #REF!
[15 empty] | #N/A |  |  |  | #N/A | Field Not Required |  |  | #N/A | Field Not Required |  |  | #N/A | Field Not Required |  |  | #N/A | Field Not Required |  |  | #N/A | Field Not Required |  |  | #N/A | Field Not Required |  |  | #N/A | Field Not Required |  |  | #N/A | Field Not Required |  |  | #N/A | Field Not Required |  |  | #N/A | Field Not Required |  |  |  | #N/A | #N/A | #VALUE! | #VALUE! | #VALUE! | #VALUE! | #N/A | #N/A | #VALUE! | [8 empty] | #N/A | L-- | [6 empty] | - | - | #N/A |  | 0 |  | 0- |  | ; ; | ; ; |  | #REF!
[15 empty] | #N/A |  |  |  | #N/A | Field Not Required |  |  | #N/A | Field Not Required |  |  | #N/A | Field Not Required |  |  | #N/A | Field Not Required |  |  | #N/A | Field Not Required |  |  | #N/A | Field Not Required |  |  | #N/A | Field Not Required |  |  | #N/A | Field Not Required |  |  | #N/A | Field Not Required |  |  | #N/A | Field Not Required |  |  |  | #N/A | #N/A | #VALUE! | #VALUE! | #VALUE! | #VALUE! | #N/A | #N/A | #VALUE! | [8 empty] | #N/A | L-- | [6 empty] | - | - | #N/A |  | 0 |  | 0- |  | ; ; | ; ; |  | #REF!
[15 empty] | #N/A |  |  |  | #N/A | Field Not Required |  |  | #N/A | Field Not Required |  |  | #N/A | Field Not Required |  |  | #N/A | Field Not Required |  |  | #N/A | Field Not Required |  |  | #N/A | Field Not Required |  |  | #N/A | Field Not Required |  |  | #N/A | Field Not Required |  |  | #N/A | Field Not Required |  |  | #N/A | Field Not Required |  |  |  | #N/A | #N/A | #VALUE! | #VALUE! | #VALUE! | #VALUE! | #N/A | #N/A | #VALUE! | [8 empty] | #N/A | L-- | [6 empty] | - | - | #N/A |  | 0 |  | 0- |  | ; ; | ; ; |  | #REF!
[15 empty] | #N/A |  |  |  | #N/A | Field Not Required |  |  | #N/A | Field Not Required |  |  | #N/A | Field Not Required |  |  | #N/A | Field Not Required |  |  | #N/A | Field Not Required |  |  | #N/A | Field Not Required |  |  | #N/A | Field Not Required |  |  | #N/A | Field Not Required |  |  | #N/A | Field Not Required |  |  | #N/A | Field Not Required |  |  |  | #N/A | #N/A | #VALUE! | #VALUE! | #VALUE! | #VALUE! | #N/A | #N/A | #VALUE! | [8 empty] | #N/A | L-- | [6 empty] | - | - | #N/A |  | 0 |  | 0- |  | ; ; | ; ; |  | #REF!
[15 empty] | #N/A |  |  |  | #N/A | Field Not Required |  |  | #N/A | Field Not Required |  |  | #N/A | Field Not Required |  |  | #N/A | Field Not Required |  |  | #N/A | Field Not Required |  |  | #N/A | Field Not Required |  |  | #N/A | Field Not Required |  |  | #N/A | Field Not Required |  |  | #N/A | Field Not Required |  |  | #N/A | Field Not Required |  |  |  | #N/A | #N/A | #VALUE! | #VALUE! | #VALUE! | #VALUE! | #N/A | #N/A | #VALUE! | [8 empty] | #N/A | L-- | [6 empty] | - | - | #N/A |  | 0 |  | 0- |  | ; ; | ; ; |  | #REF!
[15 empty] | #N/A |  |  |  | #N/A | Field Not Required |  |  | #N/A | Field Not Required |  |  | #N/A | Field Not Required |  |  | #N/A | Field Not Required |  |  | #N/A | Field Not Required |  |  | #N/A | Field Not Required |  |  | #N/A | Field Not Required |  |  | #N/A | Field Not Required |  |  | #N/A | Field Not Required |  |  | #N/A | Field Not Required |  |  |  | #N/A | #N/A | #VALUE! | #VALUE! | #VALUE! | #VALUE! | #N/A | #N/A | #VALUE! | [8 empty] | #N/A | L-- | [6 empty] | - | - | #N/A |  | 0 |  | 0- |  | ; ; | ; ; |  | #REF!
[15 empty] | #N/A |  |  |  | #N/A | Field Not Required |  |  | #N/A | Field Not Required |  |  | #N/A | Field Not Required |  |  | #N/A | Field Not Required |  |  | #N/A | Field Not Required |  |  | #N/A | Field Not Required |  |  | #N/A | Field Not Required |  |  | #N/A | Field Not Required |  |  | #N/A | Field Not Required |  |  | #N/A | Field Not Required |  |  |  | #N/A | #N/A | #VALUE! | #VALUE! | #VALUE! | #VALUE! | #N/A | #N/A | #VALUE! | [8 empty] | #N/A | L-- | [6 empty] | - | - | #N/A |  | 0 |  | 0- |  | ; ; | ; ; |  | #REF!
[15 empty] | #N/A |  |  |  | #N/A | Field Not Required |  |  | #N/A | Field Not Required |  |  | #N/A | Field Not Required |  |  | #N/A | Field Not Required |  |  | #N/A | Field Not Required |  |  | #N/A | Field Not Required |  |  | #N/A | Field Not Required |  |  | #N/A | Field Not Required |  |  | #N/A | Field Not Required |  |  | #N/A | Field Not Required |  |  |  | #N/A | #N/A | #VALUE! | #VALUE! | #VALUE! | #VALUE! | #N/A | #N/A | #VALUE! | [8 empty] | #N/A | L-- | [6 empty] | - | - | #N/A |  | 0 |  | 0- |  | ; ; | ; ; |  | #REF!
[15 empty] | #N/A |  |  |  | #N/A | Field Not Required |  |  | #N/A | Field Not Required |  |  | #N/A | Field Not Required |  |  | #N/A | Field Not Required |  |  | #N/A | Field Not Required |  |  | #N/A | Field Not Required |  |  | #N/A | Field Not Required |  |  | #N/A | Field Not Required |  |  | #N/A | Field Not Required |  |  | #N/A | Field Not Required |  |  |  | #N/A | #N/A | #VALUE! | #VALUE! | #VALUE! | #VALUE! | #N/A | #N/A | #VALUE! | [8 empty] | #N/A | L-- | [6 empty] | - | - | #N/A |  | 0 |  | 0- |  | ; ; | ; ; |  | #REF!
[15 empty] | #N/A |  |  |  | #N/A | Field Not Required |  |  | #N/A | Field Not Required |  |  | #N/A | Field Not Required |  |  | #N/A | Field Not Required |  |  | #N/A | Field Not Required |  |  | #N/A | Field Not Required |  |  | #N/A | Field Not Required |  |  | #N/A | Field Not Required |  |  | #N/A | Field Not Required |  |  | #N/A | Field Not Required |  |  |  | #N/A | #N/A | #VALUE! | #VALUE! | #VALUE! | #VALUE! | #N/A | #N/A | #VALUE! | [8 empty] | #N/A | L-- | [6 empty] | - | - | #N/A |  | 0 |  | 0- |  | ; ; | ; ; |  | #REF!
[15 empty] | #N/A |  |  |  | #N/A | Field Not Required |  |  | #N/A | Field Not Required |  |  | #N/A | Field Not Required |  |  | #N/A | Field Not Required |  |  | #N/A | Field Not Required |  |  | #N/A | Field Not Required |  |  | #N/A | Field Not Required |  |  | #N/A | Field Not Required |  |  | #N/A | Field Not Required |  |  | #N/A | Field Not Required |  |  |  | #N/A | #N/A | #VALUE! | #VALUE! | #VALUE! | #VALUE! | #N/A | #N/A | #VALUE! | [8 empty] | #N/A | L-- | [6 empty] | - | - | #N/A |  | 0 |  | 0- |  | ; ; | ; ; |  | #REF!
[15 empty] | #N/A |  |  |  | #N/A | Field Not Required |  |  | #N/A | Field Not Required |  |  | #N/A | Field Not Required |  |  | #N/A | Field Not Required |  |  | #N/A | Field Not Required |  |  | #N/A | Field Not Required |  |  | #N/A | Field Not Required |  |  | #N/A | Field Not Required |  |  | #N/A | Field Not Required |  |  | #N/A | Field Not Required |  |  |  | #N/A | #N/A | #VALUE! | #VALUE! | #VALUE! | #VALUE! | #N/A | #N/A | #VALUE! | [8 empty] | #N/A | L-- | [6 empty] | - | - | #N/A |  | 0 |  | 0- |  | ; ; | ; ; |  | #REF!
[15 empty] | #N/A |  |  |  | #N/A | Field Not Required |  |  | #N/A | Field Not Required |  |  | #N/A | Field Not Required |  |  | #N/A | Field Not Required |  |  | #N/A | Field Not Required |  |  | #N/A | Field Not Required |  |  | #N/A | Field Not Required |  |  | #N/A | Field Not Required |  |  | #N/A | Field Not Required |  |  | #N/A | Field Not Required |  |  |  | #N/A | #N/A | #VALUE! | #VALUE! | #VALUE! | #VALUE! | #N/A | #N/A | #VALUE! | [8 empty] | #N/A | L-- | [6 empty] | - | - | #N/A |  | 0 |  | 0- |  | ; ; | ; ; |  | #REF!
[15 empty] | #N/A |  |  |  | #N/A | Field Not Required |  |  | #N/A | Field Not Required |  |  | #N/A | Field Not Required |  |  | #N/A | Field Not Required |  |  | #N/A | Field Not Required |  |  | #N/A | Field Not Required |  |  | #N/A | Field Not Required |  |  | #N/A | Field Not Required |  |  | #N/A | Field Not Required |  |  | #N/A | Field Not Required |  |  |  | #N/A | #N/A | #VALUE! | #VALUE! | #VALUE! | #VALUE! | #N/A | #N/A | #VALUE! | [8 empty] | #N/A | L-- | [6 empty] | - | - | #N/A |  | 0 |  | 0- |  | ; ; | ; ; |  | #REF!
[15 empty] | #N/A |  |  |  | #N/A | Field Not Required |  |  | #N/A | Field Not Required |  |  | #N/A | Field Not Required |  |  | #N/A | Field Not Required |  |  | #N/A | Field Not Required |  |  | #N/A | Field Not Required |  |  | #N/A | Field Not Required |  |  | #N/A | Field Not Required |  |  | #N/A | Field Not Required |  |  | #N/A | Field Not Required |  |  |  | #N/A | #N/A | #VALUE! | #VALUE! | #VALUE! | #VALUE! | #N/A | #N/A | #VALUE! | [8 empty] | #N/A | L-- | [6 empty] | - | - | #N/A |  | 0 |  | 0- |  | ; ; | ; ; |  | #REF!
[15 empty] | #N/A |  |  |  | #N/A | Field Not Required |  |  | #N/A | Field Not Required |  |  | #N/A | Field Not Required |  |  | #N/A | Field Not Required |  |  | #N/A | Field Not Required |  |  | #N/A | Field Not Required |  |  | #N/A | Field Not Required |  |  | #N/A | Field Not Required |  |  | #N/A | Field Not Required |  |  | #N/A | Field Not Required |  |  |  | #N/A | #N/A | #VALUE! | #VALUE! | #VALUE! | #VALUE! | #N/A | #N/A | #VALUE! | [8 empty] | #N/A | L-- | [6 empty] | - | - | #N/A |  | 0 |  | 0- |  | ; ; | ; ; |  | #REF!
[15 empty] | #N/A |  |  |  | #N/A | Field Not Required |  |  | #N/A | Field Not Required |  |  | #N/A | Field Not Required |  |  | #N/A | Field Not Required |  |  | #N/A | Field Not Required |  |  | #N/A | Field Not Required |  |  | #N/A | Field Not Required |  |  | #N/A | Field Not Required |  |  | #N/A | Field Not Required |  |  | #N/A | Field Not Required |  |  |  | #N/A | #N/A | #VALUE! | #VALUE! | #VALUE! | #VALUE! | #N/A | #N/A | #VALUE! | [8 empty] | #N/A | L-- | [6 empty] | - | - | #N/A |  | 0 |  | 0- |  | ; ; | ; ; |  | #REF!
[15 empty] | #N/A |  |  |  | #N/A | Field Not Required |  |  | #N/A | Field Not Required |  |  | #N/A | Field Not Required |  |  | #N/A | Field Not Required |  |  | #N/A | Field Not Required |  |  | #N/A | Field Not Required |  |  | #N/A | Field Not Required |  |  | #N/A | Field Not Required |  |  | #N/A | Field Not Required |  |  | #N/A | Field Not Required |  |  |  | #N/A | #N/A | #VALUE! | #VALUE! | #VALUE! | #VALUE! | #N/A | #N/A | #VALUE! | [8 empty] | #N/A | L-- | [6 empty] | - | - | #N/A |  | 0 |  | 0- |  | ; ; | ; ; |  | #REF!
[15 empty] | #N/A |  |  |  | #N/A | Field Not Required |  |  | #N/A | Field Not Required |  |  | #N/A | Field Not Required |  |  | #N/A | Field Not Required |  |  | #N/A | Field Not Required |  |  | #N/A | Field Not Required |  |  | #N/A | Field Not Required |  |  | #N/A | Field Not Required |  |  | #N/A | Field Not Required |  |  | #N/A | Field Not Required |  |  |  | #N/A | #N/A | #VALUE! | #VALUE! | #VALUE! | #VALUE! | #N/A | #N/A | #VALUE! | [8 empty] | #N/A | L-- | [6 empty] | - | - | #N/A |  | 0 |  | 0- |  | ; ; | ; ; |  | #REF!
[15 empty] | #N/A |  |  |  | #N/A | Field Not Required |  |  | #N/A | Field Not Required |  |  | #N/A | Field Not Required |  |  | #N/A | Field Not Required |  |  | #N/A | Field Not Required |  |  | #N/A | Field Not Required |  |  | #N/A | Field Not Required |  |  | #N/A | Field Not Required |  |  | #N/A | Field Not Required |  |  | #N/A | Field Not Required |  |  |  | #N/A | #N/A | #VALUE! | #VALUE! | #VALUE! | #VALUE! | #N/A | #N/A | #VALUE! | [8 empty] | #N/A | L-- | [6 empty] | - | - | #N/A |  | 0 |  | 0- |  | ; ; | ; ; |  | #REF!
[15 empty] | #N/A |  |  |  | #N/A | Field Not Required |  |  | #N/A | Field Not Required |  |  | #N/A | Field Not Required |  |  | #N/A | Field Not Required |  |  | #N/A | Field Not Required |  |  | #N/A | Field Not Required |  |  | #N/A | Field Not Required |  |  | #N/A | Field Not Required |  |  | #N/A | Field Not Required |  |  | #N/A | Field Not Required |  |  |  | #N/A | #N/A | #VALUE! | #VALUE! | #VALUE! | #VALUE! | #N/A | #N/A | #VALUE! | [8 empty] | #N/A | L-- | [6 empty] | - | - | #N/A |  | 0 |  | 0- |  | ; ; | ; ; |  | #REF!
[15 empty] | #N/A |  |  |  | #N/A | Field Not Required |  |  | #N/A | Field Not Required |  |  | #N/A | Field Not Required |  |  | #N/A | Field Not Required |  |  | #N/A | Field Not Required |  |  | #N/A | Field Not Required |  |  | #N/A | Field Not Required |  |  | #N/A | Field Not Required |  |  | #N/A | Field Not Required |  |  | #N/A | Field Not Required |  |  |  | #N/A | #N/A | #VALUE! | #VALUE! | #VALUE! | #VALUE! | #N/A | #N/A | #VALUE! | [8 empty] | #N/A | L-- | [6 empty] | - | - | #N/A |  | 0 |  | 0- |  | ; ; | ; ; |  | #REF!
[15 empty] | #N/A |  |  |  | #N/A | Field Not Required |  |  | #N/A | Field Not Required |  |  | #N/A | Field Not Required |  |  | #N/A | Field Not Required |  |  | #N/A | Field Not Required |  |  | #N/A | Field Not Required |  |  | #N/A | Field Not Required |  |  | #N/A | Field Not Required |  |  | #N/A | Field Not Required |  |  | #N/A | Field Not Required |  |  |  | #N/A | #N/A | #VALUE! | #VALUE! | #VALUE! | #VALUE! | #N/A | #N/A | #VALUE! | [8 empty] | #N/A | L-- | [6 empty] | - | - | #N/A |  | 0 |  | 0- |  | ; ; | ; ; |  | #REF!
[15 empty] | #N/A |  |  |  | #N/A | Field Not Required |  |  | #N/A | Field Not Required |  |  | #N/A | Field Not Required |  |  | #N/A | Field Not Required |  |  | #N/A | Field Not Required |  |  | #N/A | Field Not Required |  |  | #N/A | Field Not Required |  |  | #N/A | Field Not Required |  |  | #N/A | Field Not Required |  |  | #N/A | Field Not Required |  |  |  | #N/A | #N/A | #VALUE! | #VALUE! | #VALUE! | #VALUE! | #N/A | #N/A | #VALUE! | [8 empty] | #N/A | L-- | [6 empty] | - | - | #N/A |  | 0 |  | 0- |  | ; ; | ; ; |  | #REF!
[15 empty] | #N/A |  |  |  | #N/A | Field Not Required |  |  | #N/A | Field Not Required |  |  | #N/A | Field Not Required |  |  | #N/A | Field Not Required |  |  | #N/A | Field Not Required |  |  | #N/A | Field Not Required |  |  | #N/A | Field Not Required |  |  | #N/A | Field Not Required |  |  | #N/A | Field Not Required |  |  | #N/A | Field Not Required |  |  |  | #N/A | #N/A | #VALUE! | #VALUE! | #VALUE! | #VALUE! | #N/A | #N/A | #VALUE! | [8 empty] | #N/A | L-- | [6 empty] | - | - | #N/A |  | 0 |  | 0- |  | ; ; | ; ; |  | #REF!
[15 empty] | #N/A |  |  |  | #N/A | Field Not Required |  |  | #N/A | Field Not Required |  |  | #N/A | Field Not Required |  |  | #N/A | Field Not Required |  |  | #N/A | Field Not Required |  |  | #N/A | Field Not Required |  |  | #N/A | Field Not Required |  |  | #N/A | Field Not Required |  |  | #N/A | Field Not Required |  |  | #N/A | Field Not Required |  |  |  | #N/A | #N/A | #VALUE! | #VALUE! | #VALUE! | #VALUE! | #N/A | #N/A | #VALUE! | [8 empty] | #N/A | L-- | [6 empty] | - | - | #N/A |  | 0 |  | 0- |  | ; ; | ; ; |  | #REF!
[15 empty] | #N/A |  |  |  | #N/A | Field Not Required |  |  | #N/A | Field Not Required |  |  | #N/A | Field Not Required |  |  | #N/A | Field Not Required |  |  | #N/A | Field Not Required |  |  | #N/A | Field Not Required |  |  | #N/A | Field Not Required |  |  | #N/A | Field Not Required |  |  | #N/A | Field Not Required |  |  | #N/A | Field Not Required |  |  |  | #N/A | #N/A | #VALUE! | #VALUE! | #VALUE! | #VALUE! | #N/A | #N/A | #VALUE! | [8 empty] | #N/A | L-- | [6 empty] | - | - | #N/A |  | 0 |  | 0- |  | ; ; | ; ; |  | #REF!
[15 empty] | #N/A |  |  |  | #N/A | Field Not Required |  |  | #N/A | Field Not Required |  |  | #N/A | Field Not Required |  |  | #N/A | Field Not Required |  |  | #N/A | Field Not Required |  |  | #N/A | Field Not Required |  |  | #N/A | Field Not Required |  |  | #N/A | Field Not Required |  |  | #N/A | Field Not Required |  |  | #N/A | Field Not Required |  |  |  | #N/A | #N/A | #VALUE! | #VALUE! | #VALUE! | #VALUE! | #N/A | #N/A | #VALUE! | [8 empty] | #N/A | L-- | [6 empty] | - | - | #N/A |  | 0 |  | 0- |  | ; ; | ; ; |  | #REF!
[15 empty] | #N/A |  |  |  | #N/A | Field Not Required |  |  | #N/A | Field Not Required |  |  | #N/A | Field Not Required |  |  | #N/A | Field Not Required |  |  | #N/A | Field Not Required |  |  | #N/A | Field Not Required |  |  | #N/A | Field Not Required |  |  | #N/A | Field Not Required |  |  | #N/A | Field Not Required |  |  | #N/A | Field Not Required |  |  |  | #N/A | #N/A | #VALUE! | #VALUE! | #VALUE! | #VALUE! | #N/A | #N/A | #VALUE! | [8 empty] | #N/A | L-- | [6 empty] | - | - | #N/A |  | 0 |  | 0- |  | ; ; | ; ; |  | #REF!
[15 empty] | #N/A |  |  |  | #N/A | Field Not Required |  |  | #N/A | Field Not Required |  |  | #N/A | Field Not Required |  |  | #N/A | Field Not Required |  |  | #N/A | Field Not Required |  |  | #N/A | Field Not Required |  |  | #N/A | Field Not Required |  |  | #N/A | Field Not Required |  |  | #N/A | Field Not Required |  |  | #N/A | Field Not Required |  |  |  | #N/A | #N/A | #VALUE! | #VALUE! | #VALUE! | #VALUE! | #N/A | #N/A | #VALUE! | [8 empty] | #N/A | L-- | [6 empty] | - | - | #N/A |  | 0 |  | 0- |  | ; ; | ; ; |  | #REF!
[15 empty] | #N/A |  |  |  | #N/A | Field Not Required |  |  | #N/A | Field Not Required |  |  | #N/A | Field Not Required |  |  | #N/A | Field Not Required |  |  | #N/A | Field Not Required |  |  | #N/A | Field Not Required |  |  | #N/A | Field Not Required |  |  | #N/A | Field Not Required |  |  | #N/A | Field Not Required |  |  | #N/A | Field Not Required |  |  |  | #N/A | #N/A | #VALUE! | #VALUE! | #VALUE! | #VALUE! | #N/A | #N/A | #VALUE! | [8 empty] | #N/A | L-- | [6 empty] | - | - | #N/A |  | 0 |  | 0- |  | ; ; | ; ; |  | #REF!
[15 empty] | #N/A |  |  |  | #N/A | Field Not Required |  |  | #N/A | Field Not Required |  |  | #N/A | Field Not Required |  |  | #N/A | Field Not Required |  |  | #N/A | Field Not Required |  |  | #N/A | Field Not Required |  |  | #N/A | Field Not Required |  |  | #N/A | Field Not Required |  |  | #N/A | Field Not Required |  |  | #N/A | Field Not Required |  |  |  | #N/A | #N/A | #VALUE! | #VALUE! | #VALUE! | #VALUE! | #N/A | #N/A | #VALUE! | [8 empty] | #N/A | L-- | [6 empty] | - | - | #N/A |  | 0 |  | 0- |  | ; ; | ; ; |  | #REF!
[15 empty] | #N/A |  |  |  | #N/A | Field Not Required |  |  | #N/A | Field Not Required |  |  | #N/A | Field Not Required |  |  | #N/A | Field Not Required |  |  | #N/A | Field Not Required |  |  | #N/A | Field Not Required |  |  | #N/A | Field Not Required |  |  | #N/A | Field Not Required |  |  | #N/A | Field Not Required |  |  | #N/A | Field Not Required |  |  |  | #N/A | #N/A | #VALUE! | #VALUE! | #VALUE! | #VALUE! | #N/A | #N/A | #VALUE! | [8 empty] | #N/A | L-- | [6 empty] | - | - | #N/A |  | 0 |  | 0- |  | ; ; | ; ; |  | #REF!
[15 empty] | #N/A |  |  |  | #N/A | Field Not Required |  |  | #N/A | Field Not Required |  |  | #N/A | Field Not Required |  |  | #N/A | Field Not Required |  |  | #N/A | Field Not Required |  |  | #N/A | Field Not Required |  |  | #N/A | Field Not Required |  |  | #N/A | Field Not Required |  |  | #N/A | Field Not Required |  |  | #N/A | Field Not Required |  |  |  | #N/A | #N/A | #VALUE! | #VALUE! | #VALUE! | #VALUE! | #N/A | #N/A | #VALUE! | [8 empty] | #N/A | L-- | [6 empty] | - | - | #N/A |  | 0 |  | 0- |  | ; ; | ; ; |  | #REF!
[15 empty] | #N/A |  |  |  | #N/A | Field Not Required |  |  | #N/A | Field Not Required |  |  | #N/A | Field Not Required |  |  | #N/A | Field Not Required |  |  | #N/A | Field Not Required |  |  | #N/A | Field Not Required |  |  | #N/A | Field Not Required |  |  | #N/A | Field Not Required |  |  | #N/A | Field Not Required |  |  | #N/A | Field Not Required |  |  |  | #N/A | #N/A | #VALUE! | #VALUE! | #VALUE! | #VALUE! | #N/A | #N/A | #VALUE! | [8 empty] | #N/A | L-- | [6 empty] | - | - | #N/A |  | 0 |  | 0- |  | ; ; | ; ; |  | #REF!
[15 empty] | #N/A |  |  |  | #N/A | Field Not Required |  |  | #N/A | Field Not Required |  |  | #N/A | Field Not Required |  |  | #N/A | Field Not Required |  |  | #N/A | Field Not Required |  |  | #N/A | Field Not Required |  |  | #N/A | Field Not Required |  |  | #N/A | Field Not Required |  |  | #N/A | Field Not Required |  |  | #N/A | Field Not Required |  |  |  | #N/A | #N/A | #VALUE! | #VALUE! | #VALUE! | #VALUE! | #N/A | #N/A | #VALUE! | [8 empty] | #N/A | L-- | [6 empty] | - | - | #N/A |  | 0 |  | 0- |  | ; ; | ; ; |  | #REF!
[15 empty] | #N/A |  |  |  | #N/A | Field Not Required |  |  | #N/A | Field Not Required |  |  | #N/A | Field Not Required |  |  | #N/A | Field Not Required |  |  | #N/A | Field Not Required |  |  | #N/A | Field Not Required |  |  | #N/A | Field Not Required |  |  | #N/A | Field Not Required |  |  | #N/A | Field Not Required |  |  | #N/A | Field Not Required |  |  |  | #N/A | #N/A | #VALUE! | #VALUE! | #VALUE! | #VALUE! | #N/A | #N/A | #VALUE! | [8 empty] | #N/A | L-- | [6 empty] | - | - | #N/A |  | 0 |  | 0- |  | ; ; | ; ; |  | #REF!
[15 empty] | #N/A |  |  |  | #N/A | Field Not Required |  |  | #N/A | Field Not Required |  |  | #N/A | Field Not Required |  |  | #N/A | Field Not Required |  |  | #N/A | Field Not Required |  |  | #N/A | Field Not Required |  |  | #N/A | Field Not Required |  |  | #N/A | Field Not Required |  |  | #N/A | Field Not Required |  |  | #N/A | Field Not Required |  |  |  | #N/A | #N/A | #VALUE! | #VALUE! | #VALUE! | #VALUE! | #N/A | #N/A | #VALUE! | [8 empty] | #N/A | L-- | [6 empty] | - | - | #N/A |  | 0 |  | 0- |  | ; ; | ; ; |  | #REF!
[15 empty] | #N/A |  |  |  | #N/A | Field Not Required |  |  | #N/A | Field Not Required |  |  | #N/A | Field Not Required |  |  | #N/A | Field Not Required |  |  | #N/A | Field Not Required |  |  | #N/A | Field Not Required |  |  | #N/A | Field Not Required |  |  | #N/A | Field Not Required |  |  | #N/A | Field Not Required |  |  | #N/A | Field Not Required |  |  |  | #N/A | #N/A | #VALUE! | #VALUE! | #VALUE! | #VALUE! | #N/A | #N/A | #VALUE! | [8 empty] | #N/A | L-- | [6 empty] | - | - | #N/A |  | 0 |  | 0- |  | ; ; | ; ; |  | #REF!
[15 empty] | #N/A |  |  |  | #N/A | Field Not Required |  |  | #N/A | Field Not Required |  |  | #N/A | Field Not Required |  |  | #N/A | Field Not Required |  |  | #N/A | Field Not Required |  |  | #N/A | Field Not Required |  |  | #N/A | Field Not Required |  |  | #N/A | Field Not Required |  |  | #N/A | Field Not Required |  |  | #N/A | Field Not Required |  |  |  | #N/A | #N/A | #VALUE! | #VALUE! | #VALUE! | #VALUE! | #N/A | #N/A | #VALUE! | [8 empty] | #N/A | L-- | [6 empty] | - | - | #N/A |  | 0 |  | 0- |  | ; ; | ; ; |  | #REF!
[15 empty] | #N/A |  |  |  | #N/A | Field Not Required |  |  | #N/A | Field Not Required |  |  | #N/A | Field Not Required |  |  | #N/A | Field Not Required |  |  | #N/A | Field Not Required |  |  | #N/A | Field Not Required |  |  | #N/A | Field Not Required |  |  | #N/A | Field Not Required |  |  | #N/A | Field Not Required |  |  | #N/A | Field Not Required |  |  |  | #N/A | #N/A | #VALUE! | #VALUE! | #VALUE! | #VALUE! | #N/A | #N/A | #VALUE! | [8 empty] | #N/A | L-- | [6 empty] | - | - | #N/A |  | 0 |  | 0- |  | ; ; | ; ; |  | #REF!
[15 empty] | #N/A |  |  |  | #N/A | Field Not Required |  |  | #N/A | Field Not Required |  |  | #N/A | Field Not Required |  |  | #N/A | Field Not Required |  |  | #N/A | Field Not Required |  |  | #N/A | Field Not Required |  |  | #N/A | Field Not Required |  |  | #N/A | Field Not Required |  |  | #N/A | Field Not Required |  |  | #N/A | Field Not Required |  |  |  | #N/A | #N/A | #VALUE! | #VALUE! | #VALUE! | #VALUE! | #N/A | #N/A | #VALUE! | [8 empty] | #N/A | L-- | [6 empty] | - | - | #N/A |  | 0 |  | 0- |  | ; ; | ; ; |  | #REF!
[15 empty] | #N/A |  |  |  | #N/A | Field Not Required |  |  | #N/A | Field Not Required |  |  | #N/A | Field Not Required |  |  | #N/A | Field Not Required |  |  | #N/A | Field Not Required |  |  | #N/A | Field Not Required |  |  | #N/A | Field Not Required |  |  | #N/A | Field Not Required |  |  | #N/A | Field Not Required |  |  | #N/A | Field Not Required |  |  |  | #N/A | #N/A | #VALUE! | #VALUE! | #VALUE! | #VALUE! | #N/A | #N/A | #VALUE! | [8 empty] | #N/A | L-- | [6 empty] | - | - | #N/A |  | 0 |  | 0- |  | ; ; | ; ; |  | #REF!
[15 empty] | #N/A |  |  |  | #N/A | Field Not Required |  |  | #N/A | Field Not Required |  |  | #N/A | Field Not Required |  |  | #N/A | Field Not Required |  |  | #N/A | Field Not Required |  |  | #N/A | Field Not Required |  |  | #N/A | Field Not Required |  |  | #N/A | Field Not Required |  |  | #N/A | Field Not Required |  |  | #N/A | Field Not Required |  |  |  | #N/A | #N/A | #VALUE! | #VALUE! | #VALUE! | #VALUE! | #N/A | #N/A | #VALUE! | [8 empty] | #N/A | L-- | [6 empty] | - | - | #N/A |  | 0 |  | 0- |  | ; ; | ; ; |  | #REF!
[15 empty] | #N/A |  |  |  | #N/A | Field Not Required |  |  | #N/A | Field Not Required |  |  | #N/A | Field Not Required |  |  | #N/A | Field Not Required |  |  | #N/A | Field Not Required |  |  | #N/A | Field Not Required |  |  | #N/A | Field Not Required |  |  | #N/A | Field Not Required |  |  | #N/A | Field Not Required |  |  | #N/A | Field Not Required |  |  |  | #N/A | #N/A | #VALUE! | #VALUE! | #VALUE! | #VALUE! | #N/A | #N/A | #VALUE! | [8 empty] | #N/A | L-- | [6 empty] | - | - | #N/A |  | 0 |  | 0- |  | ; ; | ; ; |  | #REF!
[15 empty] | #N/A |  |  |  | #N/A | Field Not Required |  |  | #N/A | Field Not Required |  |  | #N/A | Field Not Required |  |  | #N/A | Field Not Required |  |  | #N/A | Field Not Required |  |  | #N/A | Field Not Required |  |  | #N/A | Field Not Required |  |  | #N/A | Field Not Required |  |  | #N/A | Field Not Required |  |  | #N/A | Field Not Required |  |  |  | #N/A | #N/A | #VALUE! | #VALUE! | #VALUE! | #VALUE! | #N/A | #N/A | #VALUE! | [8 empty] | #N/A | L-- | [6 empty] | - | - | #N/A |  | 0 |  | 0- |  | ; ; | ; ; |  | #REF!
[15 empty] | #N/A |  |  |  | #N/A | Field Not Required |  |  | #N/A | Field Not Required |  |  | #N/A | Field Not Required |  |  | #N/A | Field Not Required |  |  | #N/A | Field Not Required |  |  | #N/A | Field Not Required |  |  | #N/A | Field Not Required |  |  | #N/A | Field Not Required |  |  | #N/A | Field Not Required |  |  | #N/A | Field Not Required |  |  |  | #N/A | #N/A | #VALUE! | #VALUE! | #VALUE! | #VALUE! | #N/A | #N/A | #VALUE! | [8 empty] | #N/A | L-- | [6 empty] | - | - | #N/A |  | 0 |  | 0- |  | ; ; | ; ; |  | #REF!
[15 empty] | #N/A |  |  |  | #N/A | Field Not Required |  |  | #N/A | Field Not Required |  |  | #N/A | Field Not Required |  |  | #N/A | Field Not Required |  |  | #N/A | Field Not Required |  |  | #N/A | Field Not Required |  |  | #N/A | Field Not Required |  |  | #N/A | Field Not Required |  |  | #N/A | Field Not Required |  |  | #N/A | Field Not Required |  |  |  | #N/A | #N/A | #VALUE! | #VALUE! | #VALUE! | #VALUE! | #N/A | #N/A | #VALUE! | [8 empty] | #N/A | L-- | [6 empty] | - | - | #N/A |  | 0 |  | 0- |  | ; ; | ; ; |  | #REF!
[15 empty] | #N/A |  |  |  | #N/A | Field Not Required |  |  | #N/A | Field Not Required |  |  | #N/A | Field Not Required |  |  | #N/A | Field Not Required |  |  | #N/A | Field Not Required |  |  | #N/A | Field Not Required |  |  | #N/A | Field Not Required |  |  | #N/A | Field Not Required |  |  | #N/A | Field Not Required |  |  | #N/A | Field Not Required |  |  |  | #N/A | #N/A | #VALUE! | #VALUE! | #VALUE! | #VALUE! | #N/A | #N/A | #VALUE! | [8 empty] | #N/A | L-- | [6 empty] | - | - | #N/A |  | 0 |  | 0- |  | ; ; | ; ; |  | #REF!
[15 empty] | #N/A |  |  |  | #N/A | Field Not Required |  |  | #N/A | Field Not Required |  |  | #N/A | Field Not Required |  |  | #N/A | Field Not Required |  |  | #N/A | Field Not Required |  |  | #N/A | Field Not Required |  |  | #N/A | Field Not Required |  |  | #N/A | Field Not Required |  |  | #N/A | Field Not Required |  |  | #N/A | Field Not Required |  |  |  | #N/A | #N/A | #VALUE! | #VALUE! | #VALUE! | #VALUE! | #N/A | #N/A | #VALUE! | [8 empty] | #N/A | L-- | [6 empty] | - | - | #N/A |  | 0 |  | 0- |  | ; ; | ; ; |  | #REF!
[15 empty] | #N/A |  |  |  | #N/A | Field Not Required |  |  | #N/A | Field Not Required |  |  | #N/A | Field Not Required |  |  | #N/A | Field Not Required |  |  | #N/A | Field Not Required |  |  | #N/A | Field Not Required |  |  | #N/A | Field Not Required |  |  | #N/A | Field Not Required |  |  | #N/A | Field Not Required |  |  | #N/A | Field Not Required |  |  |  | #N/A | #N/A | #VALUE! | #VALUE! | #VALUE! | #VALUE! | #N/A | #N/A | #VALUE! | [8 empty] | #N/A | L-- | [6 empty] | - | - | #N/A |  | 0 |  | 0- |  | ; ; | ; ; |  | #REF!
[15 empty] | #N/A |  |  |  | #N/A | Field Not Required |  |  | #N/A | Field Not Required |  |  | #N/A | Field Not Required |  |  | #N/A | Field Not Required |  |  | #N/A | Field Not Required |  |  | #N/A | Field Not Required |  |  | #N/A | Field Not Required |  |  | #N/A | Field Not Required |  |  | #N/A | Field Not Required |  |  | #N/A | Field Not Required |  |  |  | #N/A | #N/A | #VALUE! | #VALUE! | #VALUE! | #VALUE! | #N/A | #N/A | #VALUE! | [8 empty] | #N/A | L-- | [6 empty] | - | - | #N/A |  | 0 |  | 0- |  | ; ; | ; ; |  | #REF!
[15 empty] | #N/A |  |  |  | #N/A | Field Not Required |  |  | #N/A | Field Not Required |  |  | #N/A | Field Not Required |  |  | #N/A | Field Not Required |  |  | #N/A | Field Not Required |  |  | #N/A | Field Not Required |  |  | #N/A | Field Not Required |  |  | #N/A | Field Not Required |  |  | #N/A | Field Not Required |  |  | #N/A | Field Not Required |  |  |  | #N/A | #N/A | #VALUE! | #VALUE! | #VALUE! | #VALUE! | #N/A | #N/A | #VALUE! | [8 empty] | #N/A | L-- | [6 empty] | - | - | #N/A |  | 0 |  | 0- |  | ; ; | ; ; |  | #REF!
[15 empty] | #N/A |  |  |  | #N/A | Field Not Required |  |  | #N/A | Field Not Required |  |  | #N/A | Field Not Required |  |  | #N/A | Field Not Required |  |  | #N/A | Field Not Required |  |  | #N/A | Field Not Required |  |  | #N/A | Field Not Required |  |  | #N/A | Field Not Required |  |  | #N/A | Field Not Required |  |  | #N/A | Field Not Required |  |  |  | #N/A | #N/A | #VALUE! | #VALUE! | #VALUE! | #VALUE! | #N/A | #N/A | #VALUE! | [8 empty] | #N/A | L-- | [6 empty] | - | - | #N/A |  | 0 |  | 0- |  | ; ; | ; ; |  | #REF!
[15 empty] | #N/A |  |  |  | #N/A | Field Not Required |  |  | #N/A | Field Not Required |  |  | #N/A | Field Not Required |  |  | #N/A | Field Not Required |  |  | #N/A | Field Not Required |  |  | #N/A | Field Not Required |  |  | #N/A | Field Not Required |  |  | #N/A | Field Not Required |  |  | #N/A | Field Not Required |  |  | #N/A | Field Not Required |  |  |  | #N/A | #N/A | #VALUE! | #VALUE! | #VALUE! | #VALUE! | #N/A | #N/A | #VALUE! | [8 empty] | #N/A | L-- | [6 empty] | - | - | #N/A |  | 0 |  | 0- |  | ; ; | ; ; |  | #REF!
[15 empty] | #N/A |  |  |  | #N/A | Field Not Required |  |  | #N/A | Field Not Required |  |  | #N/A | Field Not Required |  |  | #N/A | Field Not Required |  |  | #N/A | Field Not Required |  |  | #N/A | Field Not Required |  |  | #N/A | Field Not Required |  |  | #N/A | Field Not Required |  |  | #N/A | Field Not Required |  |  | #N/A | Field Not Required |  |  |  | #N/A | #N/A | #VALUE! | #VALUE! | #VALUE! | #VALUE! | #N/A | #N/A | #VALUE! | [8 empty] | #N/A | L-- | [6 empty] | - | - | #N/A |  | 0 |  | 0- |  | ; ; | ; ; |  | #REF!
[15 empty] | #N/A |  |  |  | #N/A | Field Not Required |  |  | #N/A | Field Not Required |  |  | #N/A | Field Not Required |  |  | #N/A | Field Not Required |  |  | #N/A | Field Not Required |  |  | #N/A | Field Not Required |  |  | #N/A | Field Not Required |  |  | #N/A | Field Not Required |  |  | #N/A | Field Not Required |  |  | #N/A | Field Not Required |  |  |  | #N/A | #N/A | #VALUE! | #VALUE! | #VALUE! | #VALUE! | #N/A | #N/A | #VALUE! | [8 empty] | #N/A | L-- | [6 empty] | - | - | #N/A |  | 0 |  | 0- |  | ; ; | ; ; |  | #REF!
[15 empty] | #N/A |  |  |  | #N/A | Field Not Required |  |  | #N/A | Field Not Required |  |  | #N/A | Field Not Required |  |  | #N/A | Field Not Required |  |  | #N/A | Field Not Required |  |  | #N/A | Field Not Required |  |  | #N/A | Field Not Required |  |  | #N/A | Field Not Required |  |  | #N/A | Field Not Required |  |  | #N/A | Field Not Required |  |  |  | #N/A | #N/A | #VALUE! | #VALUE! | #VALUE! | #VALUE! | #N/A | #N/A | #VALUE! | [8 empty] | #N/A | L-- | [6 empty] | - | - | #N/A |  | 0 |  | 0- |  | ; ; | ; ; |  | #REF!
[15 empty] | #N/A |  |  |  | #N/A | Field Not Required |  |  | #N/A | Field Not Required |  |  | #N/A | Field Not Required |  |  | #N/A | Field Not Required |  |  | #N/A | Field Not Required |  |  | #N/A | Field Not Required |  |  | #N/A | Field Not Required |  |  | #N/A | Field Not Required |  |  | #N/A | Field Not Required |  |  | #N/A | Field Not Required |  |  |  | #N/A | #N/A | #VALUE! | #VALUE! | #VALUE! | #VALUE! | #N/A | #N/A | #VALUE! | [8 empty] | #N/A | L-- | [6 empty] | - | - | #N/A |  | 0 |  | 0- |  | ; ; | ; ; |  | #REF!
[15 empty] | #N/A |  |  |  | #N/A | Field Not Required |  |  | #N/A | Field Not Required |  |  | #N/A | Field Not Required |  |  | #N/A | Field Not Required |  |  | #N/A | Field Not Required |  |  | #N/A | Field Not Required |  |  | #N/A | Field Not Required |  |  | #N/A | Field Not Required |  |  | #N/A | Field Not Required |  |  | #N/A | Field Not Required |  |  |  | #N/A | #N/A | #VALUE! | #VALUE! | #VALUE! | #VALUE! | #N/A | #N/A | #VALUE! | [8 empty] | #N/A | L-- | [6 empty] | - | - | #N/A |  | 0 |  | 0- |  | ; ; | ; ; |  | #REF!
[15 empty] | #N/A |  |  |  | #N/A | Field Not Required |  |  | #N/A | Field Not Required |  |  | #N/A | Field Not Required |  |  | #N/A | Field Not Required |  |  | #N/A | Field Not Required |  |  | #N/A | Field Not Required |  |  | #N/A | Field Not Required |  |  | #N/A | Field Not Required |  |  | #N/A | Field Not Required |  |  | #N/A | Field Not Required |  |  |  | #N/A | #N/A | #VALUE! | #VALUE! | #VALUE! | #VALUE! | #N/A | #N/A | #VALUE! | [8 empty] | #N/A | L-- | [6 empty] | - | - | #N/A |  | 0 |  | 0- |  | ; ; | ; ; |  | #REF!
[15 empty] | #N/A |  |  |  | #N/A | Field Not Required |  |  | #N/A | Field Not Required |  |  | #N/A | Field Not Required |  |  | #N/A | Field Not Required |  |  | #N/A | Field Not Required |  |  | #N/A | Field Not Required |  |  | #N/A | Field Not Required |  |  | #N/A | Field Not Required |  |  | #N/A | Field Not Required |  |  | #N/A | Field Not Required |  |  |  | #N/A | #N/A | #VALUE! | #VALUE! | #VALUE! | #VALUE! | #N/A | #N/A | #VALUE! | [8 empty] | #N/A | L-- | [6 empty] | - | - | #N/A |  | 0 |  | 0- |  | ; ; | ; ; |  | #REF!
[15 empty] | #N/A |  |  |  | #N/A | Field Not Required |  |  | #N/A | Field Not Required |  |  | #N/A | Field Not Required |  |  | #N/A | Field Not Required |  |  | #N/A | Field Not Required |  |  | #N/A | Field Not Required |  |  | #N/A | Field Not Required |  |  | #N/A | Field Not Required |  |  | #N/A | Field Not Required |  |  | #N/A | Field Not Required |  |  |  | #N/A | #N/A | #VALUE! | #VALUE! | #VALUE! | #VALUE! | #N/A | #N/A | #VALUE! | [8 empty] | #N/A | L-- | [6 empty] | - | - | #N/A |  | 0 |  | 0- |  | ; ; | ; ; |  | #REF!
[15 empty] | #N/A |  |  |  | #N/A | Field Not Required |  |  | #N/A | Field Not Required |  |  | #N/A | Field Not Required |  |  | #N/A | Field Not Required |  |  | #N/A | Field Not Required |  |  | #N/A | Field Not Required |  |  | #N/A | Field Not Required |  |  | #N/A | Field Not Required |  |  | #N/A | Field Not Required |  |  | #N/A | Field Not Required |  |  |  | #N/A | #N/A | #VALUE! | #VALUE! | #VALUE! | #VALUE! | #N/A | #N/A | #VALUE! | [8 empty] | #N/A | L-- | [6 empty] | - | - | #N/A |  | 0 |  | 0- |  | ; ; | ; ; |  | #REF!
[15 empty] | #N/A |  |  |  | #N/A | Field Not Required |  |  | #N/A | Field Not Required |  |  | #N/A | Field Not Required |  |  | #N/A | Field Not Required |  |  | #N/A | Field Not Required |  |  | #N/A | Field Not Required |  |  | #N/A | Field Not Required |  |  | #N/A | Field Not Required |  |  | #N/A | Field Not Required |  |  | #N/A | Field Not Required |  |  |  | #N/A | #N/A | #VALUE! | #VALUE! | #VALUE! | #VALUE! | #N/A | #N/A | #VALUE! | [8 empty] | #N/A | L-- | [6 empty] | - | - | #N/A |  | 0 |  | 0- |  | ; ; | ; ; |  | #REF!
[15 empty] | #N/A |  |  |  | #N/A | Field Not Required |  |  | #N/A | Field Not Required |  |  | #N/A | Field Not Required |  |  | #N/A | Field Not Required |  |  | #N/A | Field Not Required |  |  | #N/A | Field Not Required |  |  | #N/A | Field Not Required |  |  | #N/A | Field Not Required |  |  | #N/A | Field Not Required |  |  | #N/A | Field Not Required |  |  |  | #N/A | #N/A | #VALUE! | #VALUE! | #VALUE! | #VALUE! | #N/A | #N/A | #VALUE! | [8 empty] | #N/A | L-- | [6 empty] | - | - | #N/A |  | 0 |  | 0- |  | ; ; | ; ; |  | #REF!
[15 empty] | #N/A |  |  |  | #N/A | Field Not Required |  |  | #N/A | Field Not Required |  |  | #N/A | Field Not Required |  |  | #N/A | Field Not Required |  |  | #N/A | Field Not Required |  |  | #N/A | Field Not Required |  |  | #N/A | Field Not Required |  |  | #N/A | Field Not Required |  |  | #N/A | Field Not Required |  |  | #N/A | Field Not Required |  |  |  | #N/A | #N/A | #VALUE! | #VALUE! | #VALUE! | #VALUE! | #N/A | #N/A | #VALUE! | [8 empty] | #N/A | L-- | [6 empty] | - | - | #N/A |  | 0 |  | 0- |  | ; ; | ; ; |  | #REF!
[15 empty] | #N/A |  |  |  | #N/A | Field Not Required |  |  | #N/A | Field Not Required |  |  | #N/A | Field Not Required |  |  | #N/A | Field Not Required |  |  | #N/A | Field Not Required |  |  | #N/A | Field Not Required |  |  | #N/A | Field Not Required |  |  | #N/A | Field Not Required |  |  | #N/A | Field Not Required |  |  | #N/A | Field Not Required |  |  |  | #N/A | #N/A | #VALUE! | #VALUE! | #VALUE! | #VALUE! | #N/A | #N/A | #VALUE! | [8 empty] | #N/A | L-- | [6 empty] | - | - | #N/A |  | 0 |  | 0- |  | ; ; | ; ; |  | #REF!
[15 empty] | #N/A |  |  |  | #N/A | Field Not Required |  |  | #N/A | Field Not Required |  |  | #N/A | Field Not Required |  |  | #N/A | Field Not Required |  |  | #N/A | Field Not Required |  |  | #N/A | Field Not Required |  |  | #N/A | Field Not Required |  |  | #N/A | Field Not Required |  |  | #N/A | Field Not Required |  |  | #N/A | Field Not Required |  |  |  | #N/A | #N/A | #VALUE! | #VALUE! | #VALUE! | #VALUE! | #N/A | #N/A | #VALUE! | [8 empty] | #N/A | L-- | [6 empty] | - | - | #N/A |  | 0 |  | 0- |  | ; ; | ; ; |  | #REF!
[15 empty] | #N/A |  |  |  | #N/A | Field Not Required |  |  | #N/A | Field Not Required |  |  | #N/A | Field Not Required |  |  | #N/A | Field Not Required |  |  | #N/A | Field Not Required |  |  | #N/A | Field Not Required |  |  | #N/A | Field Not Required |  |  | #N/A | Field Not Required |  |  | #N/A | Field Not Required |  |  | #N/A | Field Not Required |  |  |  | #N/A | #N/A | #VALUE! | #VALUE! | #VALUE! | #VALUE! | #N/A | #N/A | #VALUE! | [8 empty] | #N/A | L-- | [6 empty] | - | - | #N/A |  | 0 |  | 0- |  | ; ; | ; ; |  | #REF!
[15 empty] | #N/A |  |  |  | #N/A | Field Not Required |  |  | #N/A | Field Not Required |  |  | #N/A | Field Not Required |  |  | #N/A | Field Not Required |  |  | #N/A | Field Not Required |  |  | #N/A | Field Not Required |  |  | #N/A | Field Not Required |  |  | #N/A | Field Not Required |  |  | #N/A | Field Not Required |  |  | #N/A | Field Not Required |  |  |  | #N/A | #N/A | #VALUE! | #VALUE! | #VALUE! | #VALUE! | #N/A | #N/A | #VALUE! | [8 empty] | #N/A | L-- | [6 empty] | - | - | #N/A |  | 0 |  | 0- |  | ; ; | ; ; |  | #REF!
[15 empty] | #N/A |  |  |  | #N/A | Field Not Required |  |  | #N/A | Field Not Required |  |  | #N/A | Field Not Required |  |  | #N/A | Field Not Required |  |  | #N/A | Field Not Required |  |  | #N/A | Field Not Required |  |  | #N/A | Field Not Required |  |  | #N/A | Field Not Required |  |  | #N/A | Field Not Required |  |  | #N/A | Field Not Required |  |  |  | #N/A | #N/A | #VALUE! | #VALUE! | #VALUE! | #VALUE! | #N/A | #N/A | #VALUE! | [8 empty] | #N/A | L-- | [6 empty] | - | - | #N/A |  | 0 |  | 0- |  | ; ; | ; ; |  | #REF!
[15 empty] | #N/A |  |  |  | #N/A | Field Not Required |  |  | #N/A | Field Not Required |  |  | #N/A | Field Not Required |  |  | #N/A | Field Not Required |  |  | #N/A | Field Not Required |  |  | #N/A | Field Not Required |  |  | #N/A | Field Not Required |  |  | #N/A | Field Not Required |  |  | #N/A | Field Not Required |  |  | #N/A | Field Not Required |  |  |  | #N/A | #N/A | #VALUE! | #VALUE! | #VALUE! | #VALUE! | #N/A | #N/A | #VALUE! | [8 empty] | #N/A | L-- | [6 empty] | - | - | #N/A |  | 0 |  | 0- |  | ; ; | ; ; |  | #REF!
[15 empty] | #N/A |  |  |  | #N/A | Field Not Required |  |  | #N/A | Field Not Required |  |  | #N/A | Field Not Required |  |  | #N/A | Field Not Required |  |  | #N/A | Field Not Required |  |  | #N/A | Field Not Required |  |  | #N/A | Field Not Required |  |  | #N/A | Field Not Required |  |  | #N/A | Field Not Required |  |  | #N/A | Field Not Required |  |  |  | #N/A | #N/A | #VALUE! | #VALUE! | #VALUE! | #VALUE! | #N/A | #N/A | #VALUE! | [8 empty] | #N/A | L-- | [6 empty] | - | - | #N/A |  | 0 |  | 0- |  | ; ; | ; ; |  | #REF!
[15 empty] | #N/A |  |  |  | #N/A | Field Not Required |  |  | #N/A | Field Not Required |  |  | #N/A | Field Not Required |  |  | #N/A | Field Not Required |  |  | #N/A | Field Not Required |  |  | #N/A | Field Not Required |  |  | #N/A | Field Not Required |  |  | #N/A | Field Not Required |  |  | #N/A | Field Not Required |  |  | #N/A | Field Not Required |  |  |  | #N/A | #N/A | #VALUE! | #VALUE! | #VALUE! | #VALUE! | #N/A | #N/A | #VALUE! | [8 empty] | #N/A | L-- | [6 empty] | - | - | #N/A |  | 0 |  | 0- |  | ; ; | ; ; |  | #REF!
[15 empty] | #N/A |  |  |  | #N/A | Field Not Required |  |  | #N/A | Field Not Required |  |  | #N/A | Field Not Required |  |  | #N/A | Field Not Required |  |  | #N/A | Field Not Required |  |  | #N/A | Field Not Required |  |  | #N/A | Field Not Required |  |  | #N/A | Field Not Required |  |  | #N/A | Field Not Required |  |  | #N/A | Field Not Required |  |  |  | #N/A | #N/A | #VALUE! | #VALUE! | #VALUE! | #VALUE! | #N/A | #N/A | #VALUE! | [8 empty] | #N/A | L-- | [6 empty] | - | - | #N/A |  | 0 |  | 0- |  | ; ; | ; ; |  | #REF!
[15 empty] | #N/A |  |  |  | #N/A | Field Not Required |  |  | #N/A | Field Not Required |  |  | #N/A | Field Not Required |  |  | #N/A | Field Not Required |  |  | #N/A | Field Not Required |  |  | #N/A | Field Not Required |  |  | #N/A | Field Not Required |  |  | #N/A | Field Not Required |  |  | #N/A | Field Not Required |  |  | #N/A | Field Not Required |  |  |  | #N/A | #N/A | #VALUE! | #VALUE! | #VALUE! | #VALUE! | #N/A | #N/A | #VALUE! | [8 empty] | #N/A | L-- | [6 empty] | - | - | #N/A |  | 0 |  | 0- |  | ; ; | ; ; |  | #REF!
[15 empty] | #N/A |  |  |  | #N/A | Field Not Required |  |  | #N/A | Field Not Required |  |  | #N/A | Field Not Required |  |  | #N/A | Field Not Required |  |  | #N/A | Field Not Required |  |  | #N/A | Field Not Required |  |  | #N/A | Field Not Required |  |  | #N/A | Field Not Required |  |  | #N/A | Field Not Required |  |  | #N/A | Field Not Required |  |  |  | #N/A | #N/A | #VALUE! | #VALUE! | #VALUE! | #VALUE! | #N/A | #N/A | #VALUE! | [8 empty] | #N/A | L-- | [6 empty] | - | - | #N/A |  | 0 |  | 0- |  | ; ; | ; ; |  | #REF!
[15 empty] | #N/A |  |  |  | #N/A | Field Not Required |  |  | #N/A | Field Not Required |  |  | #N/A | Field Not Required |  |  | #N/A | Field Not Required |  |  | #N/A | Field Not Required |  |  | #N/A | Field Not Required |  |  | #N/A | Field Not Required |  |  | #N/A | Field Not Required |  |  | #N/A | Field Not Required |  |  | #N/A | Field Not Required |  |  |  | #N/A | #N/A | #VALUE! | #VALUE! | #VALUE! | #VALUE! | #N/A | #N/A | #VALUE! | [8 empty] | #N/A | L-- | [6 empty] | - | - | #N/A |  | 0 |  | 0- |  | ; ; | ; ; |  | #REF!
[15 empty] | #N/A |  |  |  | #N/A | Field Not Required |  |  | #N/A | Field Not Required |  |  | #N/A | Field Not Required |  |  | #N/A | Field Not Required |  |  | #N/A | Field Not Required |  |  | #N/A | Field Not Required |  |  | #N/A | Field Not Required |  |  | #N/A | Field Not Required |  |  | #N/A | Field Not Required |  |  | #N/A | Field Not Required |  |  |  | #N/A | #N/A | #VALUE! | #VALUE! | #VALUE! | #VALUE! | #N/A | #N/A | #VALUE! | [8 empty] | #N/A | L-- | [6 empty] | - | - | #N/A |  | 0 |  | 0- |  | ; ; | ; ; |  | #REF!
[15 empty] | #N/A |  |  |  | #N/A | Field Not Required |  |  | #N/A | Field Not Required |  |  | #N/A | Field Not Required |  |  | #N/A | Field Not Required |  |  | #N/A | Field Not Required |  |  | #N/A | Field Not Required |  |  | #N/A | Field Not Required |  |  | #N/A | Field Not Required |  |  | #N/A | Field Not Required |  |  | #N/A | Field Not Required |  |  |  | #N/A | #N/A | #VALUE! | #VALUE! | #VALUE! | #VALUE! | #N/A | #N/A | #VALUE! | [8 empty] | #N/A | L-- | [6 empty] | - | - | #N/A |  | 0 |  | 0- |  | ; ; | ; ; |  | #REF!
[15 empty] | #N/A |  |  |  | #N/A | Field Not Required |  |  | #N/A | Field Not Required |  |  | #N/A | Field Not Required |  |  | #N/A | Field Not Required |  |  | #N/A | Field Not Required |  |  | #N/A | Field Not Required |  |  | #N/A | Field Not Required |  |  | #N/A | Field Not Required |  |  | #N/A | Field Not Required |  |  | #N/A | Field Not Required |  |  |  | #N/A | #N/A | #VALUE! | #VALUE! | #VALUE! | #VALUE! | #N/A | #N/A | #VALUE! | [8 empty] | #N/A | L-- | [6 empty] | - | - | #N/A |  | 0 |  | 0- |  | ; ; | ; ; |  | #REF!
[15 empty] | #N/A |  |  |  | #N/A | Field Not Required |  |  | #N/A | Field Not Required |  |  | #N/A | Field Not Required |  |  | #N/A | Field Not Required |  |  | #N/A | Field Not Required |  |  | #N/A | Field Not Required |  |  | #N/A | Field Not Required |  |  | #N/A | Field Not Required |  |  | #N/A | Field Not Required |  |  | #N/A | Field Not Required |  |  |  | #N/A | #N/A | #VALUE! | #VALUE! | #VALUE! | #VALUE! | #N/A | #N/A | #VALUE! | [8 empty] | #N/A | L-- | [6 empty] | - | - | #N/A |  | 0 |  | 0- |  | ; ; | ; ; |  | #REF!
[15 empty] | #N/A |  |  |  | #N/A | Field Not Required |  |  | #N/A | Field Not Required |  |  | #N/A | Field Not Required |  |  | #N/A | Field Not Required |  |  | #N/A | Field Not Required |  |  | #N/A | Field Not Required |  |  | #N/A | Field Not Required |  |  | #N/A | Field Not Required |  |  | #N/A | Field Not Required |  |  | #N/A | Field Not Required |  |  |  | #N/A | #N/A | #VALUE! | #VALUE! | #VALUE! | #VALUE! | #N/A | #N/A | #VALUE! | [8 empty] | #N/A | L-- | [6 empty] | - | - | #N/A |  | 0 |  | 0- |  | ; ; | ; ; |  | #REF!
[15 empty] | #N/A |  |  |  | #N/A | Field Not Required |  |  | #N/A | Field Not Required |  |  | #N/A | Field Not Required |  |  | #N/A | Field Not Required |  |  | #N/A | Field Not Required |  |  | #N/A | Field Not Required |  |  | #N/A | Field Not Required |  |  | #N/A | Field Not Required |  |  | #N/A | Field Not Required |  |  | #N/A | Field Not Required |  |  |  | #N/A | #N/A | #VALUE! | #VALUE! | #VALUE! | #VALUE! | #N/A | #N/A | #VALUE! | [8 empty] | #N/A | L-- | [6 empty] | - | - | #N/A |  | 0 |  | 0- |  | ; ; | ; ; |  | #REF!
[15 empty] | #N/A |  |  |  | #N/A | Field Not Required |  |  | #N/A | Field Not Required |  |  | #N/A | Field Not Required |  |  | #N/A | Field Not Required |  |  | #N/A | Field Not Required |  |  | #N/A | Field Not Required |  |  | #N/A | Field Not Required |  |  | #N/A | Field Not Required |  |  | #N/A | Field Not Required |  |  | #N/A | Field Not Required |  |  |  | #N/A | #N/A | #VALUE! | #VALUE! | #VALUE! | #VALUE! | #N/A | #N/A | #VALUE! | [8 empty] | #N/A | L-- | [6 empty] | - | - | #N/A |  | 0 |  | 0- |  | ; ; | ; ; |  | #REF!
[15 empty] | #N/A |  |  |  | #N/A | Field Not Required |  |  | #N/A | Field Not Required |  |  | #N/A | Field Not Required |  |  | #N/A | Field Not Required |  |  | #N/A | Field Not Required |  |  | #N/A | Field Not Required |  |  | #N/A | Field Not Required |  |  | #N/A | Field Not Required |  |  | #N/A | Field Not Required |  |  | #N/A | Field Not Required |  |  |  | #N/A | #N/A | #VALUE! | #VALUE! | #VALUE! | #VALUE! | #N/A | #N/A | #VALUE! | [8 empty] | #N/A | L-- | [6 empty] | - | - | #N/A |  | 0 |  | 0- |  | ; ; | ; ; |  | #REF!
[15 empty] | #N/A |  |  |  | #N/A | Field Not Required |  |  | #N/A | Field Not Required |  |  | #N/A | Field Not Required |  |  | #N/A | Field Not Required |  |  | #N/A | Field Not Required |  |  | #N/A | Field Not Required |  |  | #N/A | Field Not Required |  |  | #N/A | Field Not Required |  |  | #N/A | Field Not Required |  |  | #N/A | Field Not Required |  |  |  | #N/A | #N/A | #VALUE! | #VALUE! | #VALUE! | #VALUE! | #N/A | #N/A | #VALUE! | [8 empty] | #N/A | L-- | [6 empty] | - | - | #N/A |  | 0 |  | 0- |  | ; ; | ; ; |  | #REF!
[15 empty] | #N/A |  |  |  | #N/A | Field Not Required |  |  | #N/A | Field Not Required |  |  | #N/A | Field Not Required |  |  | #N/A | Field Not Required |  |  | #N/A | Field Not Required |  |  | #N/A | Field Not Required |  |  | #N/A | Field Not Required |  |  | #N/A | Field Not Required |  |  | #N/A | Field Not Required |  |  | #N/A | Field Not Required |  |  |  | #N/A | #N/A | #VALUE! | #VALUE! | #VALUE! | #VALUE! | #N/A | #N/A | #VALUE! | [8 empty] | #N/A | L-- | [6 empty] | - | - | #N/A |  | 0 |  | 0- |  | ; ; | ; ; |  | #REF!
[15 empty] | #N/A |  |  |  | #N/A | Field Not Required |  |  | #N/A | Field Not Required |  |  | #N/A | Field Not Required |  |  | #N/A | Field Not Required |  |  | #N/A | Field Not Required |  |  | #N/A | Field Not Required |  |  | #N/A | Field Not Required |  |  | #N/A | Field Not Required |  |  | #N/A | Field Not Required |  |  | #N/A | Field Not Required |  |  |  | #N/A | #N/A | #VALUE! | #VALUE! | #VALUE! | #VALUE! | #N/A | #N/A | #VALUE! | [8 empty] | #N/A | L-- | [6 empty] | - | - | #N/A |  | 0 |  | 0- |  | ; ; | ; ; |  | #REF!
[15 empty] | #N/A |  |  |  | #N/A | Field Not Required |  |  | #N/A | Field Not Required |  |  | #N/A | Field Not Required |  |  | #N/A | Field Not Required |  |  | #N/A | Field Not Required |  |  | #N/A | Field Not Required |  |  | #N/A | Field Not Required |  |  | #N/A | Field Not Required |  |  | #N/A | Field Not Required |  |  | #N/A | Field Not Required |  |  |  | #N/A | #N/A | #VALUE! | #VALUE! | #VALUE! | #VALUE! | #N/A | #N/A | #VALUE! | [8 empty] | #N/A | L-- | [6 empty] | - | - | #N/A |  | 0 |  | 0- |  | ; ; | ; ; |  | #REF!
[15 empty] | #N/A |  |  |  | #N/A | Field Not Required |  |  | #N/A | Field Not Required |  |  | #N/A | Field Not Required |  |  | #N/A | Field Not Required |  |  | #N/A | Field Not Required |  |  | #N/A | Field Not Required |  |  | #N/A | Field Not Required |  |  | #N/A | Field Not Required |  |  | #N/A | Field Not Required |  |  | #N/A | Field Not Required |  |  |  | #N/A | #N/A | #VALUE! | #VALUE! | #VALUE! | #VALUE! | #N/A | #N/A | #VALUE! | [8 empty] | #N/A | L-- | [6 empty] | - | - | #N/A |  | 0 |  | 0- |  | ; ; | ; ; |  | #REF!
[15 empty] | #N/A |  |  |  | #N/A | Field Not Required |  |  | #N/A | Field Not Required |  |  | #N/A | Field Not Required |  |  | #N/A | Field Not Required |  |  | #N/A | Field Not Required |  |  | #N/A | Field Not Required |  |  | #N/A | Field Not Required |  |  | #N/A | Field Not Required |  |  | #N/A | Field Not Required |  |  | #N/A | Field Not Required |  |  |  | #N/A | #N/A | #VALUE! | #VALUE! | #VALUE! | #VALUE! | #N/A | #N/A | #VALUE! | [8 empty] | #N/A | L-- | [6 empty] | - | - | #N/A |  | 0 |  | 0- |  | ; ; | ; ; |  | #REF!
[15 empty] | #N/A |  |  |  | #N/A | Field Not Required |  |  | #N/A | Field Not Required |  |  | #N/A | Field Not Required |  |  | #N/A | Field Not Required |  |  | #N/A | Field Not Required |  |  | #N/A | Field Not Required |  |  | #N/A | Field Not Required |  |  | #N/A | Field Not Required |  |  | #N/A | Field Not Required |  |  | #N/A | Field Not Required |  |  |  | #N/A | #N/A | #VALUE! | #VALUE! | #VALUE! | #VALUE! | #N/A | #N/A | #VALUE! | [8 empty] | #N/A | L-- | [6 empty] | - | - | #N/A |  | 0 |  | 0- |  | ; ; | ; ; |  | #REF!
[15 empty] | #N/A |  |  |  | #N/A | Field Not Required |  |  | #N/A | Field Not Required |  |  | #N/A | Field Not Required |  |  | #N/A | Field Not Required |  |  | #N/A | Field Not Required |  |  | #N/A | Field Not Required |  |  | #N/A | Field Not Required |  |  | #N/A | Field Not Required |  |  | #N/A | Field Not Required |  |  | #N/A | Field Not Required |  |  |  | #N/A | #N/A | #VALUE! | #VALUE! | #VALUE! | #VALUE! | #N/A | #N/A | #VALUE! | [8 empty] | #N/A | L-- | [6 empty] | - | - | #N/A |  | 0 |  | 0- |  | ; ; | ; ; |  | #REF!
[15 empty] | #N/A |  |  |  | #N/A | Field Not Required |  |  | #N/A | Field Not Required |  |  | #N/A | Field Not Required |  |  | #N/A | Field Not Required |  |  | #N/A | Field Not Required |  |  | #N/A | Field Not Required |  |  | #N/A | Field Not Required |  |  | #N/A | Field Not Required |  |  | #N/A | Field Not Required |  |  | #N/A | Field Not Required |  |  |  | #N/A | #N/A | #VALUE! | #VALUE! | #VALUE! | #VALUE! | #N/A | #N/A | #VALUE! | [8 empty] | #N/A | L-- | [6 empty] | - | - | #N/A |  | 0 |  | 0- |  | ; ; | ; ; |  | #REF!
[15 empty] | #N/A |  |  |  | #N/A | Field Not Required |  |  | #N/A | Field Not Required |  |  | #N/A | Field Not Required |  |  | #N/A | Field Not Required |  |  | #N/A | Field Not Required |  |  | #N/A | Field Not Required |  |  | #N/A | Field Not Required |  |  | #N/A | Field Not Required |  |  | #N/A | Field Not Required |  |  | #N/A | Field Not Required |  |  |  | #N/A | #N/A | #VALUE! | #VALUE! | #VALUE! | #VALUE! | #N/A | #N/A | #VALUE! | [8 empty] | #N/A | L-- | [6 empty] | - | - | #N/A |  | 0 |  | 0- |  | ; ; | ; ; |  | #REF!
[15 empty] | #N/A |  |  |  | #N/A | Field Not Required |  |  | #N/A | Field Not Required |  |  | #N/A | Field Not Required |  |  | #N/A | Field Not Required |  |  | #N/A | Field Not Required |  |  | #N/A | Field Not Required |  |  | #N/A | Field Not Required |  |  | #N/A | Field Not Required |  |  | #N/A | Field Not Required |  |  | #N/A | Field Not Required |  |  |  | #N/A | #N/A | #VALUE! | #VALUE! | #VALUE! | #VALUE! | #N/A | #N/A | #VALUE! | [8 empty] | #N/A | L-- | [6 empty] | - | - | #N/A |  | 0 |  | 0- |  | ; ; | ; ; |  | #REF!
[15 empty] | #N/A |  |  |  | #N/A | Field Not Required |  |  | #N/A | Field Not Required |  |  | #N/A | Field Not Required |  |  | #N/A | Field Not Required |  |  | #N/A | Field Not Required |  |  | #N/A | Field Not Required |  |  | #N/A | Field Not Required |  |  | #N/A | Field Not Required |  |  | #N/A | Field Not Required |  |  | #N/A | Field Not Required |  |  |  | #N/A | #N/A | #VALUE! | #VALUE! | #VALUE! | #VALUE! | #N/A | #N/A | #VALUE! | [8 empty] | #N/A | L-- | [6 empty] | - | - | #N/A |  | 0 |  | 0- |  | ; ; | ; ; |  | #REF!
[15 empty] | #N/A |  |  |  | #N/A | Field Not Required |  |  | #N/A | Field Not Required |  |  | #N/A | Field Not Required |  |  | #N/A | Field Not Required |  |  | #N/A | Field Not Required |  |  | #N/A | Field Not Required |  |  | #N/A | Field Not Required |  |  | #N/A | Field Not Required |  |  | #N/A | Field Not Required |  |  | #N/A | Field Not Required |  |  |  | #N/A | #N/A | #VALUE! | #VALUE! | #VALUE! | #VALUE! | #N/A | #N/A | #VALUE! | [8 empty] | #N/A | L-- | [6 empty] | - | - | #N/A |  | 0 |  | 0- |  | ; ; | ; ; |  | #REF!
[15 empty] | #N/A |  |  |  | #N/A | Field Not Required |  |  | #N/A | Field Not Required |  |  | #N/A | Field Not Required |  |  | #N/A | Field Not Required |  |  | #N/A | Field Not Required |  |  | #N/A | Field Not Required |  |  | #N/A | Field Not Required |  |  | #N/A | Field Not Required |  |  | #N/A | Field Not Required |  |  | #N/A | Field Not Required |  |  |  | #N/A | #N/A | #VALUE! | #VALUE! | #VALUE! | #VALUE! | #N/A | #N/A | #VALUE! | [8 empty] | #N/A | L-- | [6 empty] | - | - | #N/A |  | 0 |  | 0- |  | ; ; | ; ; |  | #REF!
[15 empty] | #N/A |  |  |  | #N/A | Field Not Required |  |  | #N/A | Field Not Required |  |  | #N/A | Field Not Required |  |  | #N/A | Field Not Required |  |  | #N/A | Field Not Required |  |  | #N/A | Field Not Required |  |  | #N/A | Field Not Required |  |  | #N/A | Field Not Required |  |  | #N/A | Field Not Required |  |  | #N/A | Field Not Required |  |  |  | #N/A | #N/A | #VALUE! | #VALUE! | #VALUE! | #VALUE! | #N/A | #N/A | #VALUE! | [8 empty] | #N/A | L-- | [6 empty] | - | - | #N/A |  | 0 |  | 0- |  | ; ; | ; ; |  | #REF!
[15 empty] | #N/A |  |  |  | #N/A | Field Not Required |  |  | #N/A | Field Not Required |  |  | #N/A | Field Not Required |  |  | #N/A | Field Not Required |  |  | #N/A | Field Not Required |  |  | #N/A | Field Not Required |  |  | #N/A | Field Not Required |  |  | #N/A | Field Not Required |  |  | #N/A | Field Not Required |  |  | #N/A | Field Not Required |  |  |  | #N/A | #N/A | #VALUE! | #VALUE! | #VALUE! | #VALUE! | #N/A | #N/A | #VALUE! | [8 empty] | #N/A | L-- | [6 empty] | - | - | #N/A |  | 0 |  | 0- |  | ; ; | ; ; |  | #REF!
[15 empty] | #N/A |  |  |  | #N/A | Field Not Required |  |  | #N/A | Field Not Required |  |  | #N/A | Field Not Required |  |  | #N/A | Field Not Required |  |  | #N/A | Field Not Required |  |  | #N/A | Field Not Required |  |  | #N/A | Field Not Required |  |  | #N/A | Field Not Required |  |  | #N/A | Field Not Required |  |  | #N/A | Field Not Required |  |  |  | #N/A | #N/A | #VALUE! | #VALUE! | #VALUE! | #VALUE! | #N/A | #N/A | #VALUE! | [8 empty] | #N/A | L-- | [6 empty] | - | - | #N/A |  | 0 |  | 0- |  | ; ; | ; ; |  | #REF!
[15 empty] | #N/A |  |  |  | #N/A | Field Not Required |  |  | #N/A | Field Not Required |  |  | #N/A | Field Not Required |  |  | #N/A | Field Not Required |  |  | #N/A | Field Not Required |  |  | #N/A | Field Not Required |  |  | #N/A | Field Not Required |  |  | #N/A | Field Not Required |  |  | #N/A | Field Not Required |  |  | #N/A | Field Not Required |  |  |  | #N/A | #N/A | #VALUE! | #VALUE! | #VALUE! | #VALUE! | #N/A | #N/A | #VALUE! | [8 empty] | #N/A | L-- | [6 empty] | - | - | #N/A |  | 0 |  | 0- |  | ; ; | ; ; |  | #REF!
[15 empty] | #N/A |  |  |  | #N/A | Field Not Required |  |  | #N/A | Field Not Required |  |  | #N/A | Field Not Required |  |  | #N/A | Field Not Required |  |  | #N/A | Field Not Required |  |  | #N/A | Field Not Required |  |  | #N/A | Field Not Required |  |  | #N/A | Field Not Required |  |  | #N/A | Field Not Required |  |  | #N/A | Field Not Required |  |  |  | #N/A | #N/A | #VALUE! | #VALUE! | #VALUE! | #VALUE! | #N/A | #N/A | #VALUE! | [8 empty] | #N/A | L-- | [6 empty] | - | - | #N/A |  | 0 |  | 0- |  | ; ; | ; ; |  | #REF!
[15 empty] | #N/A |  |  |  | #N/A | Field Not Required |  |  | #N/A | Field Not Required |  |  | #N/A | Field Not Required |  |  | #N/A | Field Not Required |  |  | #N/A | Field Not Required |  |  | #N/A | Field Not Required |  |  | #N/A | Field Not Required |  |  | #N/A | Field Not Required |  |  | #N/A | Field Not Required |  |  | #N/A | Field Not Required |  |  |  | #N/A | #N/A | #VALUE! | #VALUE! | #VALUE! | #VALUE! | #N/A | #N/A | #VALUE! | [8 empty] | #N/A | L-- | [6 empty] | - | - | #N/A |  | 0 |  | 0- |  | ; ; | ; ; |  | #REF!
[15 empty] | #N/A |  |  |  | #N/A | Field Not Required |  |  | #N/A | Field Not Required |  |  | #N/A | Field Not Required |  |  | #N/A | Field Not Required |  |  | #N/A | Field Not Required |  |  | #N/A | Field Not Required |  |  | #N/A | Field Not Required |  |  | #N/A | Field Not Required |  |  | #N/A | Field Not Required |  |  | #N/A | Field Not Required |  |  |  | #N/A | #N/A | #VALUE! | #VALUE! | #VALUE! | #VALUE! | #N/A | #N/A | #VALUE! | [8 empty] | #N/A | L-- | [6 empty] | - | - | #N/A |  | 0 |  | 0- |  | ; ; | ; ; |  | #REF!
[15 empty] | #N/A |  |  |  | #N/A | Field Not Required |  |  | #N/A | Field Not Required |  |  | #N/A | Field Not Required |  |  | #N/A | Field Not Required |  |  | #N/A | Field Not Required |  |  | #N/A | Field Not Required |  |  | #N/A | Field Not Required |  |  | #N/A | Field Not Required |  |  | #N/A | Field Not Required |  |  | #N/A | Field Not Required |  |  |  | #N/A | #N/A | #VALUE! | #VALUE! | #VALUE! | #VALUE! | #N/A | #N/A | #VALUE! | [8 empty] | #N/A | L-- | [6 empty] | - | - | #N/A |  | 0 |  | 0- |  | ; ; | ; ; |  | #REF!
[15 empty] | #N/A |  |  |  | #N/A | Field Not Required |  |  | #N/A | Field Not Required |  |  | #N/A | Field Not Required |  |  | #N/A | Field Not Required |  |  | #N/A | Field Not Required |  |  | #N/A | Field Not Required |  |  | #N/A | Field Not Required |  |  | #N/A | Field Not Required |  |  | #N/A | Field Not Required |  |  | #N/A | Field Not Required |  |  |  | #N/A | #N/A | #VALUE! | #VALUE! | #VALUE! | #VALUE! | #N/A | #N/A | #VALUE! | [8 empty] | #N/A | L-- | [6 empty] | - | - | #N/A |  | 0 |  | 0- |  | ; ; | ; ; |  | #REF!
[15 empty] | #N/A |  |  |  | #N/A | Field Not Required |  |  | #N/A | Field Not Required |  |  | #N/A | Field Not Required |  |  | #N/A | Field Not Required |  |  | #N/A | Field Not Required |  |  | #N/A | Field Not Required |  |  | #N/A | Field Not Required |  |  | #N/A | Field Not Required |  |  | #N/A | Field Not Required |  |  | #N/A | Field Not Required |  |  |  | #N/A | #N/A | #VALUE! | #VALUE! | #VALUE! | #VALUE! | #N/A | #N/A | #VALUE! | [8 empty] | #N/A | L-- | [6 empty] | - | - | #N/A |  | 0 |  | 0- |  | ; ; | ; ; |  | #REF!
[15 empty] | #N/A |  |  |  | #N/A | Field Not Required |  |  | #N/A | Field Not Required |  |  | #N/A | Field Not Required |  |  | #N/A | Field Not Required |  |  | #N/A | Field Not Required |  |  | #N/A | Field Not Required |  |  | #N/A | Field Not Required |  |  | #N/A | Field Not Required |  |  | #N/A | Field Not Required |  |  | #N/A | Field Not Required |  |  |  | #N/A | #N/A | #VALUE! | #VALUE! | #VALUE! | #VALUE! | #N/A | #N/A | #VALUE! | [8 empty] | #N/A | L-- | [6 empty] | - | - | #N/A |  | 0 |  | 0- |  | ; ; | ; ; |  | #REF!
[15 empty] | #N/A |  |  |  | #N/A | Field Not Required |  |  | #N/A | Field Not Required |  |  | #N/A | Field Not Required |  |  | #N/A | Field Not Required |  |  | #N/A | Field Not Required |  |  | #N/A | Field Not Required |  |  | #N/A | Field Not Required |  |  | #N/A | Field Not Required |  |  | #N/A | Field Not Required |  |  | #N/A | Field Not Required |  |  |  | #N/A | #N/A | #VALUE! | #VALUE! | #VALUE! | #VALUE! | #N/A | #N/A | #VALUE! | [8 empty] | #N/A | L-- | [6 empty] | - | - | #N/A |  | 0 |  | 0- |  | ; ; | ; ; |  | #REF!
[15 empty] | #N/A |  |  |  | #N/A | Field Not Required |  |  | #N/A | Field Not Required |  |  | #N/A | Field Not Required |  |  | #N/A | Field Not Required |  |  | #N/A | Field Not Required |  |  | #N/A | Field Not Required |  |  | #N/A | Field Not Required |  |  | #N/A | Field Not Required |  |  | #N/A | Field Not Required |  |  | #N/A | Field Not Required |  |  |  | #N/A | #N/A | #VALUE! | #VALUE! | #VALUE! | #VALUE! | #N/A | #N/A | #VALUE! | [8 empty] | #N/A | L-- | [6 empty] | - | - | #N/A |  | 0 |  | 0- |  | ; ; | ; ; |  | #REF!
[15 empty] | #N/A |  |  |  | #N/A | Field Not Required |  |  | #N/A | Field Not Required |  |  | #N/A | Field Not Required |  |  | #N/A | Field Not Required |  |  | #N/A | Field Not Required |  |  | #N/A | Field Not Required |  |  | #N/A | Field Not Required |  |  | #N/A | Field Not Required |  |  | #N/A | Field Not Required |  |  | #N/A | Field Not Required |  |  |  | #N/A | #N/A | #VALUE! | #VALUE! | #VALUE! | #VALUE! | #N/A | #N/A | #VALUE! | [8 empty] | #N/A | L-- | [6 empty] | - | - | #N/A |  | 0 |  | 0- |  | ; ; | ; ; |  | #REF!
[15 empty] | #N/A |  |  |  | #N/A | Field Not Required |  |  | #N/A | Field Not Required |  |  | #N/A | Field Not Required |  |  | #N/A | Field Not Required |  |  | #N/A | Field Not Required |  |  | #N/A | Field Not Required |  |  | #N/A | Field Not Required |  |  | #N/A | Field Not Required |  |  | #N/A | Field Not Required |  |  | #N/A | Field Not Required |  |  |  | #N/A | #N/A | #VALUE! | #VALUE! | #VALUE! | #VALUE! | #N/A | #N/A | #VALUE! | [8 empty] | #N/A | L-- | [6 empty] | - | - | #N/A |  | 0 |  | 0- |  | ; ; | ; ; |  | #REF!
[15 empty] | #N/A |  |  |  | #N/A | Field Not Required |  |  | #N/A | Field Not Required |  |  | #N/A | Field Not Required |  |  | #N/A | Field Not Required |  |  | #N/A | Field Not Required |  |  | #N/A | Field Not Required |  |  | #N/A | Field Not Required |  |  | #N/A | Field Not Required |  |  | #N/A | Field Not Required |  |  | #N/A | Field Not Required |  |  |  | #N/A | #N/A | #VALUE! | #VALUE! | #VALUE! | #VALUE! | #N/A | #N/A | #VALUE! | [8 empty] | #N/A | L-- | [6 empty] | - | - | #N/A |  | 0 |  | 0- |  | ; ; | ; ; |  | #REF!
[15 empty] | #N/A |  |  |  | #N/A | Field Not Required |  |  | #N/A | Field Not Required |  |  | #N/A | Field Not Required |  |  | #N/A | Field Not Required |  |  | #N/A | Field Not Required |  |  | #N/A | Field Not Required |  |  | #N/A | Field Not Required |  |  | #N/A | Field Not Required |  |  | #N/A | Field Not Required |  |  | #N/A | Field Not Required |  |  |  | #N/A | #N/A | #VALUE! | #VALUE! | #VALUE! | #VALUE! | #N/A | #N/A | #VALUE! | [8 empty] | #N/A | L-- | [6 empty] | - | - | #N/A |  | 0 |  | 0- |  | ; ; | ; ; |  | #REF!
[15 empty] | #N/A |  |  |  | #N/A | Field Not Required |  |  | #N/A | Field Not Required |  |  | #N/A | Field Not Required |  |  | #N/A | Field Not Required |  |  | #N/A | Field Not Required |  |  | #N/A | Field Not Required |  |  | #N/A | Field Not Required |  |  | #N/A | Field Not Required |  |  | #N/A | Field Not Required |  |  | #N/A | Field Not Required |  |  |  | #N/A | #N/A | #VALUE! | #VALUE! | #VALUE! | #VALUE! | #N/A | #N/A | #VALUE! | [8 empty] | #N/A | L-- | [6 empty] | - | - | #N/A |  | 0 |  | 0- |  | ; ; | ; ; |  | #REF!
[15 empty] | #N/A |  |  |  | #N/A | Field Not Required |  |  | #N/A | Field Not Required |  |  | #N/A | Field Not Required |  |  | #N/A | Field Not Required |  |  | #N/A | Field Not Required |  |  | #N/A | Field Not Required |  |  | #N/A | Field Not Required |  |  | #N/A | Field Not Required |  |  | #N/A | Field Not Required |  |  | #N/A | Field Not Required |  |  |  | #N/A | #N/A | #VALUE! | #VALUE! | #VALUE! | #VALUE! | #N/A | #N/A | #VALUE! | [8 empty] | #N/A | L-- | [6 empty] | - | - | #N/A |  | 0 |  | 0- |  | ; ; | ; ; |  | #REF!
[15 empty] | #N/A |  |  |  | #N/A | Field Not Required |  |  | #N/A | Field Not Required |  |  | #N/A | Field Not Required |  |  | #N/A | Field Not Required |  |  | #N/A | Field Not Required |  |  | #N/A | Field Not Required |  |  | #N/A | Field Not Required |  |  | #N/A | Field Not Required |  |  | #N/A | Field Not Required |  |  | #N/A | Field Not Required |  |  |  | #N/A | #N/A | #VALUE! | #VALUE! | #VALUE! | #VALUE! | #N/A | #N/A | #VALUE! | [8 empty] | #N/A | L-- | [6 empty] | - | - | #N/A |  | 0 |  | 0- |  | ; ; | ; ; |  | #REF!
[15 empty] | #N/A |  |  |  | #N/A | Field Not Required |  |  | #N/A | Field Not Required |  |  | #N/A | Field Not Required |  |  | #N/A | Field Not Required |  |  | #N/A | Field Not Required |  |  | #N/A | Field Not Required |  |  | #N/A | Field Not Required |  |  | #N/A | Field Not Required |  |  | #N/A | Field Not Required |  |  | #N/A | Field Not Required |  |  |  | #N/A | #N/A | #VALUE! | #VALUE! | #VALUE! | #VALUE! | #N/A | #N/A | #VALUE! | [8 empty] | #N/A | L-- | [6 empty] | - | - | #N/A |  | 0 |  | 0- |  | ; ; | ; ; |  | #REF!
[15 empty] | #N/A |  |  |  | #N/A | Field Not Required |  |  | #N/A | Field Not Required |  |  | #N/A | Field Not Required |  |  | #N/A | Field Not Required |  |  | #N/A | Field Not Required |  |  | #N/A | Field Not Required |  |  | #N/A | Field Not Required |  |  | #N/A | Field Not Required |  |  | #N/A | Field Not Required |  |  | #N/A | Field Not Required |  |  |  | #N/A | #N/A | #VALUE! | #VALUE! | #VALUE! | #VALUE! | #N/A | #N/A | #VALUE! | [8 empty] | #N/A | L-- | [6 empty] | - | - | #N/A |  | 0 |  | 0- |  | ; ; | ; ; |  | #REF!
[15 empty] | #N/A |  |  |  | #N/A | Field Not Required |  |  | #N/A | Field Not Required |  |  | #N/A | Field Not Required |  |  | #N/A | Field Not Required |  |  | #N/A | Field Not Required |  |  | #N/A | Field Not Required |  |  | #N/A | Field Not Required |  |  | #N/A | Field Not Required |  |  | #N/A | Field Not Required |  |  | #N/A | Field Not Required |  |  |  | #N/A | #N/A | #VALUE! | #VALUE! | #VALUE! | #VALUE! | #N/A | #N/A | #VALUE! | [8 empty] | #N/A | L-- | [6 empty] | - | - | #N/A |  | 0 |  | 0- |  | ; ; | ; ; |  | #REF!
[15 empty] | #N/A |  |  |  | #N/A | Field Not Required |  |  | #N/A | Field Not Required |  |  | #N/A | Field Not Required |  |  | #N/A | Field Not Required |  |  | #N/A | Field Not Required |  |  | #N/A | Field Not Required |  |  | #N/A | Field Not Required |  |  | #N/A | Field Not Required |  |  | #N/A | Field Not Required |  |  | #N/A | Field Not Required |  |  |  | #N/A | #N/A | #VALUE! | #VALUE! | #VALUE! | #VALUE! | #N/A | #N/A | #VALUE! | [8 empty] | #N/A | L-- | [6 empty] | - | - | #N/A |  | 0 |  | 0- |  | ; ; | ; ; |  | #REF!
[15 empty] | #N/A |  |  |  | #N/A | Field Not Required |  |  | #N/A | Field Not Required |  |  | #N/A | Field Not Required |  |  | #N/A | Field Not Required |  |  | #N/A | Field Not Required |  |  | #N/A | Field Not Required |  |  | #N/A | Field Not Required |  |  | #N/A | Field Not Required |  |  | #N/A | Field Not Required |  |  | #N/A | Field Not Required |  |  |  | #N/A | #N/A | #VALUE! | #VALUE! | #VALUE! | #VALUE! | #N/A | #N/A | #VALUE! | [8 empty] | #N/A | L-- | [6 empty] | - | - | #N/A |  | 0 |  | 0- |  | ; ; | ; ; |  | #REF!
[15 empty] | #N/A |  |  |  | #N/A | Field Not Required |  |  | #N/A | Field Not Required |  |  | #N/A | Field Not Required |  |  | #N/A | Field Not Required |  |  | #N/A | Field Not Required |  |  | #N/A | Field Not Required |  |  | #N/A | Field Not Required |  |  | #N/A | Field Not Required |  |  | #N/A | Field Not Required |  |  | #N/A | Field Not Required |  |  |  | #N/A | #N/A | #VALUE! | #VALUE! | #VALUE! | #VALUE! | #N/A | #N/A | #VALUE! | [8 empty] | #N/A | L-- | [6 empty] | - | - | #N/A |  | 0 |  | 0- |  | ; ; | ; ; |  | #REF!
[15 empty] | #N/A |  |  |  | #N/A | Field Not Required |  |  | #N/A | Field Not Required |  |  | #N/A | Field Not Required |  |  | #N/A | Field Not Required |  |  | #N/A | Field Not Required |  |  | #N/A | Field Not Required |  |  | #N/A | Field Not Required |  |  | #N/A | Field Not Required |  |  | #N/A | Field Not Required |  |  | #N/A | Field Not Required |  |  |  | #N/A | #N/A | #VALUE! | #VALUE! | #VALUE! | #VALUE! | #N/A | #N/A | #VALUE! | [8 empty] | #N/A | L-- | [6 empty] | - | - | #N/A |  | 0 |  | 0- |  | ; ; | ; ; |  | #REF!
[15 empty] | #N/A |  |  |  | #N/A | Field Not Required |  |  | #N/A | Field Not Required |  |  | #N/A | Field Not Required |  |  | #N/A | Field Not Required |  |  | #N/A | Field Not Required |  |  | #N/A | Field Not Required |  |  | #N/A | Field Not Required |  |  | #N/A | Field Not Required |  |  | #N/A | Field Not Required |  |  | #N/A | Field Not Required |  |  |  | #N/A | #N/A | #VALUE! | #VALUE! | #VALUE! | #VALUE! | #N/A | #N/A | #VALUE! | [8 empty] | #N/A | L-- | [6 empty] | - | - | #N/A |  | 0 |  | 0- |  | ; ; | ; ; |  | #REF!
[15 empty] | #N/A |  |  |  | #N/A | Field Not Required |  |  | #N/A | Field Not Required |  |  | #N/A | Field Not Required |  |  | #N/A | Field Not Required |  |  | #N/A | Field Not Required |  |  | #N/A | Field Not Required |  |  | #N/A | Field Not Required |  |  | #N/A | Field Not Required |  |  | #N/A | Field Not Required |  |  | #N/A | Field Not Required |  |  |  | #N/A | #N/A | #VALUE! | #VALUE! | #VALUE! | #VALUE! | #N/A | #N/A | #VALUE! | [8 empty] | #N/A | L-- | [6 empty] | - | - | #N/A |  | 0 |  | 0- |  | ; ; | ; ; |  | #REF!
[15 empty] | #N/A |  |  |  | #N/A | Field Not Required |  |  | #N/A | Field Not Required |  |  | #N/A | Field Not Required |  |  | #N/A | Field Not Required |  |  | #N/A | Field Not Required |  |  | #N/A | Field Not Required |  |  | #N/A | Field Not Required |  |  | #N/A | Field Not Required |  |  | #N/A | Field Not Required |  |  | #N/A | Field Not Required |  |  |  | #N/A | #N/A | #VALUE! | #VALUE! | #VALUE! | #VALUE! | #N/A | #N/A | #VALUE! | [8 empty] | #N/A | L-- | [6 empty] | - | - | #N/A |  | 0 |  | 0- |  | ; ; | ; ; |  | #REF!
[15 empty] | #N/A |  |  |  | #N/A | Field Not Required |  |  | #N/A | Field Not Required |  |  | #N/A | Field Not Required |  |  | #N/A | Field Not Required |  |  | #N/A | Field Not Required |  |  | #N/A | Field Not Required |  |  | #N/A | Field Not Required |  |  | #N/A | Field Not Required |  |  | #N/A | Field Not Required |  |  | #N/A | Field Not Required |  |  |  | #N/A | #N/A | #VALUE! | #VALUE! | #VALUE! | #VALUE! | #N/A | #N/A | #VALUE! | [8 empty] | #N/A | L-- | [6 empty] | - | - | #N/A |  | 0 |  | 0- |  | ; ; | ; ; |  | #REF!
[15 empty] | #N/A |  |  |  | #N/A | Field Not Required |  |  | #N/A | Field Not Required |  |  | #N/A | Field Not Required |  |  | #N/A | Field Not Required |  |  | #N/A | Field Not Required |  |  | #N/A | Field Not Required |  |  | #N/A | Field Not Required |  |  | #N/A | Field Not Required |  |  | #N/A | Field Not Required |  |  | #N/A | Field Not Required |  |  |  | #N/A | #N/A | #VALUE! | #VALUE! | #VALUE! | #VALUE! | #N/A | #N/A | #VALUE! | [8 empty] | #N/A | L-- | [6 empty] | - | - | #N/A |  | 0 |  | 0- |  | ; ; | ; ; |  | #REF!
[15 empty] | #N/A |  |  |  | #N/A | Field Not Required |  |  | #N/A | Field Not Required |  |  | #N/A | Field Not Required |  |  | #N/A | Field Not Required |  |  | #N/A | Field Not Required |  |  | #N/A | Field Not Required |  |  | #N/A | Field Not Required |  |  | #N/A | Field Not Required |  |  | #N/A | Field Not Required |  |  | #N/A | Field Not Required |  |  |  | #N/A | #N/A | #VALUE! | #VALUE! | #VALUE! | #VALUE! | #N/A | #N/A | #VALUE! | [8 empty] | #N/A | L-- | [6 empty] | - | - | #N/A |  | 0 |  | 0- |  | ; ; | ; ; |  | #REF!
[15 empty] | #N/A |  |  |  | #N/A | Field Not Required |  |  | #N/A | Field Not Required |  |  | #N/A | Field Not Required |  |  | #N/A | Field Not Required |  |  | #N/A | Field Not Required |  |  | #N/A | Field Not Required |  |  | #N/A | Field Not Required |  |  | #N/A | Field Not Required |  |  | #N/A | Field Not Required |  |  | #N/A | Field Not Required |  |  |  | #N/A | #N/A | #VALUE! | #VALUE! | #VALUE! | #VALUE! | #N/A | #N/A | #VALUE! | [8 empty] | #N/A | L-- | [6 empty] | - | - | #N/A |  | 0 |  | 0- |  | ; ; | ; ; |  | #REF!
[15 empty] | #N/A |  |  |  | #N/A | Field Not Required |  |  | #N/A | Field Not Required |  |  | #N/A | Field Not Required |  |  | #N/A | Field Not Required |  |  | #N/A | Field Not Required |  |  | #N/A | Field Not Required |  |  | #N/A | Field Not Required |  |  | #N/A | Field Not Required |  |  | #N/A | Field Not Required |  |  | #N/A | Field Not Required |  |  |  | #N/A | #N/A | #VALUE! | #VALUE! | #VALUE! | #VALUE! | #N/A | #N/A | #VALUE! | [8 empty] | #N/A | L-- | [6 empty] | - | - | #N/A |  | 0 |  | 0- |  | ; ; | ; ; |  | #REF!
[15 empty] | #N/A |  |  |  | #N/A | Field Not Required |  |  | #N/A | Field Not Required |  |  | #N/A | Field Not Required |  |  | #N/A | Field Not Required |  |  | #N/A | Field Not Required |  |  | #N/A | Field Not Required |  |  | #N/A | Field Not Required |  |  | #N/A | Field Not Required |  |  | #N/A | Field Not Required |  |  | #N/A | Field Not Required |  |  |  | #N/A | #N/A | #VALUE! | #VALUE! | #VALUE! | #VALUE! | #N/A | #N/A | #VALUE! | [8 empty] | #N/A | L-- | [6 empty] | - | - | #N/A |  | 0 |  | 0- |  | ; ; | ; ; |  | #REF!
[15 empty] | #N/A |  |  |  | #N/A | Field Not Required |  |  | #N/A | Field Not Required |  |  | #N/A | Field Not Required |  |  | #N/A | Field Not Required |  |  | #N/A | Field Not Required |  |  | #N/A | Field Not Required |  |  | #N/A | Field Not Required |  |  | #N/A | Field Not Required |  |  | #N/A | Field Not Required |  |  | #N/A | Field Not Required |  |  |  | #N/A | #N/A | #VALUE! | #VALUE! | #VALUE! | #VALUE! | #N/A | #N/A | #VALUE! | [8 empty] | #N/A | L-- | [6 empty] | - | - | #N/A |  | 0 |  | 0- |  | ; ; | ; ; |  | #REF!
[15 empty] | #N/A |  |  |  | #N/A | Field Not Required |  |  | #N/A | Field Not Required |  |  | #N/A | Field Not Required |  |  | #N/A | Field Not Required |  |  | #N/A | Field Not Required |  |  | #N/A | Field Not Required |  |  | #N/A | Field Not Required |  |  | #N/A | Field Not Required |  |  | #N/A | Field Not Required |  |  | #N/A | Field Not Required |  |  |  | #N/A | #N/A | #VALUE! | #VALUE! | #VALUE! | #VALUE! | #N/A | #N/A | #VALUE! | [8 empty] | #N/A | L-- | [6 empty] | - | - | #N/A |  | 0 |  | 0- |  | ; ; | ; ; |  | #REF!
[15 empty] | #N/A |  |  |  | #N/A | Field Not Required |  |  | #N/A | Field Not Required |  |  | #N/A | Field Not Required |  |  | #N/A | Field Not Required |  |  | #N/A | Field Not Required |  |  | #N/A | Field Not Required |  |  | #N/A | Field Not Required |  |  | #N/A | Field Not Required |  |  | #N/A | Field Not Required |  |  | #N/A | Field Not Required |  |  |  | #N/A | #N/A | #VALUE! | #VALUE! | #VALUE! | #VALUE! | #N/A | #N/A | #VALUE! | [8 empty] | #N/A | L-- | [6 empty] | - | - | #N/A |  | 0 |  | 0- |  | ; ; | ; ; |  | #REF!
[15 empty] | #N/A |  |  |  | #N/A | Field Not Required |  |  | #N/A | Field Not Required |  |  | #N/A | Field Not Required |  |  | #N/A | Field Not Required |  |  | #N/A | Field Not Required |  |  | #N/A | Field Not Required |  |  | #N/A | Field Not Required |  |  | #N/A | Field Not Required |  |  | #N/A | Field Not Required |  |  | #N/A | Field Not Required |  |  |  | #N/A | #N/A | #VALUE! | #VALUE! | #VALUE! | #VALUE! | #N/A | #N/A | #VALUE! | [8 empty] | #N/A | L-- | [6 empty] | - | - | #N/A |  | 0 |  | 0- |  | ; ; | ; ; |  | #REF!
[15 empty] | #N/A |  |  |  | #N/A | Field Not Required |  |  | #N/A | Field Not Required |  |  | #N/A | Field Not Required |  |  | #N/A | Field Not Required |  |  | #N/A | Field Not Required |  |  | #N/A | Field Not Required |  |  | #N/A | Field Not Required |  |  | #N/A | Field Not Required |  |  | #N/A | Field Not Required |  |  | #N/A | Field Not Required |  |  |  | #N/A | #N/A | #VALUE! | #VALUE! | #VALUE! | #VALUE! | #N/A | #N/A | #VALUE! | [8 empty] | #N/A | L-- | [6 empty] | - | - | #N/A |  | 0 |  | 0- |  | ; ; | ; ; |  | #REF!
[15 empty] | #N/A |  |  |  | #N/A | Field Not Required |  |  | #N/A | Field Not Required |  |  | #N/A | Field Not Required |  |  | #N/A | Field Not Required |  |  | #N/A | Field Not Required |  |  | #N/A | Field Not Required |  |  | #N/A | Field Not Required |  |  | #N/A | Field Not Required |  |  | #N/A | Field Not Required |  |  | #N/A | Field Not Required |  |  |  | #N/A | #N/A | #VALUE! | #VALUE! | #VALUE! | #VALUE! | #N/A | #N/A | #VALUE! | [8 empty] | #N/A | L-- | [6 empty] | - | - | #N/A |  | 0 |  | 0- |  | ; ; | ; ; |  | #REF!
[15 empty] | #N/A |  |  |  | #N/A | Field Not Required |  |  | #N/A | Field Not Required |  |  | #N/A | Field Not Required |  |  | #N/A | Field Not Required |  |  | #N/A | Field Not Required |  |  | #N/A | Field Not Required |  |  | #N/A | Field Not Required |  |  | #N/A | Field Not Required |  |  | #N/A | Field Not Required |  |  | #N/A | Field Not Required |  |  |  | #N/A | #N/A | #VALUE! | #VALUE! | #VALUE! | #VALUE! | #N/A | #N/A | #VALUE! | [8 empty] | #N/A | L-- | [6 empty] | - | - | #N/A |  | 0 |  | 0- |  | ; ; | ; ; |  | #REF!
[15 empty] | #N/A |  |  |  | #N/A | Field Not Required |  |  | #N/A | Field Not Required |  |  | #N/A | Field Not Required |  |  | #N/A | Field Not Required |  |  | #N/A | Field Not Required |  |  | #N/A | Field Not Required |  |  | #N/A | Field Not Required |  |  | #N/A | Field Not Required |  |  | #N/A | Field Not Required |  |  | #N/A | Field Not Required |  |  |  | #N/A | #N/A | #VALUE! | #VALUE! | #VALUE! | #VALUE! | #N/A | #N/A | #VALUE! | [8 empty] | #N/A | L-- | [6 empty] | - | - | #N/A |  | 0 |  | 0- |  | ; ; | ; ; |  | #REF!
[15 empty] | #N/A |  |  |  | #N/A | Field Not Required |  |  | #N/A | Field Not Required |  |  | #N/A | Field Not Required |  |  | #N/A | Field Not Required |  |  | #N/A | Field Not Required |  |  | #N/A | Field Not Required |  |  | #N/A | Field Not Required |  |  | #N/A | Field Not Required |  |  | #N/A | Field Not Required |  |  | #N/A | Field Not Required |  |  |  | #N/A | #N/A | #VALUE! | #VALUE! | #VALUE! | #VALUE! | #N/A | #N/A | #VALUE! | [8 empty] | #N/A | L-- | [6 empty] | - | - | #N/A |  | 0 |  | 0- |  | ; ; | ; ; |  | #REF!
[15 empty] | #N/A |  |  |  | #N/A | Field Not Required |  |  | #N/A | Field Not Required |  |  | #N/A | Field Not Required |  |  | #N/A | Field Not Required |  |  | #N/A | Field Not Required |  |  | #N/A | Field Not Required |  |  | #N/A | Field Not Required |  |  | #N/A | Field Not Required |  |  | #N/A | Field Not Required |  |  | #N/A | Field Not Required |  |  |  | #N/A | #N/A | #VALUE! | #VALUE! | #VALUE! | #VALUE! | #N/A | #N/A | #VALUE! | [8 empty] | #N/A | L-- | [6 empty] | - | - | #N/A |  | 0 |  | 0- |  | ; ; | ; ; |  | #REF!
[15 empty] | #N/A |  |  |  | #N/A | Field Not Required |  |  | #N/A | Field Not Required |  |  | #N/A | Field Not Required |  |  | #N/A | Field Not Required |  |  | #N/A | Field Not Required |  |  | #N/A | Field Not Required |  |  | #N/A | Field Not Required |  |  | #N/A | Field Not Required |  |  | #N/A | Field Not Required |  |  | #N/A | Field Not Required |  |  |  | #N/A | #N/A | #VALUE! | #VALUE! | #VALUE! | #VALUE! | #N/A | #N/A | #VALUE! | [8 empty] | #N/A | L-- | [6 empty] | - | - | #N/A |  | 0 |  | 0- |  | ; ; | ; ; |  | #REF!
[15 empty] | #N/A |  |  |  | #N/A | Field Not Required |  |  | #N/A | Field Not Required |  |  | #N/A | Field Not Required |  |  | #N/A | Field Not Required |  |  | #N/A | Field Not Required |  |  | #N/A | Field Not Required |  |  | #N/A | Field Not Required |  |  | #N/A | Field Not Required |  |  | #N/A | Field Not Required |  |  | #N/A | Field Not Required |  |  |  | #N/A | #N/A | #VALUE! | #VALUE! | #VALUE! | #VALUE! | #N/A | #N/A | #VALUE! | [8 empty] | #N/A | L-- | [6 empty] | - | - | #N/A |  | 0 |  | 0- |  | ; ; | ; ; |  | #REF!
[15 empty] | #N/A |  |  |  | #N/A | Field Not Required |  |  | #N/A | Field Not Required |  |  | #N/A | Field Not Required |  |  | #N/A | Field Not Required |  |  | #N/A | Field Not Required |  |  | #N/A | Field Not Required |  |  | #N/A | Field Not Required |  |  | #N/A | Field Not Required |  |  | #N/A | Field Not Required |  |  | #N/A | Field Not Required |  |  |  | #N/A | #N/A | #VALUE! | #VALUE! | #VALUE! | #VALUE! | #N/A | #N/A | #VALUE! | [8 empty] | #N/A | L-- | [6 empty] | - | - | #N/A |  | 0 |  | 0- |  | ; ; | ; ; |  | #REF!
[15 empty] | #N/A |  |  |  | #N/A | Field Not Required |  |  | #N/A | Field Not Required |  |  | #N/A | Field Not Required |  |  | #N/A | Field Not Required |  |  | #N/A | Field Not Required |  |  | #N/A | Field Not Required |  |  | #N/A | Field Not Required |  |  | #N/A | Field Not Required |  |  | #N/A | Field Not Required |  |  | #N/A | Field Not Required |  |  |  | #N/A | #N/A | #VALUE! | #VALUE! | #VALUE! | #VALUE! | #N/A | #N/A | #VALUE! | [8 empty] | #N/A | L-- | [6 empty] | - | - | #N/A |  | 0 |  | 0- |  | ; ; | ; ; |  | #REF!
[15 empty] | #N/A |  |  |  | #N/A | Field Not Required |  |  | #N/A | Field Not Required |  |  | #N/A | Field Not Required |  |  | #N/A | Field Not Required |  |  | #N/A | Field Not Required |  |  | #N/A | Field Not Required |  |  | #N/A | Field Not Required |  |  | #N/A | Field Not Required |  |  | #N/A | Field Not Required |  |  | #N/A | Field Not Required |  |  |  | #N/A | #N/A | #VALUE! | #VALUE! | #VALUE! | #VALUE! | #N/A | #N/A | #VALUE! | [8 empty] | #N/A | L-- | [6 empty] | - | - | #N/A |  | 0 |  | 0- |  | ; ; | ; ; |  | #REF!
[15 empty] | #N/A |  |  |  | #N/A | Field Not Required |  |  | #N/A | Field Not Required |  |  | #N/A | Field Not Required |  |  | #N/A | Field Not Required |  |  | #N/A | Field Not Required |  |  | #N/A | Field Not Required |  |  | #N/A | Field Not Required |  |  | #N/A | Field Not Required |  |  | #N/A | Field Not Required |  |  | #N/A | Field Not Required |  |  |  | #N/A | #N/A | #VALUE! | #VALUE! | #VALUE! | #VALUE! | #N/A | #N/A | #VALUE! | [8 empty] | #N/A | L-- | [6 empty] | - | - | #N/A |  | 0 |  | 0- |  | ; ; | ; ; |  | #REF!
[15 empty] | #N/A |  |  |  | #N/A | Field Not Required |  |  | #N/A | Field Not Required |  |  | #N/A | Field Not Required |  |  | #N/A | Field Not Required |  |  | #N/A | Field Not Required |  |  | #N/A | Field Not Required |  |  | #N/A | Field Not Required |  |  | #N/A | Field Not Required |  |  | #N/A | Field Not Required |  |  | #N/A | Field Not Required |  |  |  | #N/A | #N/A | #VALUE! | #VALUE! | #VALUE! | #VALUE! | #N/A | #N/A | #VALUE! | [8 empty] | #N/A | L-- | [6 empty] | - | - | #N/A |  | 0 |  | 0- |  | ; ; | ; ; |  | #REF!
[15 empty] | #N/A |  |  |  | #N/A | Field Not Required |  |  | #N/A | Field Not Required |  |  | #N/A | Field Not Required |  |  | #N/A | Field Not Required |  |  | #N/A | Field Not Required |  |  | #N/A | Field Not Required |  |  | #N/A | Field Not Required |  |  | #N/A | Field Not Required |  |  | #N/A | Field Not Required |  |  | #N/A | Field Not Required |  |  |  | #N/A | #N/A | #VALUE! | #VALUE! | #VALUE! | #VALUE! | #N/A | #N/A | #VALUE! | [8 empty] | #N/A | L-- | [6 empty] | - | - | #N/A |  | 0 |  | 0- |  | ; ; | ; ; |  | #REF!
[15 empty] | #N/A |  |  |  | #N/A | Field Not Required |  |  | #N/A | Field Not Required |  |  | #N/A | Field Not Required |  |  | #N/A | Field Not Required |  |  | #N/A | Field Not Required |  |  | #N/A | Field Not Required |  |  | #N/A | Field Not Required |  |  | #N/A | Field Not Required |  |  | #N/A | Field Not Required |  |  | #N/A | Field Not Required |  |  |  | #N/A | #N/A | #VALUE! | #VALUE! | #VALUE! | #VALUE! | #N/A | #N/A | #VALUE! | [8 empty] | #N/A | L-- | [6 empty] | - | - | #N/A |  | 0 |  | 0- |  | ; ; | ; ; |  | #REF!
[15 empty] | #N/A |  |  |  | #N/A | Field Not Required |  |  | #N/A | Field Not Required |  |  | #N/A | Field Not Required |  |  | #N/A | Field Not Required |  |  | #N/A | Field Not Required |  |  | #N/A | Field Not Required |  |  | #N/A | Field Not Required |  |  | #N/A | Field Not Required |  |  | #N/A | Field Not Required |  |  | #N/A | Field Not Required |  |  |  | #N/A | #N/A | #VALUE! | #VALUE! | #VALUE! | #VALUE! | #N/A | #N/A | #VALUE! | [8 empty] | #N/A | L-- | [6 empty] | - | - | #N/A |  | 0 |  | 0- |  | ; ; | ; ; |  | #REF!
[15 empty] | #N/A |  |  |  | #N/A | Field Not Required |  |  | #N/A | Field Not Required |  |  | #N/A | Field Not Required |  |  | #N/A | Field Not Required |  |  | #N/A | Field Not Required |  |  | #N/A | Field Not Required |  |  | #N/A | Field Not Required |  |  | #N/A | Field Not Required |  |  | #N/A | Field Not Required |  |  | #N/A | Field Not Required |  |  |  | #N/A | #N/A | #VALUE! | #VALUE! | #VALUE! | #VALUE! | #N/A | #N/A | #VALUE! | [8 empty] | #N/A | L-- | [6 empty] | - | - | #N/A |  | 0 |  | 0- |  | ; ; | ; ; |  | #REF!
[15 empty] | #N/A |  |  |  | #N/A | Field Not Required |  |  | #N/A | Field Not Required |  |  | #N/A | Field Not Required |  |  | #N/A | Field Not Required |  |  | #N/A | Field Not Required |  |  | #N/A | Field Not Required |  |  | #N/A | Field Not Required |  |  | #N/A | Field Not Required |  |  | #N/A | Field Not Required |  |  | #N/A | Field Not Required |  |  |  | #N/A | #N/A | #VALUE! | #VALUE! | #VALUE! | #VALUE! | #N/A | #N/A | #VALUE! | [8 empty] | #N/A | L-- | [6 empty] | - | - | #N/A |  | 0 |  | 0- |  | ; ; | ; ; |  | #REF!
[15 empty] | #N/A |  |  |  | #N/A | Field Not Required |  |  | #N/A | Field Not Required |  |  | #N/A | Field Not Required |  |  | #N/A | Field Not Required |  |  | #N/A | Field Not Required |  |  | #N/A | Field Not Required |  |  | #N/A | Field Not Required |  |  | #N/A | Field Not Required |  |  | #N/A | Field Not Required |  |  | #N/A | Field Not Required |  |  |  | #N/A | #N/A | #VALUE! | #VALUE! | #VALUE! | #VALUE! | #N/A | #N/A | #VALUE! | [8 empty] | #N/A | L-- | [6 empty] | - | - | #N/A |  | 0 |  | 0- |  | ; ; | ; ; |  | #REF!
[15 empty] | #N/A |  |  |  | #N/A | Field Not Required |  |  | #N/A | Field Not Required |  |  | #N/A | Field Not Required |  |  | #N/A | Field Not Required |  |  | #N/A | Field Not Required |  |  | #N/A | Field Not Required |  |  | #N/A | Field Not Required |  |  | #N/A | Field Not Required |  |  | #N/A | Field Not Required |  |  | #N/A | Field Not Required |  |  |  | #N/A | #N/A | #VALUE! | #VALUE! | #VALUE! | #VALUE! | #N/A | #N/A | #VALUE! | [8 empty] | #N/A | L-- | [6 empty] | - | - | #N/A |  | 0 |  | 0- |  | ; ; | ; ; |  | #REF!
[15 empty] | #N/A |  |  |  | #N/A | Field Not Required |  |  | #N/A | Field Not Required |  |  | #N/A | Field Not Required |  |  | #N/A | Field Not Required |  |  | #N/A | Field Not Required |  |  | #N/A | Field Not Required |  |  | #N/A | Field Not Required |  |  | #N/A | Field Not Required |  |  | #N/A | Field Not Required |  |  | #N/A | Field Not Required |  |  |  | #N/A | #N/A | #VALUE! | #VALUE! | #VALUE! | #VALUE! | #N/A | #N/A | #VALUE! | [8 empty] | #N/A | L-- | [6 empty] | - | - | #N/A |  | 0 |  | 0- |  | ; ; | ; ; |  | #REF!
[15 empty] | #N/A |  |  |  | #N/A | Field Not Required |  |  | #N/A | Field Not Required |  |  | #N/A | Field Not Required |  |  | #N/A | Field Not Required |  |  | #N/A | Field Not Required |  |  | #N/A | Field Not Required |  |  | #N/A | Field Not Required |  |  | #N/A | Field Not Required |  |  | #N/A | Field Not Required |  |  | #N/A | Field Not Required |  |  |  | #N/A | #N/A | #VALUE! | #VALUE! | #VALUE! | #VALUE! | #N/A | #N/A | #VALUE! | [8 empty] | #N/A | L-- | [6 empty] | - | - | #N/A |  | 0 |  | 0- |  | ; ; | ; ; |  | #REF!
[15 empty] | #N/A |  |  |  | #N/A | Field Not Required |  |  | #N/A | Field Not Required |  |  | #N/A | Field Not Required |  |  | #N/A | Field Not Required |  |  | #N/A | Field Not Required |  |  | #N/A | Field Not Required |  |  | #N/A | Field Not Required |  |  | #N/A | Field Not Required |  |  | #N/A | Field Not Required |  |  | #N/A | Field Not Required |  |  |  | #N/A | #N/A | #VALUE! | #VALUE! | #VALUE! | #VALUE! | #N/A | #N/A | #VALUE! | [8 empty] | #N/A | L-- | [6 empty] | - | - | #N/A |  | 0 |  | 0- |  | ; ; | ; ; |  | #REF!
[15 empty] | #N/A |  |  |  | #N/A | Field Not Required |  |  | #N/A | Field Not Required |  |  | #N/A | Field Not Required |  |  | #N/A | Field Not Required |  |  | #N/A | Field Not Required |  |  | #N/A | Field Not Required |  |  | #N/A | Field Not Required |  |  | #N/A | Field Not Required |  |  | #N/A | Field Not Required |  |  | #N/A | Field Not Required |  |  |  | #N/A | #N/A | #VALUE! | #VALUE! | #VALUE! | #VALUE! | #N/A | #N/A | #VALUE! | [8 empty] | #N/A | L-- | [6 empty] | - | - | #N/A |  | 0 |  | 0- |  | ; ; | ; ; |  | #REF!
[15 empty] | #N/A |  |  |  | #N/A | Field Not Required |  |  | #N/A | Field Not Required |  |  | #N/A | Field Not Required |  |  | #N/A | Field Not Required |  |  | #N/A | Field Not Required |  |  | #N/A | Field Not Required |  |  | #N/A | Field Not Required |  |  | #N/A | Field Not Required |  |  | #N/A | Field Not Required |  |  | #N/A | Field Not Required |  |  |  | #N/A | #N/A | #VALUE! | #VALUE! | #VALUE! | #VALUE! | #N/A | #N/A | #VALUE! | [8 empty] | #N/A | L-- | [6 empty] | - | - | #N/A |  | 0 |  | 0- |  | ; ; | ; ; |  | #REF!
[15 empty] | #N/A |  |  |  | #N/A | Field Not Required |  |  | #N/A | Field Not Required |  |  | #N/A | Field Not Required |  |  | #N/A | Field Not Required |  |  | #N/A | Field Not Required |  |  | #N/A | Field Not Required |  |  | #N/A | Field Not Required |  |  | #N/A | Field Not Required |  |  | #N/A | Field Not Required |  |  | #N/A | Field Not Required |  |  |  | #N/A | #N/A | #VALUE! | #VALUE! | #VALUE! | #VALUE! | #N/A | #N/A | #VALUE! | [8 empty] | #N/A | L-- | [6 empty] | - | - | #N/A |  | 0 |  | 0- |  | ; ; | ; ; |  | #REF!
[15 empty] | #N/A |  |  |  | #N/A | Field Not Required |  |  | #N/A | Field Not Required |  |  | #N/A | Field Not Required |  |  | #N/A | Field Not Required |  |  | #N/A | Field Not Required |  |  | #N/A | Field Not Required |  |  | #N/A | Field Not Required |  |  | #N/A | Field Not Required |  |  | #N/A | Field Not Required |  |  | #N/A | Field Not Required |  |  |  | #N/A | #N/A | #VALUE! | #VALUE! | #VALUE! | #VALUE! | #N/A | #N/A | #VALUE! | [8 empty] | #N/A | L-- | [6 empty] | - | - | #N/A |  | 0 |  | 0- |  | ; ; | ; ; |  | #REF!
[15 empty] | #N/A |  |  |  | #N/A | Field Not Required |  |  | #N/A | Field Not Required |  |  | #N/A | Field Not Required |  |  | #N/A | Field Not Required |  |  | #N/A | Field Not Required |  |  | #N/A | Field Not Required |  |  | #N/A | Field Not Required |  |  | #N/A | Field Not Required |  |  | #N/A | Field Not Required |  |  | #N/A | Field Not Required |  |  |  | #N/A | #N/A | #VALUE! | #VALUE! | #VALUE! | #VALUE! | #N/A | #N/A | #VALUE! | [8 empty] | #N/A | L-- | [6 empty] | - | - | #N/A |  | 0 |  | 0- |  | ; ; | ; ; |  | #REF!
[15 empty] | #N/A |  |  |  | #N/A | Field Not Required |  |  | #N/A | Field Not Required |  |  | #N/A | Field Not Required |  |  | #N/A | Field Not Required |  |  | #N/A | Field Not Required |  |  | #N/A | Field Not Required |  |  | #N/A | Field Not Required |  |  | #N/A | Field Not Required |  |  | #N/A | Field Not Required |  |  | #N/A | Field Not Required |  |  |  | #N/A | #N/A | #VALUE! | #VALUE! | #VALUE! | #VALUE! | #N/A | #N/A | #VALUE! | [8 empty] | #N/A | L-- | [6 empty] | - | - | #N/A |  | 0 |  | 0- |  | ; ; | ; ; |  | #REF!
[15 empty] | #N/A |  |  |  | #N/A | Field Not Required |  |  | #N/A | Field Not Required |  |  | #N/A | Field Not Required |  |  | #N/A | Field Not Required |  |  | #N/A | Field Not Required |  |  | #N/A | Field Not Required |  |  | #N/A | Field Not Required |  |  | #N/A | Field Not Required |  |  | #N/A | Field Not Required |  |  | #N/A | Field Not Required |  |  |  | #N/A | #N/A | #VALUE! | #VALUE! | #VALUE! | #VALUE! | #N/A | #N/A | #VALUE! | [8 empty] | #N/A | L-- | [6 empty] | - | - | #N/A |  | 0 |  | 0- |  | ; ; | ; ; |  | #REF!
[15 empty] | #N/A |  |  |  | #N/A | Field Not Required |  |  | #N/A | Field Not Required |  |  | #N/A | Field Not Required |  |  | #N/A | Field Not Required |  |  | #N/A | Field Not Required |  |  | #N/A | Field Not Required |  |  | #N/A | Field Not Required |  |  | #N/A | Field Not Required |  |  | #N/A | Field Not Required |  |  | #N/A | Field Not Required |  |  |  | #N/A | #N/A | #VALUE! | #VALUE! | #VALUE! | #VALUE! | #N/A | #N/A | #VALUE! | [8 empty] | #N/A | L-- | [6 empty] | - | - | #N/A |  | 0 |  | 0- |  | ; ; | ; ; |  | #REF!
[15 empty] | #N/A |  |  |  | #N/A | Field Not Required |  |  | #N/A | Field Not Required |  |  | #N/A | Field Not Required |  |  | #N/A | Field Not Required |  |  | #N/A | Field Not Required |  |  | #N/A | Field Not Required |  |  | #N/A | Field Not Required |  |  | #N/A | Field Not Required |  |  | #N/A | Field Not Required |  |  | #N/A | Field Not Required |  |  |  | #N/A | #N/A | #VALUE! | #VALUE! | #VALUE! | #VALUE! | #N/A | #N/A | #VALUE! | [8 empty] | #N/A | L-- | [6 empty] | - | - | #N/A |  | 0 |  | 0- |  | ; ; | ; ; |  | #REF!
[15 empty] | #N/A |  |  |  | #N/A | Field Not Required |  |  | #N/A | Field Not Required |  |  | #N/A | Field Not Required |  |  | #N/A | Field Not Required |  |  | #N/A | Field Not Required |  |  | #N/A | Field Not Required |  |  | #N/A | Field Not Required |  |  | #N/A | Field Not Required |  |  | #N/A | Field Not Required |  |  | #N/A | Field Not Required |  |  |  | #N/A | #N/A | #VALUE! | #VALUE! | #VALUE! | #VALUE! | #N/A | #N/A | #VALUE! | [8 empty] | #N/A | L-- | [6 empty] | - | - | #N/A |  | 0 |  | 0- |  | ; ; | ; ; |  | #REF!
[15 empty] | #N/A |  |  |  | #N/A | Field Not Required |  |  | #N/A | Field Not Required |  |  | #N/A | Field Not Required |  |  | #N/A | Field Not Required |  |  | #N/A | Field Not Required |  |  | #N/A | Field Not Required |  |  | #N/A | Field Not Required |  |  | #N/A | Field Not Required |  |  | #N/A | Field Not Required |  |  | #N/A | Field Not Required |  |  |  | #N/A | #N/A | #VALUE! | #VALUE! | #VALUE! | #VALUE! | #N/A | #N/A | #VALUE! | [8 empty] | #N/A | L-- | [6 empty] | - | - | #N/A |  | 0 |  | 0- |  | ; ; | ; ; |  | #REF!
[15 empty] | #N/A |  |  |  | #N/A | Field Not Required |  |  | #N/A | Field Not Required |  |  | #N/A | Field Not Required |  |  | #N/A | Field Not Required |  |  | #N/A | Field Not Required |  |  | #N/A | Field Not Required |  |  | #N/A | Field Not Required |  |  | #N/A | Field Not Required |  |  | #N/A | Field Not Required |  |  | #N/A | Field Not Required |  |  |  | #N/A | #N/A | #VALUE! | #VALUE! | #VALUE! | #VALUE! | #N/A | #N/A | #VALUE! | [8 empty] | #N/A | L-- | [6 empty] | - | - | #N/A |  | 0 |  | 0- |  | ; ; | ; ; |  | #REF!
[15 empty] | #N/A |  |  |  | #N/A | Field Not Required |  |  | #N/A | Field Not Required |  |  | #N/A | Field Not Required |  |  | #N/A | Field Not Required |  |  | #N/A | Field Not Required |  |  | #N/A | Field Not Required |  |  | #N/A | Field Not Required |  |  | #N/A | Field Not Required |  |  | #N/A | Field Not Required |  |  | #N/A | Field Not Required |  |  |  | #N/A | #N/A | #VALUE! | #VALUE! | #VALUE! | #VALUE! | #N/A | #N/A | #VALUE! | [8 empty] | #N/A | L-- | [6 empty] | - | - | #N/A |  | 0 |  | 0- |  | ; ; | ; ; |  | #REF!
[15 empty] | #N/A |  |  |  | #N/A | Field Not Required |  |  | #N/A | Field Not Required |  |  | #N/A | Field Not Required |  |  | #N/A | Field Not Required |  |  | #N/A | Field Not Required |  |  | #N/A | Field Not Required |  |  | #N/A | Field Not Required |  |  | #N/A | Field Not Required |  |  | #N/A | Field Not Required |  |  | #N/A | Field Not Required |  |  |  | #N/A | #N/A | #VALUE! | #VALUE! | #VALUE! | #VALUE! | #N/A | #N/A | #VALUE! | [8 empty] | #N/A | L-- | [6 empty] | - | - | #N/A |  | 0 |  | 0- |  | ; ; | ; ; |  | #REF!
[15 empty] | #N/A |  |  |  | #N/A | Field Not Required |  |  | #N/A | Field Not Required |  |  | #N/A | Field Not Required |  |  | #N/A | Field Not Required |  |  | #N/A | Field Not Required |  |  | #N/A | Field Not Required |  |  | #N/A | Field Not Required |  |  | #N/A | Field Not Required |  |  | #N/A | Field Not Required |  |  | #N/A | Field Not Required |  |  |  | #N/A | #N/A | #VALUE! | #VALUE! | #VALUE! | #VALUE! | #N/A | #N/A | #VALUE! | [8 empty] | #N/A | L-- | [6 empty] | - | - | #N/A |  | 0 |  | 0- |  | ; ; | ; ; |  | #REF!
[15 empty] | #N/A |  |  |  | #N/A | Field Not Required |  |  | #N/A | Field Not Required |  |  | #N/A | Field Not Required |  |  | #N/A | Field Not Required |  |  | #N/A | Field Not Required |  |  | #N/A | Field Not Required |  |  | #N/A | Field Not Required |  |  | #N/A | Field Not Required |  |  | #N/A | Field Not Required |  |  | #N/A | Field Not Required |  |  |  | #N/A | #N/A | #VALUE! | #VALUE! | #VALUE! | #VALUE! | #N/A | #N/A | #VALUE! | [8 empty] | #N/A | L-- | [6 empty] | - | - | #N/A |  | 0 |  | 0- |  | ; ; | ; ; |  | #REF!
[15 empty] | #N/A |  |  |  | #N/A | Field Not Required |  |  | #N/A | Field Not Required |  |  | #N/A | Field Not Required |  |  | #N/A | Field Not Required |  |  | #N/A | Field Not Required |  |  | #N/A | Field Not Required |  |  | #N/A | Field Not Required |  |  | #N/A | Field Not Required |  |  | #N/A | Field Not Required |  |  | #N/A | Field Not Required |  |  |  | #N/A | #N/A | #VALUE! | #VALUE! | #VALUE! | #VALUE! | #N/A | #N/A | #VALUE! | [8 empty] | #N/A | L-- | [6 empty] | - | - | #N/A |  | 0 |  | 0- |  | ; ; | ; ; |  | #REF!
[15 empty] | #N/A |  |  |  | #N/A | Field Not Required |  |  | #N/A | Field Not Required |  |  | #N/A | Field Not Required |  |  | #N/A | Field Not Required |  |  | #N/A | Field Not Required |  |  | #N/A | Field Not Required |  |  | #N/A | Field Not Required |  |  | #N/A | Field Not Required |  |  | #N/A | Field Not Required |  |  | #N/A | Field Not Required |  |  |  | #N/A | #N/A | #VALUE! | #VALUE! | #VALUE! | #VALUE! | #N/A | #N/A | #VALUE! | [8 empty] | #N/A | L-- | [6 empty] | - | - | #N/A |  | 0 |  | 0- |  | ; ; | ; ; |  | #REF!
[15 empty] | #N/A |  |  |  | #N/A | Field Not Required |  |  | #N/A | Field Not Required |  |  | #N/A | Field Not Required |  |  | #N/A | Field Not Required |  |  | #N/A | Field Not Required |  |  | #N/A | Field Not Required |  |  | #N/A | Field Not Required |  |  | #N/A | Field Not Required |  |  | #N/A | Field Not Required |  |  | #N/A | Field Not Required |  |  |  | #N/A | #N/A | #VALUE! | #VALUE! | #VALUE! | #VALUE! | #N/A | #N/A | #VALUE! | [8 empty] | #N/A | L-- | [6 empty] | - | - | #N/A |  | 0 |  | 0- |  | ; ; | ; ; |  | #REF!
[15 empty] | #N/A |  |  |  | #N/A | Field Not Required |  |  | #N/A | Field Not Required |  |  | #N/A | Field Not Required |  |  | #N/A | Field Not Required |  |  | #N/A | Field Not Required |  |  | #N/A | Field Not Required |  |  | #N/A | Field Not Required |  |  | #N/A | Field Not Required |  |  | #N/A | Field Not Required |  |  | #N/A | Field Not Required |  |  |  | #N/A | #N/A | #VALUE! | #VALUE! | #VALUE! | #VALUE! | #N/A | #N/A | #VALUE! | [8 empty] | #N/A | L-- | [6 empty] | - | - | #N/A |  | 0 |  | 0- |  | ; ; | ; ; |  | #REF!
[15 empty] | #N/A |  |  |  | #N/A | Field Not Required |  |  | #N/A | Field Not Required |  |  | #N/A | Field Not Required |  |  | #N/A | Field Not Required |  |  | #N/A | Field Not Required |  |  | #N/A | Field Not Required |  |  | #N/A | Field Not Required |  |  | #N/A | Field Not Required |  |  | #N/A | Field Not Required |  |  | #N/A | Field Not Required |  |  |  | #N/A | #N/A | #VALUE! | #VALUE! | #VALUE! | #VALUE! | #N/A | #N/A | #VALUE! | [8 empty] | #N/A | L-- | [6 empty] | - | - | #N/A |  | 0 |  | 0- |  | ; ; | ; ; |  | #REF!
[15 empty] | #N/A |  |  |  | #N/A | Field Not Required |  |  | #N/A | Field Not Required |  |  | #N/A | Field Not Required |  |  | #N/A | Field Not Required |  |  | #N/A | Field Not Required |  |  | #N/A | Field Not Required |  |  | #N/A | Field Not Required |  |  | #N/A | Field Not Required |  |  | #N/A | Field Not Required |  |  | #N/A | Field Not Required |  |  |  | #N/A | #N/A | #VALUE! | #VALUE! | #VALUE! | #VALUE! | #N/A | #N/A | #VALUE! | [8 empty] | #N/A | L-- | [6 empty] | - | - | #N/A |  | 0 |  | 0- |  | ; ; | ; ; |  | #REF!
[15 empty] | #N/A |  |  |  | #N/A | Field Not Required |  |  | #N/A | Field Not Required |  |  | #N/A | Field Not Required |  |  | #N/A | Field Not Required |  |  | #N/A | Field Not Required |  |  | #N/A | Field Not Required |  |  | #N/A | Field Not Required |  |  | #N/A | Field Not Required |  |  | #N/A | Field Not Required |  |  | #N/A | Field Not Required |  |  |  | #N/A | #N/A | #VALUE! | #VALUE! | #VALUE! | #VALUE! | #N/A | #N/A | #VALUE! | [8 empty] | #N/A | L-- | [6 empty] | - | - | #N/A |  | 0 |  | 0- |  | ; ; | ; ; |  | #REF!
[15 empty] | #N/A |  |  |  | #N/A | Field Not Required |  |  | #N/A | Field Not Required |  |  | #N/A | Field Not Required |  |  | #N/A | Field Not Required |  |  | #N/A | Field Not Required |  |  | #N/A | Field Not Required |  |  | #N/A | Field Not Required |  |  | #N/A | Field Not Required |  |  | #N/A | Field Not Required |  |  | #N/A | Field Not Required |  |  |  | #N/A | #N/A | #VALUE! | #VALUE! | #VALUE! | #VALUE! | #N/A | #N/A | #VALUE! | [8 empty] | #N/A | L-- | [6 empty] | - | - | #N/A |  | 0 |  | 0- |  | ; ; | ; ; |  | #REF!
[15 empty] | #N/A |  |  |  | #N/A | Field Not Required |  |  | #N/A | Field Not Required |  |  | #N/A | Field Not Required |  |  | #N/A | Field Not Required |  |  | #N/A | Field Not Required |  |  | #N/A | Field Not Required |  |  | #N/A | Field Not Required |  |  | #N/A | Field Not Required |  |  | #N/A | Field Not Required |  |  | #N/A | Field Not Required |  |  |  | #N/A | #N/A | #VALUE! | #VALUE! | #VALUE! | #VALUE! | #N/A | #N/A | #VALUE! | [8 empty] | #N/A | L-- | [6 empty] | - | - | #N/A |  | 0 |  | 0- |  | ; ; | ; ; |  | #REF!
[15 empty] | #N/A |  |  |  | #N/A | Field Not Required |  |  | #N/A | Field Not Required |  |  | #N/A | Field Not Required |  |  | #N/A | Field Not Required |  |  | #N/A | Field Not Required |  |  | #N/A | Field Not Required |  |  | #N/A | Field Not Required |  |  | #N/A | Field Not Required |  |  | #N/A | Field Not Required |  |  | #N/A | Field Not Required |  |  |  | #N/A | #N/A | #VALUE! | #VALUE! | #VALUE! | #VALUE! | #N/A | #N/A | #VALUE! | [8 empty] | #N/A | L-- | [6 empty] | - | - | #N/A |  | 0 |  | 0- |  | ; ; | ; ; |  | #REF!
[15 empty] | #N/A |  |  |  | #N/A | Field Not Required |  |  | #N/A | Field Not Required |  |  | #N/A | Field Not Required |  |  | #N/A | Field Not Required |  |  | #N/A | Field Not Required |  |  | #N/A | Field Not Required |  |  | #N/A | Field Not Required |  |  | #N/A | Field Not Required |  |  | #N/A | Field Not Required |  |  | #N/A | Field Not Required |  |  |  | #N/A | #N/A | #VALUE! | #VALUE! | #VALUE! | #VALUE! | #N/A | #N/A | #VALUE! | [8 empty] | #N/A | L-- | [6 empty] | - | - | #N/A |  | 0 |  | 0- |  | ; ; | ; ; |  | #REF!
[15 empty] | #N/A |  |  |  | #N/A | Field Not Required |  |  | #N/A | Field Not Required |  |  | #N/A | Field Not Required |  |  | #N/A | Field Not Required |  |  | #N/A | Field Not Required |  |  | #N/A | Field Not Required |  |  | #N/A | Field Not Required |  |  | #N/A | Field Not Required |  |  | #N/A | Field Not Required |  |  | #N/A | Field Not Required |  |  |  | #N/A | #N/A | #VALUE! | #VALUE! | #VALUE! | #VALUE! | #N/A | #N/A | #VALUE! | [8 empty] | #N/A | L-- | [6 empty] | - | - | #N/A |  | 0 |  | 0- |  | ; ; | ; ; |  | #REF!
[15 empty] | #N/A |  |  |  | #N/A | Field Not Required |  |  | #N/A | Field Not Required |  |  | #N/A | Field Not Required |  |  | #N/A | Field Not Required |  |  | #N/A | Field Not Required |  |  | #N/A | Field Not Required |  |  | #N/A | Field Not Required |  |  | #N/A | Field Not Required |  |  | #N/A | Field Not Required |  |  | #N/A | Field Not Required |  |  |  | #N/A | #N/A | #VALUE! | #VALUE! | #VALUE! | #VALUE! | #N/A | #N/A | #VALUE! | [8 empty] | #N/A | L-- | [6 empty] | - | - | #N/A |  | 0 |  | 0- |  | ; ; | ; ; |  | #REF!
[15 empty] | #N/A |  |  |  | #N/A | Field Not Required |  |  | #N/A | Field Not Required |  |  | #N/A | Field Not Required |  |  | #N/A | Field Not Required |  |  | #N/A | Field Not Required |  |  | #N/A | Field Not Required |  |  | #N/A | Field Not Required |  |  | #N/A | Field Not Required |  |  | #N/A | Field Not Required |  |  | #N/A | Field Not Required |  |  |  | #N/A | #N/A | #VALUE! | #VALUE! | #VALUE! | #VALUE! | #N/A | #N/A | #VALUE! | [8 empty] | #N/A | L-- | [6 empty] | - | - | #N/A |  | 0 |  | 0- |  | ; ; | ; ; |  | #REF!
[15 empty] | #N/A |  |  |  | #N/A | Field Not Required |  |  | #N/A | Field Not Required |  |  | #N/A | Field Not Required |  |  | #N/A | Field Not Required |  |  | #N/A | Field Not Required |  |  | #N/A | Field Not Required |  |  | #N/A | Field Not Required |  |  | #N/A | Field Not Required |  |  | #N/A | Field Not Required |  |  | #N/A | Field Not Required |  |  |  | #N/A | #N/A | #VALUE! | #VALUE! | #VALUE! | #VALUE! | #N/A | #N/A | #VALUE! | [8 empty] | #N/A | L-- | [6 empty] | - | - | #N/A |  | 0 |  | 0- |  | ; ; | ; ; |  | #REF!
[15 empty] | #N/A |  |  |  | #N/A | Field Not Required |  |  | #N/A | Field Not Required |  |  | #N/A | Field Not Required |  |  | #N/A | Field Not Required |  |  | #N/A | Field Not Required |  |  | #N/A | Field Not Required |  |  | #N/A | Field Not Required |  |  | #N/A | Field Not Required |  |  | #N/A | Field Not Required |  |  | #N/A | Field Not Required |  |  |  | #N/A | #N/A | #VALUE! | #VALUE! | #VALUE! | #VALUE! | #N/A | #N/A | #VALUE! | [8 empty] | #N/A | L-- | [6 empty] | - | - | #N/A |  | 0 |  | 0- |  | ; ; | ; ; |  | #REF!
[15 empty] | #N/A |  |  |  | #N/A | Field Not Required |  |  | #N/A | Field Not Required |  |  | #N/A | Field Not Required |  |  | #N/A | Field Not Required |  |  | #N/A | Field Not Required |  |  | #N/A | Field Not Required |  |  | #N/A | Field Not Required |  |  | #N/A | Field Not Required |  |  | #N/A | Field Not Required |  |  | #N/A | Field Not Required |  |  |  | #N/A | #N/A | #VALUE! | #VALUE! | #VALUE! | #VALUE! | #N/A | #N/A | #VALUE! | [8 empty] | #N/A | L-- | [6 empty] | - | - | #N/A |  | 0 |  | 0- |  | ; ; | ; ; |  | #REF!
[15 empty] | #N/A |  |  |  | #N/A | Field Not Required |  |  | #N/A | Field Not Required |  |  | #N/A | Field Not Required |  |  | #N/A | Field Not Required |  |  | #N/A | Field Not Required |  |  | #N/A | Field Not Required |  |  | #N/A | Field Not Required |  |  | #N/A | Field Not Required |  |  | #N/A | Field Not Required |  |  | #N/A | Field Not Required |  |  |  | #N/A | #N/A | #VALUE! | #VALUE! | #VALUE! | #VALUE! | #N/A | #N/A | #VALUE! | [8 empty] | #N/A | L-- | [6 empty] | - | - | #N/A |  | 0 |  | 0- |  | ; ; | ; ; |  | #REF!
[15 empty] | #N/A |  |  |  | #N/A | Field Not Required |  |  | #N/A | Field Not Required |  |  | #N/A | Field Not Required |  |  | #N/A | Field Not Required |  |  | #N/A | Field Not Required |  |  | #N/A | Field Not Required |  |  | #N/A | Field Not Required |  |  | #N/A | Field Not Required |  |  | #N/A | Field Not Required |  |  | #N/A | Field Not Required |  |  |  | #N/A | #N/A | #VALUE! | #VALUE! | #VALUE! | #VALUE! | #N/A | #N/A | #VALUE! | [8 empty] | #N/A | L-- | [6 empty] | - | - | #N/A |  | 0 |  | 0- |  | ; ; | ; ; |  | #REF!
[15 empty] | #N/A |  |  |  | #N/A | Field Not Required |  |  | #N/A | Field Not Required |  |  | #N/A | Field Not Required |  |  | #N/A | Field Not Required |  |  | #N/A | Field Not Required |  |  | #N/A | Field Not Required |  |  | #N/A | Field Not Required |  |  | #N/A | Field Not Required |  |  | #N/A | Field Not Required |  |  | #N/A | Field Not Required |  |  |  | #N/A | #N/A | #VALUE! | #VALUE! | #VALUE! | #VALUE! | #N/A | #N/A | #VALUE! | [8 empty] | #N/A | L-- | [6 empty] | - | - | #N/A |  | 0 |  | 0- |  | ; ; | ; ; |  | #REF!
[15 empty] | #N/A |  |  |  | #N/A | Field Not Required |  |  | #N/A | Field Not Required |  |  | #N/A | Field Not Required |  |  | #N/A | Field Not Required |  |  | #N/A | Field Not Required |  |  | #N/A | Field Not Required |  |  | #N/A | Field Not Required |  |  | #N/A | Field Not Required |  |  | #N/A | Field Not Required |  |  | #N/A | Field Not Required |  |  |  | #N/A | #N/A | #VALUE! | #VALUE! | #VALUE! | #VALUE! | #N/A | #N/A | #VALUE! | [8 empty] | #N/A | L-- | [6 empty] | - | - | #N/A |  | 0 |  | 0- |  | ; ; | ; ; |  | #REF!
[15 empty] | #N/A |  |  |  | #N/A | Field Not Required |  |  | #N/A | Field Not Required |  |  | #N/A | Field Not Required |  |  | #N/A | Field Not Required |  |  | #N/A | Field Not Required |  |  | #N/A | Field Not Required |  |  | #N/A | Field Not Required |  |  | #N/A | Field Not Required |  |  | #N/A | Field Not Required |  |  | #N/A | Field Not Required |  |  |  | #N/A | #N/A | #VALUE! | #VALUE! | #VALUE! | #VALUE! | #N/A | #N/A | #VALUE! | [8 empty] | #N/A | L-- | [6 empty] | - | - | #N/A |  | 0 |  | 0- |  | ; ; | ; ; |  | #REF!
[15 empty] | #N/A |  |  |  | #N/A | Field Not Required |  |  | #N/A | Field Not Required |  |  | #N/A | Field Not Required |  |  | #N/A | Field Not Required |  |  | #N/A | Field Not Required |  |  | #N/A | Field Not Required |  |  | #N/A | Field Not Required |  |  | #N/A | Field Not Required |  |  | #N/A | Field Not Required |  |  | #N/A | Field Not Required |  |  |  | #N/A | #N/A | #VALUE! | #VALUE! | #VALUE! | #VALUE! | #N/A | #N/A | #VALUE! | [8 empty] | #N/A | L-- | [6 empty] | - | - | #N/A |  | 0 |  | 0- |  | ; ; | ; ; |  | #REF!
[15 empty] | #N/A |  |  |  | #N/A | Field Not Required |  |  | #N/A | Field Not Required |  |  | #N/A | Field Not Required |  |  | #N/A | Field Not Required |  |  | #N/A | Field Not Required |  |  | #N/A | Field Not Required |  |  | #N/A | Field Not Required |  |  | #N/A | Field Not Required |  |  | #N/A | Field Not Required |  |  | #N/A | Field Not Required |  |  |  | #N/A | #N/A | #VALUE! | #VALUE! | #VALUE! | #VALUE! | #N/A | #N/A | #VALUE! | [8 empty] | #N/A | L-- | [6 empty] | - | - | #N/A |  | 0 |  | 0- |  | ; ; | ; ; |  | #REF!
[15 empty] | #N/A |  |  |  | #N/A | Field Not Required |  |  | #N/A | Field Not Required |  |  | #N/A | Field Not Required |  |  | #N/A | Field Not Required |  |  | #N/A | Field Not Required |  |  | #N/A | Field Not Required |  |  | #N/A | Field Not Required |  |  | #N/A | Field Not Required |  |  | #N/A | Field Not Required |  |  | #N/A | Field Not Required |  |  |  | #N/A | #N/A | #VALUE! | #VALUE! | #VALUE! | #VALUE! | #N/A | #N/A | #VALUE! | [8 empty] | #N/A | L-- | [6 empty] | - | - | #N/A |  | 0 |  | 0- |  | ; ; | ; ; |  | #REF!
[15 empty] | #N/A |  |  |  | #N/A | Field Not Required |  |  | #N/A | Field Not Required |  |  | #N/A | Field Not Required |  |  | #N/A | Field Not Required |  |  | #N/A | Field Not Required |  |  | #N/A | Field Not Required |  |  | #N/A | Field Not Required |  |  | #N/A | Field Not Required |  |  | #N/A | Field Not Required |  |  | #N/A | Field Not Required |  |  |  | #N/A | #N/A | #VALUE! | #VALUE! | #VALUE! | #VALUE! | #N/A | #N/A | #VALUE! | [8 empty] | #N/A | L-- | [6 empty] | - | - | #N/A |  | 0 |  | 0- |  | ; ; | ; ; |  | #REF!
[15 empty] | #N/A |  |  |  | #N/A | Field Not Required |  |  | #N/A | Field Not Required |  |  | #N/A | Field Not Required |  |  | #N/A | Field Not Required |  |  | #N/A | Field Not Required |  |  | #N/A | Field Not Required |  |  | #N/A | Field Not Required |  |  | #N/A | Field Not Required |  |  | #N/A | Field Not Required |  |  | #N/A | Field Not Required |  |  |  | #N/A | #N/A | #VALUE! | #VALUE! | #VALUE! | #VALUE! | #N/A | #N/A | #VALUE! | [8 empty] | #N/A | L-- | [6 empty] | - | - | #N/A |  | 0 |  | 0- |  | ; ; | ; ; |  | #REF!
[15 empty] | #N/A |  |  |  | #N/A | Field Not Required |  |  | #N/A | Field Not Required |  |  | #N/A | Field Not Required |  |  | #N/A | Field Not Required |  |  | #N/A | Field Not Required |  |  | #N/A | Field Not Required |  |  | #N/A | Field Not Required |  |  | #N/A | Field Not Required |  |  | #N/A | Field Not Required |  |  | #N/A | Field Not Required |  |  |  | #N/A | #N/A | #VALUE! | #VALUE! | #VALUE! | #VALUE! | #N/A | #N/A | #VALUE! | [8 empty] | #N/A | L-- | [6 empty] | - | - | #N/A |  | 0 |  | 0- |  | ; ; | ; ; |  | #REF!
[15 empty] | #N/A |  |  |  | #N/A | Field Not Required |  |  | #N/A | Field Not Required |  |  | #N/A | Field Not Required |  |  | #N/A | Field Not Required |  |  | #N/A | Field Not Required |  |  | #N/A | Field Not Required |  |  | #N/A | Field Not Required |  |  | #N/A | Field Not Required |  |  | #N/A | Field Not Required |  |  | #N/A | Field Not Required |  |  |  | #N/A | #N/A | #VALUE! | #VALUE! | #VALUE! | #VALUE! | #N/A | #N/A | #VALUE! | [8 empty] | #N/A | L-- | [6 empty] | - | - | #N/A |  | 0 |  | 0- |  | ; ; | ; ; |  | #REF!
[15 empty] | #N/A |  |  |  | #N/A | Field Not Required |  |  | #N/A | Field Not Required |  |  | #N/A | Field Not Required |  |  | #N/A | Field Not Required |  |  | #N/A | Field Not Required |  |  | #N/A | Field Not Required |  |  | #N/A | Field Not Required |  |  | #N/A | Field Not Required |  |  | #N/A | Field Not Required |  |  | #N/A | Field Not Required |  |  |  | #N/A | #N/A | #VALUE! | #VALUE! | #VALUE! | #VALUE! | #N/A | #N/A | #VALUE! | [8 empty] | #N/A | L-- | [6 empty] | - | - | #N/A |  | 0 |  | 0- |  | ; ; | ; ; |  | #REF!
[15 empty] | #N/A |  |  |  | #N/A | Field Not Required |  |  | #N/A | Field Not Required |  |  | #N/A | Field Not Required |  |  | #N/A | Field Not Required |  |  | #N/A | Field Not Required |  |  | #N/A | Field Not Required |  |  | #N/A | Field Not Required |  |  | #N/A | Field Not Required |  |  | #N/A | Field Not Required |  |  | #N/A | Field Not Required |  |  |  | #N/A | #N/A | #VALUE! | #VALUE! | #VALUE! | #VALUE! | #N/A | #N/A | #VALUE! | [8 empty] | #N/A | L-- | [6 empty] | - | - | #N/A |  | 0 |  | 0- |  | ; ; | ; ; |  | #REF!
[15 empty] | #N/A |  |  |  | #N/A | Field Not Required |  |  | #N/A | Field Not Required |  |  | #N/A | Field Not Required |  |  | #N/A | Field Not Required |  |  | #N/A | Field Not Required |  |  | #N/A | Field Not Required |  |  | #N/A | Field Not Required |  |  | #N/A | Field Not Required |  |  | #N/A | Field Not Required |  |  | #N/A | Field Not Required |  |  |  | #N/A | #N/A | #VALUE! | #VALUE! | #VALUE! | #VALUE! | #N/A | #N/A | #VALUE! | [8 empty] | #N/A | L-- | [6 empty] | - | - | #N/A |  | 0 |  | 0- |  | ; ; | ; ; |  | #REF!
[15 empty] | #N/A |  |  |  | #N/A | Field Not Required |  |  | #N/A | Field Not Required |  |  | #N/A | Field Not Required |  |  | #N/A | Field Not Required |  |  | #N/A | Field Not Required |  |  | #N/A | Field Not Required |  |  | #N/A | Field Not Required |  |  | #N/A | Field Not Required |  |  | #N/A | Field Not Required |  |  | #N/A | Field Not Required |  |  |  | #N/A | #N/A | #VALUE! | #VALUE! | #VALUE! | #VALUE! | #N/A | #N/A | #VALUE! | [8 empty] | #N/A | L-- | [6 empty] | - | - | #N/A |  | 0 |  | 0- |  | ; ; | ; ; |  | #REF!
[15 empty] | #N/A |  |  |  | #N/A | Field Not Required |  |  | #N/A | Field Not Required |  |  | #N/A | Field Not Required |  |  | #N/A | Field Not Required |  |  | #N/A | Field Not Required |  |  | #N/A | Field Not Required |  |  | #N/A | Field Not Required |  |  | #N/A | Field Not Required |  |  | #N/A | Field Not Required |  |  | #N/A | Field Not Required |  |  |  | #N/A | #N/A | #VALUE! | #VALUE! | #VALUE! | #VALUE! | #N/A | #N/A | #VALUE! | [8 empty] | #N/A | L-- | [6 empty] | - | - | #N/A |  | 0 |  | 0- |  | ; ; | ; ; |  | #REF!
[15 empty] | #N/A |  |  |  | #N/A | Field Not Required |  |  | #N/A | Field Not Required |  |  | #N/A | Field Not Required |  |  | #N/A | Field Not Required |  |  | #N/A | Field Not Required |  |  | #N/A | Field Not Required |  |  | #N/A | Field Not Required |  |  | #N/A | Field Not Required |  |  | #N/A | Field Not Required |  |  | #N/A | Field Not Required |  |  |  | #N/A | #N/A | #VALUE! | #VALUE! | #VALUE! | #VALUE! | #N/A | #N/A | #VALUE! | [8 empty] | #N/A | L-- | [6 empty] | - | - | #N/A |  | 0 |  | 0- |  | ; ; | ; ; |  | #REF!
[15 empty] | #N/A |  |  |  | #N/A | Field Not Required |  |  | #N/A | Field Not Required |  |  | #N/A | Field Not Required |  |  | #N/A | Field Not Required |  |  | #N/A | Field Not Required |  |  | #N/A | Field Not Required |  |  | #N/A | Field Not Required |  |  | #N/A | Field Not Required |  |  | #N/A | Field Not Required |  |  | #N/A | Field Not Required |  |  |  | #N/A | #N/A | #VALUE! | #VALUE! | #VALUE! | #VALUE! | #N/A | #N/A | #VALUE! | [8 empty] | #N/A | L-- | [6 empty] | - | - | #N/A |  | 0 |  | 0- |  | ; ; | ; ; |  | #REF!
[15 empty] | #N/A |  |  |  | #N/A | Field Not Required |  |  | #N/A | Field Not Required |  |  | #N/A | Field Not Required |  |  | #N/A | Field Not Required |  |  | #N/A | Field Not Required |  |  | #N/A | Field Not Required |  |  | #N/A | Field Not Required |  |  | #N/A | Field Not Required |  |  | #N/A | Field Not Required |  |  | #N/A | Field Not Required |  |  |  | #N/A | #N/A | #VALUE! | #VALUE! | #VALUE! | #VALUE! | #N/A | #N/A | #VALUE! | [8 empty] | #N/A | L-- | [6 empty] | - | - | #N/A |  | 0 |  | 0- |  | ; ; | ; ; |  | #REF!
[15 empty] | #N/A |  |  |  | #N/A | Field Not Required |  |  | #N/A | Field Not Required |  |  | #N/A | Field Not Required |  |  | #N/A | Field Not Required |  |  | #N/A | Field Not Required |  |  | #N/A | Field Not Required |  |  | #N/A | Field Not Required |  |  | #N/A | Field Not Required |  |  | #N/A | Field Not Required |  |  | #N/A | Field Not Required |  |  |  | #N/A | #N/A | #VALUE! | #VALUE! | #VALUE! | #VALUE! | #N/A | #N/A | #VALUE! | [8 empty] | #N/A | L-- | [6 empty] | - | - | #N/A |  | 0 |  | 0- |  | ; ; | ; ; |  | #REF!
[15 empty] | #N/A |  |  |  | #N/A | Field Not Required |  |  | #N/A | Field Not Required |  |  | #N/A | Field Not Required |  |  | #N/A | Field Not Required |  |  | #N/A | Field Not Required |  |  | #N/A | Field Not Required |  |  | #N/A | Field Not Required |  |  | #N/A | Field Not Required |  |  | #N/A | Field Not Required |  |  | #N/A | Field Not Required |  |  |  | #N/A | #N/A | #VALUE! | #VALUE! | #VALUE! | #VALUE! | #N/A | #N/A | #VALUE! | [8 empty] | #N/A | L-- | [6 empty] | - | - | #N/A |  | 0 |  | 0- |  | ; ; | ; ; |  | #REF!

## Default X, Y (hidden)
Bus Facilities Location X and Y Default Coordinates
| Location Code | Facility Name | OBJ_XLOCATION | OBJ_YLOCATION | LONGITUDE | LATITUDE
| ABRMF | Aberfoyle Maintenance Facility | 253595.1671 | 4813565.601 | -80.1328 | 43.4603
| BRMMF | Brampton Maintenance Facility | 280608.6409 | 4840571.902 | -79.8002 | 43.7047
| EGMF | East Gwillimbury Maintenance Facility | 270579.8534 | 4822732.1359 | -79.9235 | 43.5437
| HAMMF | Hamilton Maintenance Facility | 270194.7749 | 4796757.3324 | -79.9266 | 43.3099
| KITMF | Kitchener Maintenance Facility | 227862.8536 | 4807669.6402 | -80.4499 | 43.405
| OSHMF | Oshawa Maintenance Facility | 354327.1689 | 4858446.2854 | -78.8842 | 43.865
| STRMF | Steeprock Maintenance Facility | 306968.9254 | 4846614.1942 | -79.4731 | 43.7595
| STVLMF | Streetsville Maintenance Facility | 286252.642 | 4828066.5366 | -79.7297 | 43.5923

## MAL-OTHERLOOKUPS (hidden)
THIS TAB WILL BE LOCKED AND HIDDEN PRIOR TO DISTRIBUTION TO PROJECT. | [134 empty] | Location Hierarchy |  | Facility Area/Room
|  | This tab captures list of values for usage in the MAL, Parts and Warranty tabs | [11 empty] | Functional Hierarchy
ACTIONCODE | MAINTENANCERESP | AssetStatus | OperationalStatus | MeterUnitofMeasure | Critical | Safety | Regulatory | Prevent Non-PM | Warranty Coverage? | Maintenance Plan Provided? | OEM Maintenenace Provided? | Spare Parts? | Functional hierarchy | Level 3 | Level 4 | Level 5 | Level 5-6 | Level 6 and 7 | Level 7-8 | [5 empty] | Level 7 and 8 | [110 empty] | FLOORNO | Area Room Code | Area Room | Warranty Provider | Parts Association
NEW | Owned & Maintained | Installed | In Service | Hours | Yes | Yes | Yes | Yes | Yes | Yes | Yes | Yes |  | Aberfoyle | Main Building | Main Building | [119 empty] | B1 | ADM | Admin Area | Contractor | Yes
UPDATE | Owned But Not Maintained | Decommissioned | Not In Service | KM | No | No | No | No | No | No | No | No |  | Brampton | Roads and Grounds | Process Systems_1 | [119 empty] | B2 | BOIL | Boiler Room | Manufacturer | No
DECOMMISSION | Not Owned & Not Maintained | Withdrawn | Standby | [10 empty] | East Gwillimbury |  | Room Interior_1 | [119 empty] | B3 | BFSTR | Bulk Fluid Storage Room
REPLACE | Maintained But Not Owned | [12 empty] | Hamilton |  | Services | [119 empty] | F1 | BFLRM | Bulk Fluids Room
[14 empty] | Kitchener |  | Shell | [119 empty] | F2 | BFMOFF | Bus Fleet Maintenance Office
[14 empty] | Oshawa |  | Substructure | [119 empty] | F3 | BFTRNC | Bus Fleet Training Centre
[14 empty] | Steeprock | [121 empty] | F4 | BUSGAR | Bus Garage
[14 empty] | Streetsville | [121 empty] | F5 | BUSREP | Bus Repair Area
[136 empty] | F6 | BUSSTR | Bus Storage
[16 empty] | Roads_and_Grounds | [119 empty] | F7 | BUSWSH | Bus Wash Area
[16 empty] | Grounds | [119 empty] | F8 | CPLM | Central Pumping Area
[16 empty] | Grounds Electrical | [119 empty] | F9 | CMPRM | Compressor Room/Storage
[16 empty] | Grounds Utilities | [119 empty] | F10 | EG | EG Bus Garage
[16 empty] | Parking Lot | [120 empty] | ELRM | Electrical Room
[16 empty] | Process Systems_2 | [120 empty] | ELREP | Electronics Repair
[16 empty] | Roadways | [120 empty] | ELRRM | Electronics Repair Room
[16 empty] | Salt Dome | [120 empty] | FMOFF | Facility Maintenance Office
[137 empty] | FLMRM | Flammable Room
[137 empty] | SUPOFF | Fleet Maintenance Supervisor’s Office
[137 empty] | FULBY | Fuel Bay
[137 empty] | FULS | Fueling and Service Area
[14 empty] | Level 5 - 6 | [122 empty] | INSP | Inspection Pit
[14 empty] | Substructure | Shell | Room Interior_1 | Services | Process Systems_1 | Grounds Utilities | Grounds Electrical | Grounds | Parking Lot | Roadways | Salt Dome | Process Systems_2 | [111 empty] | ITSTR | IT Storage
[14 empty] | Substructure_1 | Door | Door | Building Automation System | Bulk Fluid Systems | Fire Protection_2 | Electrical Distribution | Accessibility Ramp | Parking Area | Roadway_1 | Dome Structure | Coolant Tank | [111 empty] | JANRM | Janitor Room
[15 empty] | Access Platform | Fixed Furniture | Compressed Air Dist. System | Fuel Distribution System | Sanitary Sewer | Grounds Lighting | Bollard | Signs_Parking | Traffic Barrier | Gate | Diesel Storage Tank | [111 empty] | KITCH | Kitchenette
[15 empty] | Canopy | Fixed Garbage Bin | Compressed Air Distribution System | Wash System | Storm Sewer |  | Fence | Traffic Barrier | Signs_1 | Retaining Wall | Engine Oil Tank | [111 empty] | LPRTS | Large Parts Storage
[15 empty] | Door Air Curtain | Guard Rail | Electrical |  | Water Supply |  | Fixed Furniture |  |  |  | Grey Water Tank | [111 empty] | LUNRM | Lunch Room
[15 empty] | Exterior Wall_1 | Hand Rail | Fire System |  |  |  | Fixed Garbage Bin |  |  |  | Transmission Tank | [111 empty] | ADM | Main Admin Area
[15 empty] | Flat Roof | Overhead Door | Health and Safety |  |  |  | Flag Pole |  |  |  | Waste Coolant Tank | [111 empty] | ADM | Main Admin Office
[15 empty] | Guard Rail | Room Interior__ | HVAC |  |  |  | Gate |  |  |  | Waste Engine Oil Tank | [111 empty] | MCHRM | Mechanical Room
[15 empty] | Hand Rail | Stairway | Lifting Devices |  |  |  | Guard Rail |  |  |  | Windshield Washer Fluid Tank_1 | [111 empty] | MEZZ | Mezzanine
[15 empty] | Inspection Pit | Window System | Plumbing |  |  |  | Hand Rail | [115 empty] | NEADM | North East Admin Office
[15 empty] | Overhead Door |  | Shop Equipment |  |  |  | Pedestrian Gate | [115 empty] | OTH | Other
[15 empty] | Parapet Wall | [5 empty] | Pedestrian Walkway | [115 empty] | OUT | Outside
[15 empty] | Roof Drain | [5 empty] | Retaining Wall | [115 empty] | PKGLOT | Parking Lot
[15 empty] | Skylight | [5 empty] | Shed | [115 empty] | PRTS | Parts Storage
[15 empty] | Sloped Roof | [5 empty] | Signs Facility ID | [115 empty] | PLMTA | Plant Maintenance Admin
[15 empty] | Super Structure | [5 empty] | Stairway | [115 empty] | PLOFF | Plant Maintenance Office
[15 empty] | Window System | [121 empty] | PLMTS | Plant Maintenance Shop
[137 empty] | QAOFF | Quality Assurance Office
[137 empty] | QCOFF | Quality Control Office
[137 empty] | RADRM | Radio Repair Room
[137 empty] | REC | Receiving/Loading Area
[137 empty] | SHIP | Shipping + Receiving
[14 empty] | Level 6-7 | [122 empty] | SHPEQ | Shop Equipment Storage
[14 empty] | Substructure_1 | Door | Exterior Wall_1 | Flat Roof | Overhead Door | Sloped Roof | Window System | Access Platform | Canopy | Parapet Wall | Super Structure | Skylight | Inspection Pit | Hand Rail | Guard Rail | Roof Drain | Windshield Washer Fluid Tank_1 | Door Air Curtain | Room Interior__ | Stairway | Fixed Garbage Bin | Fixed Furniture |  | Building Automation System | Compressed Air Distribution System |  | Fire System | Shop Equipment | Electrical | Health and Safety | HVAC | Plumbing | Lifting Devices | Wash System | Bulk Fluid Systems | Fuel Distribution System | Fire Protection_2 | Storm Sewer | Sanitary Sewer | Water Supply | Grounds Lighting | Electrical Distribution | Fence | Gate | Retaining Wall | Flag Pole | Shed | Bollard | Pedestrian Walkway | Pedestrian Gate | Accessibility Ramp | Signs_Facility ID | Parking Area | Signs_Parking | Traffic Barrier | Roadway_1 | Signs_1 | Dome Structure | Diesel Storage Tank | Waste Coolant Tank | Waste Engine Oil Tank | Engine Oil Tank | Coolant Tank | Transmission Tank | Grey Water Tank | [58 empty] | SPRRM | Sprinkler Room
[14 empty] | Substructure_ | Door_ | Exterior Wall | Flat Roof_ | Overhead Door_ | Sloped Roof_ | Window System_ | Access Platform_ | Canopy_ | Parapet Wall_ | Super Structure_ | Skylight_ | Inspection Pit_ | Hand Rail_ | Guard Rail_ | Roof Drain_ | Windshield Washer Fluid Tank | Door Air Curtain_ | Room Interior | Stairway_ | Fixed Garbage Bin_ | Fixed Furniture_ |  | Air Monitoring | Air Compressor |  | Fire Backflow Preventer | Diesel Transfer Tank | Automatic Transfer Switch | Emergency Defibrillator | Boiler | Backflow Prevention | Crane | Bus Wash System | Coolant Fluid System | Check Valve (>100mm) | Curb Box | Drainage Catch basin | Manhole | Domestic Water Distribution System | Light Standard | Compressed Air Distribution System | Fence_ | Gate_ | Retaining Wall_ | Flag Pole_ | Shed_ | Bollard_ | Pedestrian Walkway _ | Pedestrian Gate_ | Accessibility Ramp_ | Signs Facility ID_ | Parking Area_ | Signs_Parking_ | Traffic Barrier_ | Roadway | Signs | Dome Structure_ | Diesel Storage Tank_ | Waste Coolant Tank_ | Waste Engine Oil Tank_ | Engine Oil Tank_ | Coolant Tank_ | Transmission Tank_ | Grey Water Tank_ | [58 empty] | STKRM | Stockroom
[37 empty] | BAS boards, Modules & Sensors | Air Hose Reel |  | Fire Extinguisher | Drill Press | Battery Charger | Emergency Eyewash and Shower | Bus Fume Exhaust | Domestic Water Distribution System | Elevator | Parts Washer | DEF Distribution System |  | Fire Hydrant | Drainage Culvert | Septic Tank | Irrigation | Lighting | Control Panel | [81 empty] | TIRE | Tire Storage Area
[37 empty] | Eco Structure Web Station | Dryer_Air Compressor |  | Fire Hose and Cabinet | Grinder | Battery Powered Emergency Lighting and Exit Lighting | Fall Arrest System | Dehumidifier | Hot Water Heater | In Ground Hoists | Pressure Washer | Diesel Fluid System |  | Fire Water Storage Tank | Manhole | Waste Water Collection System | Water Well | Lighting Control System | Disconnect Switch | [81 empty] | TLSTR | Tool Storage
[37 empty] | Energy Management System | Pressure Tank_Air Compressor |  | Fire Panels | Hydraulic Press | Capacitor | First Aid Kit | Fan | Hydronic System Water Treatment | Loading Dock Levelers | Pump | Engine Oil Fluid System |  | Post Indicator Valve | Separator | Waste Water Lift Station |  |  | Emergency Generator | [81 empty] | TRSVLT | Transformer Vault
[40 empty] | Fire Protection Devices | Industrial Vacuum | Control Panel | Spill Kits Station | Floor Heating/ Snow Melting System | Interceptor | Pit Jack |  | Grease Distribution System |  |  | Subsurface Stormwater Management |  |  |  | Grounding and Lightning Protection System | [81 empty] | TRSVLT | Transformer Vault
[40 empty] | Fire Pump | Jack Stand | Disconnect Switch |  | Heater | Non_Potable Water System | Portable Column Lift |  | Transmission Fluid System |  |  | Surface Stormwater Management |  |  |  | Load Bank | [81 empty] | TRSTR | Transit Safety Storage
[40 empty] | Fire Shutter | Metal Brake | Draw_Out Breaker |  | Heating and Cooling Coils | Plumbing Fixture |  |  | Waste Coolant System | [6 empty] | Manhole | [81 empty] | WADM | West Admin Office
[40 empty] | Fire Suppression System | Metal Shear | Electric Heat Trace System |  | Humidifier | Pump |  |  | Waste Oil System | [6 empty] | Switchboard
[40 empty] | Sprinkler System | Paint Booth | Hand Dryer |  | Natural Gas Distribution | Stabilized Aqueous Ozone |  |  | Windshield Washer | [6 empty] | Transformer
[40 empty] | Standpipe and Hose System | Sand Blaster | Heat Trace System |  | Roof Top Units | Sump Pit | [9 empty] | Utility Meters
[41 empty] | Tire Balancer | Lighting |  | Variable Air Volume | Utility Meters | [9 empty] | Vehicle Charging Unit
[41 empty] | Tire Inflation Cage | Lighting Control System |  | Chiller | Water Softener
[41 empty] | Work Bench | Low Voltage Transformer |  | Cooling Tower
[42 empty] | Medium/ High Voltage Transformer |  | Heat Exchanger
Motor Control Centers
Photovoltaic System
Signal Light
Switchboard
Uninterruptable Power Supply
[14 empty] | Level 7-8 | [27 empty] | Drill Press
[14 empty] | Air Compressor | Air Hose Reel | Air Monitoring | Automatic Transfer Switch | Backflow Prevention | BAS boards, Modules & Sensors | Battery Charger | Battery Powered Emergency Lighting and Exit Lighting | Boiler | Bus Fume Exhaust | Bus Wash System | Capacitor | Chiller | Control Panel | Coolant Fluid System | Cooling Tower | Heat Exchanger | Crane | Curb Box | DEF Distribution System | Dehumidifier | Diesel Fluid System | Diesel Transfer Tank |  | Domestic Water Distribution System | Drainage Catch basin | Drainage Culvert | Draw_Out Breaker | Drill Press | Dryer_Air Compressor | Electric Heat Trace System | Elevator | Emergency Defibrillator | Emergency Eyewash and Shower | Emergency Generator | Energy Management System | Engine Oil Fluid System | Fall Arrest System | Fan | Fire Backflow Preventer | Fire Extinguisher | Fire Hose and Cabinet | Fire Hydrant | Fire Panels | Fire Protection Devices | Fire Pump | Fire Shutter | Fire Suppression System | Fire Water Storage Tank | First Aid Kit | Floor Heating/ Snow Melting System | Fuel Flow Meter | Fuel Relief/Stop Tank | Grease Distribution System | Grinder | Grounding and Lightning Protection System | Hand Dryer | Heat Trace System | Heater | Heating and Cooling Coils | Hot Water Heater | Humidifier | Hydraulic Press | Hydronic System Water Treatment | In Ground Hoists | Industrial Vacuum | Interceptor | Irrigation | Jack Stand | Lighting | Lighting Control System | Load Bank | Loading Dock Levelers | Low Voltage Transformer | Manhole | Medium High Voltage Transformer | Metal Brake | Metal Shear | Motor Control Centers | Natural Gas Distribution | Non_Potable Water System | Paint Booth | Parts Washer | Photovoltaic System | Pit Jack | Plumbing Fixture | Portable Column Lift | Post Indicator Valve | Pressure Tank_Air Compressor | Pressure Washer | Pump | Roof Top Units | Sand Blaster | Separator | Septic Tank | Signal Light | Spill Kits Station | Sprinkler System | Stabilized Aqueous Ozone | Standpipe and Hose System | Subsurface Stormwater Management | Sump Pit | Surface Stormwater Management | Switchboard | Tire Balancer | Tire Inflation Cage | Transformer | Transmission Fluid System | Uninterruptable Power Supply | Utility Meters | Variable Air Volume | Vehicle Charging Unit | Waste Coolant System | Waste Oil System | Waste Water Collection System | Waste Water Lift Station | Water Softener | Water Well | Windshield Washer | Work Bench | Eco Structure Web Station
[14 empty] | Air Compressor | Air Hose Reel | Air Monitoring | Automatic Transfer Switch | Backflow Prevention | BAS boards, Modules & Sensors | Battery Charger | Battery Powered Emergency Lighting and Exit Lighting | Boiler | Bus Fume Exhaust | Bus Wash System | Capacitor | Chiller | Control Panel | Coolant Fluid System | Cooling Tower | Heat Exchanger | Crane | Curb Box | DEF Distribution System | Dehumidifier | Diesel Fluid System | Diesel Transfer Tank | Disconnect Switch | Domestic Water Distribution System | Drainage Catch basin | Drainage Culvert | Draw - Out Breaker |  | Dryer - Air Compressor | Electric Heat Trace System | Elevator | Emergency Defibrillator | Emergency Eyewash and Shower | Emergency Generator | Energy Management System | Engine Oil Fluid System | Fall Arrest System | Fan | Fire Backflow Preventer | Fire Extinguisher | Fire Hose and Cabinet | Fire Hydrant | Fire Panels | Fire Protection Devices | Fire Pump | Fire Shutter | Fire Suppression System | Fire Water Storage Tank | First Aid Kit | Floor Heating/ Snow Melting System | Fuel Flow Meter | Fuel Relief/Stop Tank | Grease Distribution System | Grinder | Grounding and Lightning Protection System | Hand Dryer | Heat Trace System | Heater | Heating and Cooling Coils | Hot Water Heater | Humidifier | Hydraulic Press | Hydronic System Water Treatment | In Ground Hoists | Industrial Vacuum | Interceptor | Irrigation | Jack Stand | Lighting | Lighting Control System | Load Bank | Loading Dock Levelers | Low Voltage Transformer | Manhole | Medium/ High Voltage Transformer | Metal Brake | Metal Shear | Motor Control Centers | Natural Gas Distribution | Non - Potable Water System | Paint Booth | Parts Washer | Photovoltaic System | Pit Jack | Plumbing Fixture | Portable Column Lift | Post Indicator Valve | Pressure Tank - Air Compressor | Pressure Washer | Pump | Air-Conditioning – Condenser | Sand Blaster | Separator | Septic Tank | Signal Light | Spill Kits Station | Sprinkler System | Stabilized Aqueous Ozone | Standpipe and Hose System | Subsurface Stormwater Management | Sump Pit | Surface Stormwater Management | Switchboard | Tire Balancer | Tire Inflation Cage | Transformer | Transmission Fluid System | Uninterruptable Power Supply | Utility Meters | Variable Air Volume | Vehicle Charging Unit | Waste Coolant System | Waste Oil System | Waste Water Collection System | Waste Water Lift Station | Water Softener | Water Well | Windshield Washer | Work Bench | Eco Structure Web Station
[31 empty] | Crane Remote Control | [5 empty] | Disconnect Switch | [67 empty] | Air Conditioning Indoor Evaporator
Air Handling Units
Heat Recovery Unit

## Sheet3 (hidden)
Location Code | Facility Name | Location X | Location Y
L-ABRMF | Aberfoyle Maintenance Facility
L-BRMMF | Brampton Maintenance Facility
L-EGMF | East Gwillimbury Maintenance Facility
L-HAMMF | Hamilton Maintenance Facility
L-KITMF | Kitchener Maintenance Facility
L-OSHMF | Oshawa Maintenance Facility
L-STVLMF | Steeprock Maintenance Facility
L-STRMF | Streetsville Maintenance Facility